{"text_format":"1","workbook":"xlsx","n_sheets":43,"sheets":["Start","PCM Sheets -->","Project Information","Assets","Function to Asset Map","Functions","Fxn-Mechanisms","Benefits","FxnMech to Benefits List","Green Matrix 0 1","Definitions","DIM Sheets -->","Function-Benefit Chart","DIM MAIN","Impact Metrics From Disc. Doc.","Fxn_Benefit List","Inputs List","FxnBenefit to Input Map","Population and Tariff Entry","Data Input Sheet","Set Escalation Factors","Cost","Population and Tariff Review","Review Inputs","Default Summary","Default Data","Escalation Factor Charts","Calculated Outputs","Output Escalated","CM Sheets-->","Review Benefit Pathways","CM MAIN","MCTinput","Internal Constants","Calcs","Lookups","Results Table","Result Charts","Net Present Value Analysis","Sensitivity Charts","Sensitivity Graphs","MACRO OUTPUT","Project Summary - Template"],"not_rendered":{"charts":16,"images":5,"macros":1,"external_links":0,"defined_names":1776,"comments":4,"pivot_tables":0},"unopened":[],"bounds":{"document_bytes":16777216,"sheet_cells":100000,"rows_first":2000,"rows_last":500,"rows_between":2000,"halvings":0,"cell_chars":16384,"cell_head_chars":4096},"cells_cut":0,"cells_raw":0,"read":"whole","date_system":"1900"}

{"sheet":"Start","index":0,"n_rows":50,"n_cols":2,"rows_kept":50,"cut":false,"hidden":false,"merged":[]}
[null,"U.S. Department of Energy Smart Grid Computational Tool (SGCT)"]
[null,"Version 2.0"]
[null,"Purpose of Tool: SGCT can be used to calculate the benefits of smart grid projects, compare costs and benefits, and gain a clearer understanding of the value of smart grid technology and systems in terms of monetary benefit. Furthermore, the SGCT can be used to analyze how the costs and benefits vary given different scenarios and assumptions. Finally, the analysis and insight provided by the SGCT can be leveraged to inform future smart grid investment."]
[null,"Explanation of Output: The output of the SGCT consists of charts, graphs and tables that summarize 22 distinct benefits of smart grid technology deployment. The benefits are monetized and calculated from actual or estimated metrics collected in the first five years of a project lifetime. Based on the first five years of data benefits can be projected out to 2040. The output also includes charts, graphs and tables that summarize the results of a sensitivity analysis. The user is able to set a high and low sensitivity range for each input in the tool and the output shows how the benefits are affected by variability of the inputs."]
[null,"Directions: This tool was created to be extremely user-friendly and easy to navigate. However, it may be useful to review the overall methodology of the tool before beginning a new analysis. Below is a diagram of the tool architecture that summarizes the analysis methodology. The tool is divided into three distinct phases: the Project Characterization Module (PCM), the Data Input Module (DIM), and the Computational Module (CM). The first phase, or PCM, collects information about the project such as the types of assets being installed, the functionality of those assets, and how the functionality will be used (the mechanisms). From this input the PCM determines the list benefits that the project could yield. These potential project benefits are then fed into the second phase of the tool, the DIM. The DIM uses the list of benefits to determine the inputs required to calculate the benefits. The DIM then helps navigate the user through the process of entering the required data. Its main purpose is to ensure that all the required data is entered in the proper format so that the benefits can be analyzed successfully. The input data is then fed into the final phase, the CM. The CM is the calculation engine of the tool, it crunches the numbers and generates the output. The CM also allows the user to complete a sensitivity analysis if desired.\nUsing the tool is as easy as clicking the big blue button below to begin and then following the directions that appear in each phase of the tool. The user can refer to the official User Guide for the U.S. Department of Energy Smart Grid Computational Tool for detailed directions and information about the calculation methodologies and assumptions used in the tool.  "]
[]
[]
[]
[]
[]
[]
[]
[]
[]
[]
[]
[]
[]
[]
[]
[]
[]
[]
[]
[]
[]
[]
[]
[]
[]
[]
[]
[]
[]
[]
[]
[]
[]
[]
[]
[]
[]
[]
[null,"Contact Information: "]
[null,"David Walls"]
[null,"Managing Director, Navigant, Energy Practice"]
[null,"Dwalls@navigant.com"]
[]
[]
[null,"Disclaimer: The work presented in this tool represents Navigant’s best efforts and judgments based on the best information available at the time that these materials were prepared. Navigant is not responsible for the reader’s use of, or reliance upon, the report, nor any decisions based on the results of the SGCT. Navigant does not make any representations, or warranties, expressed or implied. Users of this tool are advised that they assume all liabilities incurred by them, or third parties, as a result of their reliance on the tool, or the data, information, findings and opinions contained in the tool. This tool is not meant to be used as a budgeting or planning tool and is for educational purposes only. It in no way is meant to supplant discussion between planning engineers and vendors, professionals and experts."]

{"sheet":"PCM Sheets -->","index":1,"n_rows":0,"n_cols":0,"rows_kept":0,"cut":false,"hidden":true,"merged":[]}

{"sheet":"Project Information","index":2,"n_rows":70,"n_cols":3,"rows_kept":70,"cut":false,"hidden":true,"merged":[[0,0,0,2]]}
["The inputs below describe some basic project parameters. The list is filled in by the Project Information userform."]
["Parameter","Range Name","Input"]
["Project ID ","proj_id"]
["Project Start Year","proj_start_yr"]
["Size","size"]
["NERC Region","nerc_reg"]
["State","state"]
["City","city"]
["Utility","utility"]
[]
[]
[]
[]
[]
[]
[]
[]
[]
["Drop Down Lists"]
["NERC Region","States"]
["1. NPCC","Alabama"]
["2. RFC","Alaska"]
["3. MRO","Arizona"]
["4. FRCC","Arkansas"]
["5. SERC","California"]
["6. SPP","Colorado"]
["7. TRE","Connecticut"]
["8. WECC","Delaware"]
["9. ASCC","Florida"]
["10. HI","Georgia"]
[null,"Hawaii"]
[null,"Idaho"]
[null,"Illinois"]
[null,"Indiana"]
[null,"Iowa"]
[null,"Kansas"]
[null,"Kentucky"]
[null,"Louisiana"]
[null,"Maine"]
[null,"Maryland"]
[null,"Massachusetts"]
[null,"Michigan"]
[null,"Minnesota"]
[null,"Mississippi"]
[null,"Missouri"]
[null,"Montana"]
[null,"Nebraska"]
[null,"Nevada"]
[null,"New Hampshire"]
[null,"New Jersey"]
[null,"New Mexico"]
[null,"New York"]
[null,"North Carolina"]
[null,"North Dakota"]
[null,"Ohio"]
[null,"Oklahoma"]
[null,"Oregon"]
[null,"Pennsylvania"]
[null,"Rhode Island"]
[null,"South Carolina"]
[null,"South Dakota"]
[null,"Tennessee"]
[null,"Texas"]
[null,"Utah"]
[null,"Vermont"]
[null,"Virginia"]
[null,"Washington"]
[null,"West Virginia"]
[null,"Wisconsin"]
[null,"Wyoming"]

{"sheet":"Assets","index":3,"n_rows":23,"n_cols":3,"rows_kept":23,"cut":false,"hidden":true,"merged":[[0,0,0,2]]}
["The list of inputs below are filled in by the Choose Assets Userform."]
["Range Name","Assets","Will asset be installed? (1 = Yes, 0 = No)"]
["asset1","Advanced Interrupting Switch"]
["asset2","AMI/Smart Meters"]
["asset3","Controllable/regulating Inverter"]
["asset4","Customer EMS/Display/Portal"]
["asset5","Distribution Automation"]
["asset6","Distribution Management System"]
["asset7","Enhanced Fault Detection Technology"]
["asset8","Equipment Health Sensor"]
["asset9","Flexible Alternating Current Transmission System (FACTS)  Device"]
["asset10","Fault Current Limiter"]
["asset11","Loading Monitor"]
["asset12","Microgrid Controller"]
["asset13","Phase Angle Regulating Transformer"]
["asset14","Phasor Measurement Technology"]
["asset15","Smart Appliances and Equipment (Customer)"]
["asset16","Software - Advanced Analysis/Visualization"]
["asset17","Two-way Communications (high bandwidth)"]
["asset18","Vehicle to Grid Charging Station"]
["asset19","Very Low Impedance (High Temperature Superconducting) cables"]
["asset20","Distributed Generator (diesel, PV, wind)"]
["asset21","Electricity Storage device (e.g., battery, flywheel, PEV etc)"]

{"sheet":"Function to Asset Map","index":4,"n_rows":37,"n_cols":22,"rows_kept":37,"cut":false,"hidden":true,"merged":[]}
["The map below is filled in manually. It should not change regularly. It is used to determine possible functions given assets chosen."]
[null,{"$f":"asset1","v":"Advanced Interrupting Switch"},{"$f":"asset2","v":"AMI/Smart Meters"},{"$f":"asset3","v":"Controllable/regulating Inverter"},{"$f":"asset4","v":"Customer EMS/Display/Portal"},{"$f":"asset5","v":"Distribution Automation"},{"$f":"asset6","v":"Distribution Management System"},{"$f":"asset7","v":"Enhanced Fault Detection Technology"},{"$f":"asset8","v":"Equipment Health Sensor"},{"$f":"asset9","v":"Flexible Alternating Current Transmission System (FACTS)  Device"},{"$f":"asset10","v":"Fault Current Limiter"},{"$f":"asset11","v":"Loading Monitor"},{"$f":"asset12","v":"Microgrid Controller"},{"$f":"asset13","v":"Phase Angle Regulating Transformer"},{"$f":"asset14","v":"Phasor Measurement Technology"},{"$f":"asset15","v":"Smart Appliances and Equipment (Customer)"},{"$f":"asset16","v":"Software - Advanced Analysis/Visualization"},{"$f":"asset17","v":"Two-way Communications (high bandwidth)"},{"$f":"asset18","v":"Vehicle to Grid Charging Station"},{"$f":"asset19","v":"Very Low Impedance (High Temperature Superconducting) cables"},{"$f":"asset20","v":"Distributed Generator (diesel, PV, wind)"},{"$f":"asset21","v":"Electricity Storage device (e.g., battery, flywheel, PEV etc)"}]
[{"$f":"function1","v":"Fault Current Limiting"},0,0,0,0,0,0,0,0,0,1,0,0,0,0,0,0,0,0,0,0,0]
[{"$f":"function2","v":"Wide Area Monitoring, Visualization, and Control"},0,0,0,0,0,0,0,0,0,0,0,0,0,1,0,1,1,0,0,0,0]
[{"$f":"function3","v":"Dynamic Capability Rating"},0,0,0,0,0,1,0,1,0,0,1,0,0,1,0,1,0,0,0,0,0]
[{"$f":"function4","v":"Power Flow Control"},0,0,0,0,0,0,0,0,1,0,0,0,1,1,0,0,0,0,1,0,0]
[{"$f":"function5","v":"Adaptive Protection"},0,0,0,0,1,1,0,0,0,0,0,0,0,1,0,0,1,0,0,0,0]
[{"$f":"function6","v":"Automated Feeder and Line Switching"},0,0,0,0,1,1,0,0,0,0,0,0,0,0,0,0,1,0,0,0,0]
[{"$f":"function7","v":"Automated Islanding and Reconnection"},0,0,1,0,1,1,0,0,0,0,0,1,0,1,0,0,1,0,0,0,0]
[{"$f":"function8","v":"Automated Voltage and VAR Control"},0,1,1,0,1,1,0,0,0,0,0,0,0,1,0,0,1,0,0,1,1]
[{"$f":"function9","v":"Diagnosis & Notification of Equipment Condition"},0,0,0,0,0,0,0,1,0,0,1,0,0,0,0,0,0,0,0,0,0]
[{"$f":"function10","v":"Enhanced Fault Protection"},1,0,0,0,0,0,1,0,0,0,0,0,0,1,0,0,0,0,0,0,0]
[{"$f":"function11","v":"Real-Time Load Measurement & Management"},0,1,0,0,0,1,0,0,0,0,0,0,0,0,0,0,1,0,0,0,0]
[{"$f":"function12","v":"Real-time Load Transfer"},0,0,0,0,1,1,0,0,0,0,1,0,0,0,0,0,1,0,0,0,0]
[{"$f":"function13","v":"Customer Electricity Use Optimization"},0,1,0,1,0,0,0,0,0,0,0,0,0,0,1,0,0,1,0,0,0]
[{"$f":"function14","v":"Storing Electricity for Later Use"},0,0,0,0,0,0,0,0,0,0,0,0,0,0,0,0,0,0,0,0,1]
[{"$f":"function15","v":"Distributed Production of Electricity"},0,0,0,0,0,0,0,0,0,0,0,0,0,0,0,0,0,0,0,1,0]
[{"$f":"function16","v":"SLOT NOT USED"},0,0,0,0,0,0,0,0,0,0,0,0,0,0,0,0,0,0,0,0,0]
[]
["The list below is used to filter the functions that are not possible from the Functions Userform."]
["Possible Functions","Dot product of Function to Asset Map and selected Assets","Range Name","Is Function possible given selected Assets(1= Yes, 0= No)"]
[{"$f":"function1","v":"Fault Current Limiting"},{"$f":"MMULT(B3:V18,asset_inputs)","v":{"$error":"#VALUE!"}},"pos_1",{"$f":"IF(B22=0,0,1)","v":{"$error":"#VALUE!"}}]
[{"$f":"function2","v":"Wide Area Monitoring, Visualization, and Control"},{"$error":"#VALUE!"},"pos_2",{"$error":"#VALUE!"}]
[{"$f":"function3","v":"Dynamic Capability Rating"},{"$error":"#VALUE!"},"pos_3",{"$error":"#VALUE!"}]
[{"$f":"function4","v":"Power Flow Control"},{"$error":"#VALUE!"},"pos_4",{"$error":"#VALUE!"}]
[{"$f":"function5","v":"Adaptive Protection"},{"$error":"#VALUE!"},"pos_5",{"$error":"#VALUE!"}]
[{"$f":"function6","v":"Automated Feeder and Line Switching"},{"$error":"#VALUE!"},"pos_6",{"$error":"#VALUE!"}]
[{"$f":"function7","v":"Automated Islanding and Reconnection"},{"$error":"#VALUE!"},"pos_7",{"$error":"#VALUE!"}]
[{"$f":"function8","v":"Automated Voltage and VAR Control"},{"$error":"#VALUE!"},"pos_8",{"$error":"#VALUE!"}]
[{"$f":"function9","v":"Diagnosis & Notification of Equipment Condition"},{"$error":"#VALUE!"},"pos_9",{"$error":"#VALUE!"}]
[{"$f":"function10","v":"Enhanced Fault Protection"},{"$error":"#VALUE!"},"pos_10",{"$error":"#VALUE!"}]
[{"$f":"function11","v":"Real-Time Load Measurement & Management"},{"$error":"#VALUE!"},"pos_11",{"$error":"#VALUE!"}]
[{"$f":"function12","v":"Real-time Load Transfer"},{"$error":"#VALUE!"},"pos_12",{"$error":"#VALUE!"}]
[{"$f":"function13","v":"Customer Electricity Use Optimization"},{"$error":"#VALUE!"},"pos_13",{"$error":"#VALUE!"}]
[{"$f":"function14","v":"Storing Electricity for Later Use"},{"$error":"#VALUE!"},"pos_14",{"$error":"#VALUE!"}]
[{"$f":"function15","v":"Distributed Production of Electricity"},{"$error":"#VALUE!"},"pos_15",{"$error":"#VALUE!"}]
[{"$f":"function16","v":"SLOT NOT USED"},{"$error":"#VALUE!"},"pos_16",{"$error":"#VALUE!"}]

{"sheet":"Functions","index":5,"n_rows":18,"n_cols":3,"rows_kept":18,"cut":false,"hidden":true,"merged":[[0,0,0,2]]}
["The list of inputs below is filled in by the Choose Function Userform."]
["Range Name","Functions","Is function achieved? (1 = Yes, 0 = No)"]
["function1","Fault Current Limiting"]
["function2","Wide Area Monitoring, Visualization, and Control"]
["function3","Dynamic Capability Rating"]
["function4","Power Flow Control"]
["function5","Adaptive Protection"]
["function6","Automated Feeder and Line Switching"]
["function7","Automated Islanding and Reconnection"]
["function8","Automated Voltage and VAR Control"]
["function9","Diagnosis & Notification of Equipment Condition"]
["function10","Enhanced Fault Protection"]
["function11","Real-Time Load Measurement & Management"]
["function12","Real-time Load Transfer"]
["function13","Customer Electricity Use Optimization"]
["function14","Storing Electricity for Later Use"]
["function15","Distributed Production of Electricity"]
["function16","SLOT NOT USED"]

{"sheet":"Fxn-Mechanisms","index":6,"n_rows":88,"n_cols":5,"rows_kept":88,"cut":false,"hidden":true,"merged":[]}
["Function","Mechanism","Range Name","Fxn-Mechanism","Is function mechanism achieved? (1 = Yes, 0 = No)"]
[{"$f":"function5","v":"Adaptive Protection"},"Reduces likelihood of a missed relay coordination which can reduce the size or likelihood of an outage. Allows the reconfiguration of relay settings which can enable the partial restoration of service","FxnMech1",{"$f":"A2&\"_\"&B2","v":"Adaptive Protection_Reduces likelihood of a missed relay coordination which can reduce the size or likelihood of an outage. Allows the reconfiguration of relay settings which can enable the partial restoration of service"}]
[{"$f":"function6","v":"Automated Feeder and Line Switching"},"Reduces truck rolls","FxnMech2","Automated Feeder and Line Switching_Reduces truck rolls"]
[{"$f":"function6","v":"Automated Feeder and Line Switching"},"Reduces manual labor hours associated with restoration","FxnMech3","Automated Feeder and Line Switching_Reduces manual labor hours associated with restoration"]
[{"$f":"function6","v":"Automated Feeder and Line Switching"},"Reduces fault location isolation service restoration (FLISR) time","FxnMech4","Automated Feeder and Line Switching_Reduces fault location isolation service restoration (FLISR) time"]
[{"$f":"function6","v":"Automated Feeder and Line Switching"},"Reduces manual labor hours associated with line switching","FxnMech5","Automated Feeder and Line Switching_Reduces manual labor hours associated with line switching"]
[{"$f":"function7","v":"Automated Islanding and Reconnection"},"Enables islanding or alternative power supply","FxnMech6","Automated Islanding and Reconnection_Enables islanding or alternative power supply"]
[{"$f":"function7","v":"Automated Islanding and Reconnection"},"Reduces the number of crews needed to restore power","FxnMech7","Automated Islanding and Reconnection_Reduces the number of crews needed to restore power"]
[{"$f":"function8","v":"Automated Voltage and VAR Control"},"Improves system power factor and voltage reducing the  amount of voltage ancillary service required","FxnMech8","Automated Voltage and VAR Control_Improves system power factor and voltage reducing the  amount of voltage ancillary service required"]
[{"$f":"function8","v":"Automated Voltage and VAR Control"},"Optimizes voltage and VAR levels to reduce T&D losses","FxnMech9","Automated Voltage and VAR Control_Optimizes voltage and VAR levels to reduce T&D losses"]
[{"$f":"function8","v":"Automated Voltage and VAR Control"},"Reduces emissions from carbon based fuel due to losses","FxnMech74","Automated Voltage and VAR Control_Reduces emissions from carbon based fuel due to losses"]
[{"$f":"function8","v":"Automated Voltage and VAR Control"},null,"FxnMech10","Automated Voltage and VAR Control_"]
[{"$f":"function8","v":"Automated Voltage and VAR Control"},"Reduces manual labor hours associated with capacitor switching and/or regulator operation","FxnMech11","Automated Voltage and VAR Control_Reduces manual labor hours associated with capacitor switching and/or regulator operation"]
[{"$f":"function13","v":"Customer Electricity Use Optimization"},"Shifts demand from peak time to reduce distribution peak load","FxnMech12","Customer Electricity Use Optimization_Shifts demand from peak time to reduce distribution peak load"]
["Customer Electricity Use Optimization","Shifts demand from peak time to reduce transmission peak load","FxnMech75","Customer Electricity Use Optimization_Shifts demand from peak time to reduce transmission peak load"]
["Customer Electricity Use Optimization","Shifts demand from peak time to reduce generation peak capacity required","FxnMech76","Customer Electricity Use Optimization_Shifts demand from peak time to reduce generation peak capacity required"]
["Customer Electricity Use Optimization","Shifts demand from peak time to reduce required ancillary services related to peak load","FxnMech77","Customer Electricity Use Optimization_Shifts demand from peak time to reduce required ancillary services related to peak load"]
["Customer Electricity Use Optimization","Optimizes load shape through customer pricing and incentives to reduce electricity losses","FxnMech78","Customer Electricity Use Optimization_Optimizes load shape through customer pricing and incentives to reduce electricity losses"]
["Customer Electricity Use Optimization","Reduces emissions from carbon based fuel due to losses","FxnMech13","Customer Electricity Use Optimization_Reduces emissions from carbon based fuel due to losses"]
["Customer Electricity Use Optimization","Decreases loading on congested transmission pathways","FxnMech14","Customer Electricity Use Optimization_Decreases loading on congested transmission pathways"]
["Customer Electricity Use Optimization","Provides customer with information which encourages alternate usage patterns or conservation resulting in reduced costs","FxnMech15","Customer Electricity Use Optimization_Provides customer with information which encourages alternate usage patterns or conservation resulting in reduced costs"]
[{"$f":"function9","v":"Diagnosis & Notification of Equipment Condition"},"Reduces truck rolls","FxnMech16","Diagnosis & Notification of Equipment Condition_Reduces truck rolls"]
[{"$f":"function9","v":"Diagnosis & Notification of Equipment Condition"},"Improves detection of pending failure","FxnMech17","Diagnosis & Notification of Equipment Condition_Improves detection of pending failure"]
[{"$f":"function9","v":"Diagnosis & Notification of Equipment Condition"},"Enables targeted maintenance","FxnMech18","Diagnosis & Notification of Equipment Condition_Enables targeted maintenance"]
[{"$f":"function15","v":"Distributed Production of Electricity"},"Generates electricity at peak time to reduce distribution peak load","FxnMech19","Distributed Production of Electricity_Generates electricity at peak time to reduce distribution peak load"]
["Distributed Production of Electricity","Generates electricity at peak time to reduce generation peak capacity required","FxnMech20","Distributed Production of Electricity_Generates electricity at peak time to reduce generation peak capacity required"]
["Distributed Production of Electricity","Generates electricity at peak time to reduce transmission peak load","FxnMech21","Distributed Production of Electricity_Generates electricity at peak time to reduce transmission peak load"]
["Distributed Production of Electricity","Enables more efficient generation mix to be dispatched by reducing the amount of central generation required during peak times","FxnMech22","Distributed Production of Electricity_Enables more efficient generation mix to be dispatched by reducing the amount of central generation required during peak times"]
["Distributed Production of Electricity","Generates electricity at peak time to reduce required ancillary service related to peak load","FxnMech23","Distributed Production of Electricity_Generates electricity at peak time to reduce required ancillary service related to peak load"]
["Distributed Production of Electricity","Reduces emissions from carbon based fuel due to losses and/or meets load with renewable sources","FxnMech24","Distributed Production of Electricity_Reduces emissions from carbon based fuel due to losses and/or meets load with renewable sources"]
["Distributed Production of Electricity","Provides electricity during times when price of \"grid power\" exceeds cost of producing with the DG asset","FxnMech25","Distributed Production of Electricity_Provides electricity during times when price of \"grid power\" exceeds cost of producing with the DG asset"]
["Distributed Production of Electricity","Optimizes net load shape to reduce electricity losses","FxnMech26","Distributed Production of Electricity_Optimizes net load shape to reduce electricity losses"]
["Distributed Production of Electricity","Enables islanding or alternative power supply","FxnMech27","Distributed Production of Electricity_Enables islanding or alternative power supply"]
["Distributed Production of Electricity","Decreases loading on congested transmission pathways","FxnMech79",{"$f":"A34&\"_\"&B34","v":"Distributed Production of Electricity_Decreases loading on congested transmission pathways"}]
[{"$f":"function3","v":"Dynamic Capability Rating"},"Increases line/equipment capability","FxnMech28","Dynamic Capability Rating_Increases line/equipment capability"]
[{"$f":"function3","v":"Dynamic Capability Rating"},"Limits ratings based on conditions to avoid overload and equipment damage","FxnMech29","Dynamic Capability Rating_Limits ratings based on conditions to avoid overload and equipment damage"]
[{"$f":"function3","v":"Dynamic Capability Rating"},"Improves operational awareness","FxnMech30","Dynamic Capability Rating_Improves operational awareness"]
[{"$f":"function10","v":"Enhanced Fault Protection"},"Reduces stress on equipment through faster fault detection or reduced reclosing","FxnMech31","Enhanced Fault Protection_Reduces stress on equipment through faster fault detection or reduced reclosing"]
[{"$f":"function10","v":"Enhanced Fault Protection"},"Reduces or eliminates reclosing for fault clearing","FxnMech32","Enhanced Fault Protection_Reduces or eliminates reclosing for fault clearing"]
[{"$f":"function10","v":"Enhanced Fault Protection"},"Detects and clears hard-to-detect faults more precisely and quickly to reduce scope of outage","FxnMech33","Enhanced Fault Protection_Detects and clears hard-to-detect faults more precisely and quickly to reduce scope of outage"]
[{"$f":"function10","v":"Enhanced Fault Protection"},"Detects and Clears high impedance faults more precisely and quickly to reduce the frequency and severity of voltage fluctuations they can cause","FxnMech34","Enhanced Fault Protection_Detects and Clears high impedance faults more precisely and quickly to reduce the frequency and severity of voltage fluctuations they can cause"]
[{"$f":"function1","v":"Fault Current Limiting"},"Prevents fault currents from exceeding the levels of the equipment","FxnMech35","Fault Current Limiting_Prevents fault currents from exceeding the levels of the equipment"]
[{"$f":"function1","v":"Fault Current Limiting"},"Reduce stress on equipment","FxnMech36","Fault Current Limiting_Reduce stress on equipment"]
[{"$f":"function16","v":"SLOT NOT USED"},"SLOT NOT USED","FxnMech37","SLOT NOT USED_SLOT NOT USED"]
["SLOT NOT USED","SLOT NOT USED","FxnMech38","SLOT NOT USED_SLOT NOT USED"]
["SLOT NOT USED","SLOT NOT USED","FxnMech39","SLOT NOT USED_SLOT NOT USED"]
["SLOT NOT USED","SLOT NOT USED","FxnMech40","SLOT NOT USED_SLOT NOT USED"]
["SLOT NOT USED","SLOT NOT USED","FxnMech41","SLOT NOT USED_SLOT NOT USED"]
["SLOT NOT USED","SLOT NOT USED","FxnMech82","SLOT NOT USED_SLOT NOT USED"]
["SLOT NOT USED","SLOT NOT USED","FxnMech42","SLOT NOT USED_SLOT NOT USED"]
["SLOT NOT USED","SLOT NOT USED","FxnMech43","SLOT NOT USED_SLOT NOT USED"]
["SLOT NOT USED","SLOT NOT USED","FxnMech44","SLOT NOT USED_SLOT NOT USED"]
["SLOT NOT USED","SLOT NOT USED","FxnMech86","SLOT NOT USED_SLOT NOT USED"]
[{"$f":"function4","v":"Power Flow Control"},"Diverts power so as to avoid overloading lines or equipment","FxnMech45","Power Flow Control_Diverts power so as to avoid overloading lines or equipment"]
[{"$f":"function4","v":"Power Flow Control"},"Reduces emissions from carbon based fuel due to losses","FxnMech46","Power Flow Control_Reduces emissions from carbon based fuel due to losses"]
[{"$f":"function4","v":"Power Flow Control"},"Controls power flow around congested system element","FxnMech47","Power Flow Control_Controls power flow around congested system element"]
[{"$f":"function4","v":"Power Flow Control"},"Optimizes power flow to reduce system losses","FxnMech80",{"$f":"A57&\"_\"&B57","v":"Power Flow Control_Optimizes power flow to reduce system losses"}]
[{"$f":"function11","v":"Real-Time Load Measurement & Management"},"Enables load management","FxnMech48","Real-Time Load Measurement & Management_Enables load management"]
["Real-Time Load Measurement & Management","Improves load models and forecasts","FxnMech49","Real-Time Load Measurement & Management_Improves load models and forecasts"]
["Real-Time Load Measurement & Management","Reduces truck rolls","FxnMech50","Real-Time Load Measurement & Management_Reduces truck rolls"]
["Real-Time Load Measurement & Management","Optimizes load shape through direct load control to reduce electricity losses","FxnMech51","Real-Time Load Measurement & Management_Optimizes load shape through direct load control to reduce electricity losses"]
["Real-Time Load Measurement & Management","Identifies abnormal customer electricity consumption","FxnMech52","Real-Time Load Measurement & Management_Identifies abnormal customer electricity consumption"]
["Real-Time Load Measurement & Management","Following major damage to the system, detects the individual outages more precisely and quickly to reduce restoration time","FxnMech53","Real-Time Load Measurement & Management_Following major damage to the system, detects the individual outages more precisely and quickly to reduce restoration time"]
["Real-Time Load Measurement & Management","Reduces manual meter operations","FxnMech54","Real-Time Load Measurement & Management_Reduces manual meter operations"]
["Real-Time Load Measurement & Management","Enables faster restoration time","FxnMech55","Real-Time Load Measurement & Management_Enables faster restoration time"]
["Real-Time Load Measurement & Management","Reduces fault location isolation service restoration (FLISR) time","FxnMech56","Real-Time Load Measurement & Management_Reduces fault location isolation service restoration (FLISR) time"]
[{"$f":"function12","v":"Real-time Load Transfer"},"Reduces emissions from carbon based fuel due to losses","fxnmech88","Real-time Load Transfer_Reduces emissions from carbon based fuel due to losses"]
[{"$f":"function12","v":"Real-time Load Transfer"},"Shifts loads among circuits to avoid overloading feeders or equipment","FxnMech57","Real-time Load Transfer_Shifts loads among circuits to avoid overloading feeders or equipment"]
[{"$f":"function12","v":"Real-time Load Transfer"},"Optimizes load shape by reconfiguring system to reduce electricity losses","FxnMech58","Real-time Load Transfer_Optimizes load shape by reconfiguring system to reduce electricity losses"]
[{"$f":"function12","v":"Real-time Load Transfer"},"Enables real-time feeder reconfiguration to restore service to a portion of customers quickly after a major event","FxnMech59","Real-time Load Transfer_Enables real-time feeder reconfiguration to restore service to a portion of customers quickly after a major event"]
[{"$f":"function14","v":"Storing Electricity for Later Use"},"Provides electricity at peak time to reduce distribution peak load","FxnMech60","Storing Electricity for Later Use_Provides electricity at peak time to reduce distribution peak load"]
["Storing Electricity for Later Use","Provides electricity at peak time to reduce generation peak capacity required","FxnMech61","Storing Electricity for Later Use_Provides electricity at peak time to reduce generation peak capacity required"]
["Storing Electricity for Later Use","Provides electricity at peak time to reduce transmission peak load","FxnMech62","Storing Electricity for Later Use_Provides electricity at peak time to reduce transmission peak load"]
["Storing Electricity for Later Use","Enables load following/smoothing allowing generators to remain in their optimum operating zone and avoid the dispatch of less efficient generation","FxnMech63","Storing Electricity for Later Use_Enables load following/smoothing allowing generators to remain in their optimum operating zone and avoid the dispatch of less efficient generation"]
["Storing Electricity for Later Use","Provides electricity at peak time to reduce ancillary services related to peak load","FxnMech64","Storing Electricity for Later Use_Provides electricity at peak time to reduce ancillary services related to peak load"]
["Storing Electricity for Later Use","Decreases loading on congested transmission pathways","FxnMech83","Storing Electricity for Later Use_Decreases loading on congested transmission pathways"]
["Storing Electricity for Later Use","Provides electricity during times when price of \"grid power\" exceeds cost of providing electricity with the storage asset","FxnMech65","Storing Electricity for Later Use_Provides electricity during times when price of \"grid power\" exceeds cost of providing electricity with the storage asset"]
["Storing Electricity for Later Use","Acts as an uninterruptible power supply during a momentary outage","FxnMech66","Storing Electricity for Later Use_Acts as an uninterruptible power supply during a momentary outage"]
["Storing Electricity for Later Use","Utilizes uninterrupted power supply capability to enable load to ride through voltage sags and swell","FxnMech67","Storing Electricity for Later Use_Utilizes uninterrupted power supply capability to enable load to ride through voltage sags and swell"]
["Storing Electricity for Later Use","Enables islanding or alternative power supply","FxnMech68","Storing Electricity for Later Use_Enables islanding or alternative power supply"]
["Storing Electricity for Later Use","Optimizes net load shape to reduce electricity losses","fxnmech84","Storing Electricity for Later Use_Optimizes net load shape to reduce electricity losses"]
["Storing Electricity for Later Use","Reduces emissions from carbon based fuel due to losses","fxnmech87","Storing Electricity for Later Use_Reduces emissions from carbon based fuel due to losses"]
["Storing Electricity for Later Use","PEVs used as energy storage assets reduce gasoline consumption.","fxnmech89","Storing Electricity for Later Use_PEVs used as energy storage assets reduce gasoline consumption."]
[{"$f":"function2","v":"Wide Area Monitoring, Visualization, and Control"},"Raises stability limits on transmission pathways without compromising reliability deferring the need to increase capacity","fxnmech85","Wide Area Monitoring, Visualization, and Control_Raises stability limits on transmission pathways without compromising reliability deferring the need to increase capacity"]
[{"$f":"function2","v":"Wide Area Monitoring, Visualization, and Control"},"Raises stability limits on congested transmission pathways without compromising reliability","FxnMech69","Wide Area Monitoring, Visualization, and Control_Raises stability limits on congested transmission pathways without compromising reliability"]
[{"$f":"function2","v":"Wide Area Monitoring, Visualization, and Control"},"Enables the optimized dispatch of generation while ensuring reliability and stability of the grid","FxnMech70","Wide Area Monitoring, Visualization, and Control_Enables the optimized dispatch of generation while ensuring reliability and stability of the grid"]
[{"$f":"function2","v":"Wide Area Monitoring, Visualization, and Control"},"Improves operational awareness","FxnMech81","Wide Area Monitoring, Visualization, and Control_Improves operational awareness"]
[{"$f":"function2","v":"Wide Area Monitoring, Visualization, and Control"},"Improves grid stability and helps avoid conditions that threaten reliability","FxnMech73","Wide Area Monitoring, Visualization, and Control_Improves grid stability and helps avoid conditions that threaten reliability"]

{"sheet":"Benefits","index":7,"n_rows":24,"n_cols":5,"rows_kept":24,"cut":false,"hidden":true,"merged":[[0,0,0,3]]}
["The list below is a unique list possible benefits given the functions and mechanisms chosen. It is used to filter out the benefits that are not possible from the Benefits Userform."]
["Range Name","Benefit","Dot product of FxnMech to Benefits Map and selected FxnMechs","Unique Possible Realized Benefits List (1 = possible, 0 = not possible)"]
["benefit1","Optimized Generator Operation",{"$f":"SUMIF('FxnMech to Benefits List'!$E$3:$E$112,Benefits!B3,'FxnMech to Benefits List'!$D$3:$D$112)","v":0},{"$f":"IF(C3=0,0,1)","v":0},{"$f":"IF(D3>0,INDIRECT(A3),\"\")","v":""}]
["benefit2","Deferred Generation Capacity Investments",{"$f":"SUMIF('FxnMech to Benefits List'!$E$3:$E$112,Benefits!B4,'FxnMech to Benefits List'!$D$3:$D$112)","v":0},{"$f":"IF(C4=0,0,1)","v":0},{"$f":"IF(D4>0,INDIRECT(A4),\"\")","v":""}]
["benefit3","Reduced Ancillary Service Cost",{"$f":"SUMIF('FxnMech to Benefits List'!$E$3:$E$112,Benefits!B5,'FxnMech to Benefits List'!$D$3:$D$112)","v":0},0,""]
["benefit4","Reduced Congestion Cost",{"$f":"SUMIF('FxnMech to Benefits List'!$E$3:$E$112,Benefits!B6,'FxnMech to Benefits List'!$D$3:$D$112)","v":0},0,""]
["benefit5","Deferred Transmission Capacity Investments",{"$f":"SUMIF('FxnMech to Benefits List'!$E$3:$E$112,Benefits!B7,'FxnMech to Benefits List'!$D$3:$D$112)","v":0},0,""]
["benefit6","Deferred Distribution Capacity Investments",{"$f":"SUMIF('FxnMech to Benefits List'!$E$3:$E$112,Benefits!B8,'FxnMech to Benefits List'!$D$3:$D$112)","v":0},0,""]
["benefit7","Reduced Equipment Failures ",{"$f":"SUMIF('FxnMech to Benefits List'!$E$3:$E$112,Benefits!B9,'FxnMech to Benefits List'!$D$3:$D$112)","v":0},0,""]
["benefit8","Reduced T&D Equipment Maintenance Cost",{"$f":"SUMIF('FxnMech to Benefits List'!$E$3:$E$112,Benefits!B10,'FxnMech to Benefits List'!$D$3:$D$112)","v":0},0,""]
["benefit9","Reduced T&D Operations Cost",{"$f":"SUMIF('FxnMech to Benefits List'!$E$3:$E$112,Benefits!B11,'FxnMech to Benefits List'!$D$3:$D$112)","v":0},{"$f":"IF(C11=0,0,1)","v":0},""]
["benefit10","Reduced Meter Reading Cost",{"$f":"SUMIF('FxnMech to Benefits List'!$E$3:$E$112,Benefits!B12,'FxnMech to Benefits List'!$D$3:$D$112)","v":0},0,""]
["benefit11","Reduced Electricity Theft",{"$f":"SUMIF('FxnMech to Benefits List'!$E$3:$E$112,Benefits!B13,'FxnMech to Benefits List'!$D$3:$D$112)","v":0},0,""]
["benefit12","Reduced Electricity Losses",{"$f":"SUMIF('FxnMech to Benefits List'!$E$3:$E$112,Benefits!B14,'FxnMech to Benefits List'!$D$3:$D$112)","v":0},0,""]
["benefit13","Reduced Electricity Cost",{"$f":"SUMIF('FxnMech to Benefits List'!$E$3:$E$112,Benefits!B15,'FxnMech to Benefits List'!$D$3:$D$112)","v":0},0,""]
["benefit14","Reduced Sustained Outages",{"$f":"SUMIF('FxnMech to Benefits List'!$E$3:$E$112,Benefits!B16,'FxnMech to Benefits List'!$D$3:$D$112)","v":0},0,""]
["benefit15","Reduced Major Outages",{"$f":"SUMIF('FxnMech to Benefits List'!$E$3:$E$112,Benefits!B17,'FxnMech to Benefits List'!$D$3:$D$112)","v":0},0,""]
["benefit16","Reduced Restoration Cost",{"$f":"SUMIF('FxnMech to Benefits List'!$E$3:$E$112,Benefits!B18,'FxnMech to Benefits List'!$D$3:$D$112)","v":0},0,""]
["benefit17","Reduced Momentary Outages",{"$f":"SUMIF('FxnMech to Benefits List'!$E$3:$E$112,Benefits!B19,'FxnMech to Benefits List'!$D$3:$D$112)","v":0},0,""]
["benefit18","Reduced Sags and Swells",{"$f":"SUMIF('FxnMech to Benefits List'!$E$3:$E$112,Benefits!B20,'FxnMech to Benefits List'!$D$3:$D$112)","v":0},0,""]
["benefit19","Reduced CO2 Emissions",{"$f":"SUMIF('FxnMech to Benefits List'!$E$3:$E$112,Benefits!B21,'FxnMech to Benefits List'!$D$3:$D$112)","v":0},0,""]
["benefit20","Reduced SOx, NOx, and PM-2.5 Emissions",{"$f":"SUMIF('FxnMech to Benefits List'!$E$3:$E$112,Benefits!B22,'FxnMech to Benefits List'!$D$3:$D$112)","v":0},0,""]
["benefit21","Reduced Oil Usage (not monetized)",{"$f":"SUMIF('FxnMech to Benefits List'!$E$3:$E$112,Benefits!B23,'FxnMech to Benefits List'!$D$3:$D$112)","v":0},0,""]
["benefit22","Reduced Wide-scale Blackouts",{"$f":"SUMIF('FxnMech to Benefits List'!$E$3:$E$112,Benefits!B24,'FxnMech to Benefits List'!$D$3:$D$112)","v":0},0,""]

{"sheet":"FxnMech to Benefits List","index":8,"n_rows":112,"n_cols":6,"rows_kept":112,"cut":false,"hidden":true,"merged":[[0,0,0,5]]}
["The table below contains the complete mapping of functions to mechanisms to benefits. "]
["Function","Mechanism","Function_Mechanism","Is Function_Mechanism Realized?","Benefit","Is Benefit Realized by Function_Mechanism"]
[{"$f":"function5","v":"Adaptive Protection"},{"$f":"INDEX('Fxn-Mechanisms'!$B$2:$B$88,MATCH(C3,'Fxn-Mechanisms'!$D$2:$D$88,0))","v":"Reduces likelihood of a missed relay coordination which can reduce the size or likelihood of an outage. Allows the reconfiguration of relay settings which can enable the partial restoration of service"},{"$f":"FxnMech1","v":"Adaptive Protection_Reduces likelihood of a missed relay coordination which can reduce the size or likelihood of an outage. Allows the reconfiguration of relay settings which can enable the partial restoration of service"},{"$f":"INDEX('Fxn-Mechanisms'!$E$2:$E$88,MATCH('FxnMech to Benefits List'!C3,'Fxn-Mechanisms'!$D$2:$D$88,0))","v":0},{"$f":"benefit16","v":"Reduced Restoration Cost"},{"$f":"D3","v":0}]
[{"$f":"function5","v":"Adaptive Protection"},{"$f":"INDEX('Fxn-Mechanisms'!$B$2:$B$88,MATCH(C4,'Fxn-Mechanisms'!$D$2:$D$88,0))","v":"Reduces likelihood of a missed relay coordination which can reduce the size or likelihood of an outage. Allows the reconfiguration of relay settings which can enable the partial restoration of service"},{"$f":"FxnMech1","v":"Adaptive Protection_Reduces likelihood of a missed relay coordination which can reduce the size or likelihood of an outage. Allows the reconfiguration of relay settings which can enable the partial restoration of service"},{"$f":"INDEX('Fxn-Mechanisms'!$E$2:$E$88,MATCH('FxnMech to Benefits List'!C4,'Fxn-Mechanisms'!$D$2:$D$88,0))","v":0},{"$f":"benefit14","v":"Reduced Sustained Outages"},{"$f":"D4","v":0}]
[{"$f":"function6","v":"Automated Feeder and Line Switching"},{"$f":"INDEX('Fxn-Mechanisms'!$B$2:$B$88,MATCH(C5,'Fxn-Mechanisms'!$D$2:$D$88,0))","v":"Reduces truck rolls"},{"$f":"FxnMech2","v":"Automated Feeder and Line Switching_Reduces truck rolls"},{"$f":"INDEX('Fxn-Mechanisms'!$E$2:$E$88,MATCH('FxnMech to Benefits List'!C5,'Fxn-Mechanisms'!$D$2:$D$88,0))","v":0},{"$f":"benefit19","v":"Reduced CO2 Emissions"},0]
["Automated Feeder and Line Switching",{"$f":"INDEX('Fxn-Mechanisms'!$B$2:$B$88,MATCH(C6,'Fxn-Mechanisms'!$D$2:$D$88,0))","v":"Reduces truck rolls"},{"$f":"FxnMech2","v":"Automated Feeder and Line Switching_Reduces truck rolls"},{"$f":"INDEX('Fxn-Mechanisms'!$E$2:$E$88,MATCH('FxnMech to Benefits List'!C6,'Fxn-Mechanisms'!$D$2:$D$88,0))","v":0},{"$f":"benefit21","v":"Reduced Oil Usage (not monetized)"},0]
["Automated Feeder and Line Switching",{"$f":"INDEX('Fxn-Mechanisms'!$B$2:$B$88,MATCH(C7,'Fxn-Mechanisms'!$D$2:$D$88,0))","v":"Reduces manual labor hours associated with restoration"},{"$f":"FxnMech3","v":"Automated Feeder and Line Switching_Reduces manual labor hours associated with restoration"},{"$f":"INDEX('Fxn-Mechanisms'!$E$2:$E$88,MATCH('FxnMech to Benefits List'!C7,'Fxn-Mechanisms'!$D$2:$D$88,0))","v":0},{"$f":"benefit16","v":"Reduced Restoration Cost"},0]
["Automated Feeder and Line Switching",{"$f":"INDEX('Fxn-Mechanisms'!$B$2:$B$88,MATCH(C8,'Fxn-Mechanisms'!$D$2:$D$88,0))","v":"Reduces truck rolls"},{"$f":"FxnMech2","v":"Automated Feeder and Line Switching_Reduces truck rolls"},{"$f":"INDEX('Fxn-Mechanisms'!$E$2:$E$88,MATCH('FxnMech to Benefits List'!C8,'Fxn-Mechanisms'!$D$2:$D$88,0))","v":0},{"$f":"benefit20","v":"Reduced SOx, NOx, and PM-2.5 Emissions"},0]
["Automated Feeder and Line Switching",{"$f":"INDEX('Fxn-Mechanisms'!$B$2:$B$88,MATCH(C9,'Fxn-Mechanisms'!$D$2:$D$88,0))","v":"Reduces fault location isolation service restoration (FLISR) time"},{"$f":"FxnMech4","v":"Automated Feeder and Line Switching_Reduces fault location isolation service restoration (FLISR) time"},{"$f":"INDEX('Fxn-Mechanisms'!$E$2:$E$88,MATCH('FxnMech to Benefits List'!C9,'Fxn-Mechanisms'!$D$2:$D$88,0))","v":0},{"$f":"benefit14","v":"Reduced Sustained Outages"},0]
["Automated Feeder and Line Switching",{"$f":"INDEX('Fxn-Mechanisms'!$B$2:$B$88,MATCH(C10,'Fxn-Mechanisms'!$D$2:$D$88,0))","v":"Reduces manual labor hours associated with line switching"},{"$f":"FxnMech5","v":"Automated Feeder and Line Switching_Reduces manual labor hours associated with line switching"},{"$f":"INDEX('Fxn-Mechanisms'!$E$2:$E$88,MATCH('FxnMech to Benefits List'!C10,'Fxn-Mechanisms'!$D$2:$D$88,0))","v":0},{"$f":"benefit9","v":"Reduced T&D Operations Cost"},0]
[{"$f":"function7","v":"Automated Islanding and Reconnection"},{"$f":"INDEX('Fxn-Mechanisms'!$B$2:$B$88,MATCH(C11,'Fxn-Mechanisms'!$D$2:$D$88,0))","v":"Enables islanding or alternative power supply"},{"$f":"FxnMech6","v":"Automated Islanding and Reconnection_Enables islanding or alternative power supply"},{"$f":"INDEX('Fxn-Mechanisms'!$E$2:$E$88,MATCH('FxnMech to Benefits List'!C11,'Fxn-Mechanisms'!$D$2:$D$88,0))","v":0},{"$f":"benefit15","v":"Reduced Major Outages"},0]
[{"$f":"function7","v":"Automated Islanding and Reconnection"},{"$f":"INDEX('Fxn-Mechanisms'!$B$2:$B$88,MATCH(C12,'Fxn-Mechanisms'!$D$2:$D$88,0))","v":"Reduces the number of crews needed to restore power"},{"$f":"FxnMech7","v":"Automated Islanding and Reconnection_Reduces the number of crews needed to restore power"},{"$f":"INDEX('Fxn-Mechanisms'!$E$2:$E$88,MATCH('FxnMech to Benefits List'!C12,'Fxn-Mechanisms'!$D$2:$D$88,0))","v":0},{"$f":"benefit16","v":"Reduced Restoration Cost"},0]
[{"$f":"function7","v":"Automated Islanding and Reconnection"},{"$f":"INDEX('Fxn-Mechanisms'!$B$2:$B$88,MATCH(C13,'Fxn-Mechanisms'!$D$2:$D$88,0))","v":"Enables islanding or alternative power supply"},{"$f":"FxnMech6","v":"Automated Islanding and Reconnection_Enables islanding or alternative power supply"},{"$f":"INDEX('Fxn-Mechanisms'!$E$2:$E$88,MATCH('FxnMech to Benefits List'!C13,'Fxn-Mechanisms'!$D$2:$D$88,0))","v":0},{"$f":"benefit14","v":"Reduced Sustained Outages"},0]
[{"$f":"function8","v":"Automated Voltage and VAR Control"},{"$f":"INDEX('Fxn-Mechanisms'!$B$2:$B$88,MATCH(C14,'Fxn-Mechanisms'!$D$2:$D$88,0))","v":"Improves system power factor and voltage reducing the  amount of voltage ancillary service required"},{"$f":"FxnMech8","v":"Automated Voltage and VAR Control_Improves system power factor and voltage reducing the  amount of voltage ancillary service required"},{"$f":"INDEX('Fxn-Mechanisms'!$E$2:$E$88,MATCH('FxnMech to Benefits List'!C14,'Fxn-Mechanisms'!$D$2:$D$88,0))","v":0},{"$f":"benefit3","v":"Reduced Ancillary Service Cost"},0]
["Automated Voltage and VAR Control",{"$f":"INDEX('Fxn-Mechanisms'!$B$2:$B$88,MATCH(C15,'Fxn-Mechanisms'!$D$2:$D$88,0))","v":"Reduces emissions from carbon based fuel due to losses"},{"$f":"FxnMech74","v":"Automated Voltage and VAR Control_Reduces emissions from carbon based fuel due to losses"},{"$f":"INDEX('Fxn-Mechanisms'!$E$2:$E$88,MATCH('FxnMech to Benefits List'!C15,'Fxn-Mechanisms'!$D$2:$D$88,0))","v":0},{"$f":"benefit19","v":"Reduced CO2 Emissions"},0]
["Automated Voltage and VAR Control",{"$f":"INDEX('Fxn-Mechanisms'!$B$2:$B$88,MATCH(C16,'Fxn-Mechanisms'!$D$2:$D$88,0))","v":"Optimizes voltage and VAR levels to reduce T&D losses"},{"$f":"FxnMech9","v":"Automated Voltage and VAR Control_Optimizes voltage and VAR levels to reduce T&D losses"},{"$f":"INDEX('Fxn-Mechanisms'!$E$2:$E$88,MATCH('FxnMech to Benefits List'!C16,'Fxn-Mechanisms'!$D$2:$D$88,0))","v":0},{"$f":"benefit12","v":"Reduced Electricity Losses"},0]
["Automated Voltage and VAR Control",{"$f":"INDEX('Fxn-Mechanisms'!$B$2:$B$88,MATCH(C17,'Fxn-Mechanisms'!$D$2:$D$88,0))","v":"Reduces emissions from carbon based fuel due to losses"},{"$f":"FxnMech74","v":"Automated Voltage and VAR Control_Reduces emissions from carbon based fuel due to losses"},{"$f":"INDEX('Fxn-Mechanisms'!$E$2:$E$88,MATCH('FxnMech to Benefits List'!C17,'Fxn-Mechanisms'!$D$2:$D$88,0))","v":0},{"$f":"benefit20","v":"Reduced SOx, NOx, and PM-2.5 Emissions"},0]
["Automated Voltage and VAR Control",{"$f":"INDEX('Fxn-Mechanisms'!$B$2:$B$88,MATCH(C18,'Fxn-Mechanisms'!$D$2:$D$88,0))","v":0},{"$f":"FxnMech10","v":"Automated Voltage and VAR Control_"},{"$f":"INDEX('Fxn-Mechanisms'!$E$2:$E$88,MATCH('FxnMech to Benefits List'!C18,'Fxn-Mechanisms'!$D$2:$D$88,0))","v":0},{"$f":"benefit9","v":"Reduced T&D Operations Cost"},0]
["Automated Voltage and VAR Control",{"$f":"INDEX('Fxn-Mechanisms'!$B$2:$B$88,MATCH(C19,'Fxn-Mechanisms'!$D$2:$D$88,0))","v":"Reduces manual labor hours associated with capacitor switching and/or regulator operation"},{"$f":"FxnMech11","v":"Automated Voltage and VAR Control_Reduces manual labor hours associated with capacitor switching and/or regulator operation"},{"$f":"INDEX('Fxn-Mechanisms'!$E$2:$E$88,MATCH('FxnMech to Benefits List'!C19,'Fxn-Mechanisms'!$D$2:$D$88,0))","v":0},{"$f":"benefit9","v":"Reduced T&D Operations Cost"},0]
[{"$f":"function13","v":"Customer Electricity Use Optimization"},{"$f":"INDEX('Fxn-Mechanisms'!$B$2:$B$88,MATCH(C20,'Fxn-Mechanisms'!$D$2:$D$88,0))","v":"Shifts demand from peak time to reduce distribution peak load"},{"$f":"FxnMech12","v":"Customer Electricity Use Optimization_Shifts demand from peak time to reduce distribution peak load"},{"$f":"INDEX('Fxn-Mechanisms'!$E$2:$E$88,MATCH('FxnMech to Benefits List'!C20,'Fxn-Mechanisms'!$D$2:$D$88,0))","v":0},{"$f":"benefit6","v":"Deferred Distribution Capacity Investments"},0]
["Customer Electricity Use Optimization",{"$f":"INDEX('Fxn-Mechanisms'!$B$2:$B$88,MATCH(C21,'Fxn-Mechanisms'!$D$2:$D$88,0))","v":"Shifts demand from peak time to reduce generation peak capacity required"},{"$f":"FxnMech76","v":"Customer Electricity Use Optimization_Shifts demand from peak time to reduce generation peak capacity required"},{"$f":"INDEX('Fxn-Mechanisms'!$E$2:$E$88,MATCH('FxnMech to Benefits List'!C21,'Fxn-Mechanisms'!$D$2:$D$88,0))","v":0},{"$f":"benefit2","v":"Deferred Generation Capacity Investments"},0]
["Customer Electricity Use Optimization",{"$f":"INDEX('Fxn-Mechanisms'!$B$2:$B$88,MATCH(C22,'Fxn-Mechanisms'!$D$2:$D$88,0))","v":"Shifts demand from peak time to reduce transmission peak load"},{"$f":"FxnMech75","v":"Customer Electricity Use Optimization_Shifts demand from peak time to reduce transmission peak load"},{"$f":"INDEX('Fxn-Mechanisms'!$E$2:$E$88,MATCH('FxnMech to Benefits List'!C22,'Fxn-Mechanisms'!$D$2:$D$88,0))","v":0},{"$f":"benefit5","v":"Deferred Transmission Capacity Investments"},0]
["Customer Electricity Use Optimization",{"$f":"INDEX('Fxn-Mechanisms'!$B$2:$B$88,MATCH(C23,'Fxn-Mechanisms'!$D$2:$D$88,0))","v":"Shifts demand from peak time to reduce required ancillary services related to peak load"},{"$f":"FxnMech77","v":"Customer Electricity Use Optimization_Shifts demand from peak time to reduce required ancillary services related to peak load"},{"$f":"INDEX('Fxn-Mechanisms'!$E$2:$E$88,MATCH('FxnMech to Benefits List'!C23,'Fxn-Mechanisms'!$D$2:$D$88,0))","v":0},{"$f":"benefit3","v":"Reduced Ancillary Service Cost"},0]
["Customer Electricity Use Optimization",{"$f":"INDEX('Fxn-Mechanisms'!$B$2:$B$88,MATCH(C24,'Fxn-Mechanisms'!$D$2:$D$88,0))","v":"Reduces emissions from carbon based fuel due to losses"},{"$f":"FxnMech13","v":"Customer Electricity Use Optimization_Reduces emissions from carbon based fuel due to losses"},{"$f":"INDEX('Fxn-Mechanisms'!$E$2:$E$88,MATCH('FxnMech to Benefits List'!C24,'Fxn-Mechanisms'!$D$2:$D$88,0))","v":0},{"$f":"benefit19","v":"Reduced CO2 Emissions"},0]
["Customer Electricity Use Optimization",{"$f":"INDEX('Fxn-Mechanisms'!$B$2:$B$88,MATCH(C25,'Fxn-Mechanisms'!$D$2:$D$88,0))","v":"Decreases loading on congested transmission pathways"},{"$f":"FxnMech14","v":"Customer Electricity Use Optimization_Decreases loading on congested transmission pathways"},{"$f":"INDEX('Fxn-Mechanisms'!$E$2:$E$88,MATCH('FxnMech to Benefits List'!C25,'Fxn-Mechanisms'!$D$2:$D$88,0))","v":0},{"$f":"benefit4","v":"Reduced Congestion Cost"},0]
["Customer Electricity Use Optimization",{"$f":"INDEX('Fxn-Mechanisms'!$B$2:$B$88,MATCH(C26,'Fxn-Mechanisms'!$D$2:$D$88,0))","v":"Provides customer with information which encourages alternate usage patterns or conservation resulting in reduced costs"},{"$f":"FxnMech15","v":"Customer Electricity Use Optimization_Provides customer with information which encourages alternate usage patterns or conservation resulting in reduced costs"},{"$f":"INDEX('Fxn-Mechanisms'!$E$2:$E$88,MATCH('FxnMech to Benefits List'!C26,'Fxn-Mechanisms'!$D$2:$D$88,0))","v":0},{"$f":"benefit13","v":"Reduced Electricity Cost"},0]
["Customer Electricity Use Optimization",{"$f":"INDEX('Fxn-Mechanisms'!$B$2:$B$88,MATCH(C27,'Fxn-Mechanisms'!$D$2:$D$88,0))","v":"Optimizes load shape through customer pricing and incentives to reduce electricity losses"},{"$f":"FxnMech78","v":"Customer Electricity Use Optimization_Optimizes load shape through customer pricing and incentives to reduce electricity losses"},{"$f":"INDEX('Fxn-Mechanisms'!$E$2:$E$88,MATCH('FxnMech to Benefits List'!C27,'Fxn-Mechanisms'!$D$2:$D$88,0))","v":0},{"$f":"benefit12","v":"Reduced Electricity Losses"},0]
["Customer Electricity Use Optimization",{"$f":"INDEX('Fxn-Mechanisms'!$B$2:$B$88,MATCH(C28,'Fxn-Mechanisms'!$D$2:$D$88,0))","v":"Reduces emissions from carbon based fuel due to losses"},{"$f":"FxnMech13","v":"Customer Electricity Use Optimization_Reduces emissions from carbon based fuel due to losses"},{"$f":"INDEX('Fxn-Mechanisms'!$E$2:$E$88,MATCH('FxnMech to Benefits List'!C28,'Fxn-Mechanisms'!$D$2:$D$88,0))","v":0},{"$f":"benefit20","v":"Reduced SOx, NOx, and PM-2.5 Emissions"},0]
[{"$f":"function9","v":"Diagnosis & Notification of Equipment Condition"},{"$f":"INDEX('Fxn-Mechanisms'!$B$2:$B$88,MATCH(C29,'Fxn-Mechanisms'!$D$2:$D$88,0))","v":"Reduces truck rolls"},{"$f":"FxnMech16","v":"Diagnosis & Notification of Equipment Condition_Reduces truck rolls"},{"$f":"INDEX('Fxn-Mechanisms'!$E$2:$E$88,MATCH('FxnMech to Benefits List'!C29,'Fxn-Mechanisms'!$D$2:$D$88,0))","v":0},{"$f":"benefit19","v":"Reduced CO2 Emissions"},0]
["Diagnosis & Notification of Equipment Condition",{"$f":"INDEX('Fxn-Mechanisms'!$B$2:$B$88,MATCH(C30,'Fxn-Mechanisms'!$D$2:$D$88,0))","v":"Improves detection of pending failure"},{"$f":"FxnMech17","v":"Diagnosis & Notification of Equipment Condition_Improves detection of pending failure"},{"$f":"INDEX('Fxn-Mechanisms'!$E$2:$E$88,MATCH('FxnMech to Benefits List'!C30,'Fxn-Mechanisms'!$D$2:$D$88,0))","v":0},{"$f":"benefit7","v":"Reduced Equipment Failures "},0]
["Diagnosis & Notification of Equipment Condition",{"$f":"INDEX('Fxn-Mechanisms'!$B$2:$B$88,MATCH(C31,'Fxn-Mechanisms'!$D$2:$D$88,0))","v":"Reduces truck rolls"},{"$f":"FxnMech16","v":"Diagnosis & Notification of Equipment Condition_Reduces truck rolls"},{"$f":"INDEX('Fxn-Mechanisms'!$E$2:$E$88,MATCH('FxnMech to Benefits List'!C31,'Fxn-Mechanisms'!$D$2:$D$88,0))","v":0},{"$f":"benefit21","v":"Reduced Oil Usage (not monetized)"},0]
["Diagnosis & Notification of Equipment Condition",{"$f":"INDEX('Fxn-Mechanisms'!$B$2:$B$88,MATCH(C32,'Fxn-Mechanisms'!$D$2:$D$88,0))","v":"Improves detection of pending failure"},{"$f":"FxnMech17","v":"Diagnosis & Notification of Equipment Condition_Improves detection of pending failure"},{"$f":"INDEX('Fxn-Mechanisms'!$E$2:$E$88,MATCH('FxnMech to Benefits List'!C32,'Fxn-Mechanisms'!$D$2:$D$88,0))","v":0},{"$f":"benefit16","v":"Reduced Restoration Cost"},0]
["Diagnosis & Notification of Equipment Condition",{"$f":"INDEX('Fxn-Mechanisms'!$B$2:$B$88,MATCH(C33,'Fxn-Mechanisms'!$D$2:$D$88,0))","v":"Reduces truck rolls"},{"$f":"FxnMech16","v":"Diagnosis & Notification of Equipment Condition_Reduces truck rolls"},{"$f":"INDEX('Fxn-Mechanisms'!$E$2:$E$88,MATCH('FxnMech to Benefits List'!C33,'Fxn-Mechanisms'!$D$2:$D$88,0))","v":0},{"$f":"benefit20","v":"Reduced SOx, NOx, and PM-2.5 Emissions"},0]
["Diagnosis & Notification of Equipment Condition",{"$f":"INDEX('Fxn-Mechanisms'!$B$2:$B$88,MATCH(C34,'Fxn-Mechanisms'!$D$2:$D$88,0))","v":"Improves detection of pending failure"},{"$f":"FxnMech17","v":"Diagnosis & Notification of Equipment Condition_Improves detection of pending failure"},{"$f":"INDEX('Fxn-Mechanisms'!$E$2:$E$88,MATCH('FxnMech to Benefits List'!C34,'Fxn-Mechanisms'!$D$2:$D$88,0))","v":0},{"$f":"benefit14","v":"Reduced Sustained Outages"},0]
["Diagnosis & Notification of Equipment Condition",{"$f":"INDEX('Fxn-Mechanisms'!$B$2:$B$88,MATCH(C35,'Fxn-Mechanisms'!$D$2:$D$88,0))","v":"Enables targeted maintenance"},{"$f":"FxnMech18","v":"Diagnosis & Notification of Equipment Condition_Enables targeted maintenance"},{"$f":"INDEX('Fxn-Mechanisms'!$E$2:$E$88,MATCH('FxnMech to Benefits List'!C35,'Fxn-Mechanisms'!$D$2:$D$88,0))","v":0},{"$f":"benefit8","v":"Reduced T&D Equipment Maintenance Cost"},0]
[{"$f":"function15","v":"Distributed Production of Electricity"},{"$f":"INDEX('Fxn-Mechanisms'!$B$2:$B$88,MATCH(C36,'Fxn-Mechanisms'!$D$2:$D$88,0))","v":"Generates electricity at peak time to reduce distribution peak load"},{"$f":"FxnMech19","v":"Distributed Production of Electricity_Generates electricity at peak time to reduce distribution peak load"},{"$f":"INDEX('Fxn-Mechanisms'!$E$2:$E$88,MATCH('FxnMech to Benefits List'!C36,'Fxn-Mechanisms'!$D$2:$D$88,0))","v":0},{"$f":"benefit6","v":"Deferred Distribution Capacity Investments"},0]
["Distributed Production of Electricity",{"$f":"INDEX('Fxn-Mechanisms'!$B$2:$B$88,MATCH(C37,'Fxn-Mechanisms'!$D$2:$D$88,0))","v":"Generates electricity at peak time to reduce generation peak capacity required"},{"$f":"FxnMech20","v":"Distributed Production of Electricity_Generates electricity at peak time to reduce generation peak capacity required"},{"$f":"INDEX('Fxn-Mechanisms'!$E$2:$E$88,MATCH('FxnMech to Benefits List'!C37,'Fxn-Mechanisms'!$D$2:$D$88,0))","v":0},{"$f":"benefit2","v":"Deferred Generation Capacity Investments"},0]
["Distributed Production of Electricity",{"$f":"INDEX('Fxn-Mechanisms'!$B$2:$B$88,MATCH(C38,'Fxn-Mechanisms'!$D$2:$D$88,0))","v":"Generates electricity at peak time to reduce transmission peak load"},{"$f":"FxnMech21","v":"Distributed Production of Electricity_Generates electricity at peak time to reduce transmission peak load"},{"$f":"INDEX('Fxn-Mechanisms'!$E$2:$E$88,MATCH('FxnMech to Benefits List'!C38,'Fxn-Mechanisms'!$D$2:$D$88,0))","v":0},{"$f":"benefit5","v":"Deferred Transmission Capacity Investments"},0]
["Distributed Production of Electricity",{"$f":"INDEX('Fxn-Mechanisms'!$B$2:$B$88,MATCH(C39,'Fxn-Mechanisms'!$D$2:$D$88,0))","v":"Enables more efficient generation mix to be dispatched by reducing the amount of central generation required during peak times"},{"$f":"FxnMech22","v":"Distributed Production of Electricity_Enables more efficient generation mix to be dispatched by reducing the amount of central generation required during peak times"},{"$f":"INDEX('Fxn-Mechanisms'!$E$2:$E$88,MATCH('FxnMech to Benefits List'!C39,'Fxn-Mechanisms'!$D$2:$D$88,0))","v":0},{"$f":"benefit1","v":"Optimized Generator Operation"},0]
["Distributed Production of Electricity",{"$f":"INDEX('Fxn-Mechanisms'!$B$2:$B$88,MATCH(C40,'Fxn-Mechanisms'!$D$2:$D$88,0))","v":"Generates electricity at peak time to reduce required ancillary service related to peak load"},{"$f":"FxnMech23","v":"Distributed Production of Electricity_Generates electricity at peak time to reduce required ancillary service related to peak load"},{"$f":"INDEX('Fxn-Mechanisms'!$E$2:$E$88,MATCH('FxnMech to Benefits List'!C40,'Fxn-Mechanisms'!$D$2:$D$88,0))","v":0},{"$f":"benefit3","v":"Reduced Ancillary Service Cost"},0]
["Distributed Production of Electricity",{"$f":"INDEX('Fxn-Mechanisms'!$B$2:$B$88,MATCH(C41,'Fxn-Mechanisms'!$D$2:$D$88,0))","v":"Reduces emissions from carbon based fuel due to losses and/or meets load with renewable sources"},{"$f":"FxnMech24","v":"Distributed Production of Electricity_Reduces emissions from carbon based fuel due to losses and/or meets load with renewable sources"},{"$f":"INDEX('Fxn-Mechanisms'!$E$2:$E$88,MATCH('FxnMech to Benefits List'!C41,'Fxn-Mechanisms'!$D$2:$D$88,0))","v":0},{"$f":"benefit19","v":"Reduced CO2 Emissions"},0]
["Distributed Production of Electricity",{"$f":"INDEX('Fxn-Mechanisms'!$B$2:$B$88,MATCH(C42,'Fxn-Mechanisms'!$D$2:$D$88,0))","v":"Decreases loading on congested transmission pathways"},{"$f":"FxnMech79","v":"Distributed Production of Electricity_Decreases loading on congested transmission pathways"},{"$f":"INDEX('Fxn-Mechanisms'!$E$2:$E$88,MATCH('FxnMech to Benefits List'!C42,'Fxn-Mechanisms'!$D$2:$D$88,0))","v":0},{"$f":"benefit4","v":"Reduced Congestion Cost"},0]
["Distributed Production of Electricity",{"$f":"INDEX('Fxn-Mechanisms'!$B$2:$B$88,MATCH(C43,'Fxn-Mechanisms'!$D$2:$D$88,0))","v":"Provides electricity during times when price of \"grid power\" exceeds cost of producing with the DG asset"},{"$f":"FxnMech25","v":"Distributed Production of Electricity_Provides electricity during times when price of \"grid power\" exceeds cost of producing with the DG asset"},{"$f":"INDEX('Fxn-Mechanisms'!$E$2:$E$88,MATCH('FxnMech to Benefits List'!C43,'Fxn-Mechanisms'!$D$2:$D$88,0))","v":0},{"$f":"benefit13","v":"Reduced Electricity Cost"},0]
["Distributed Production of Electricity",{"$f":"INDEX('Fxn-Mechanisms'!$B$2:$B$88,MATCH(C44,'Fxn-Mechanisms'!$D$2:$D$88,0))","v":"Optimizes net load shape to reduce electricity losses"},{"$f":"FxnMech26","v":"Distributed Production of Electricity_Optimizes net load shape to reduce electricity losses"},{"$f":"INDEX('Fxn-Mechanisms'!$E$2:$E$88,MATCH('FxnMech to Benefits List'!C44,'Fxn-Mechanisms'!$D$2:$D$88,0))","v":0},{"$f":"benefit12","v":"Reduced Electricity Losses"},0]
["Distributed Production of Electricity",{"$f":"INDEX('Fxn-Mechanisms'!$B$2:$B$88,MATCH(C45,'Fxn-Mechanisms'!$D$2:$D$88,0))","v":"Reduces emissions from carbon based fuel due to losses and/or meets load with renewable sources"},{"$f":"FxnMech24","v":"Distributed Production of Electricity_Reduces emissions from carbon based fuel due to losses and/or meets load with renewable sources"},{"$f":"INDEX('Fxn-Mechanisms'!$E$2:$E$88,MATCH('FxnMech to Benefits List'!C45,'Fxn-Mechanisms'!$D$2:$D$88,0))","v":0},{"$f":"benefit20","v":"Reduced SOx, NOx, and PM-2.5 Emissions"},0]
["Distributed Production of Electricity",{"$f":"INDEX('Fxn-Mechanisms'!$B$2:$B$88,MATCH(C46,'Fxn-Mechanisms'!$D$2:$D$88,0))","v":"Enables islanding or alternative power supply"},{"$f":"FxnMech27","v":"Distributed Production of Electricity_Enables islanding or alternative power supply"},{"$f":"INDEX('Fxn-Mechanisms'!$E$2:$E$88,MATCH('FxnMech to Benefits List'!C46,'Fxn-Mechanisms'!$D$2:$D$88,0))","v":0},{"$f":"benefit14","v":"Reduced Sustained Outages"},0]
[{"$f":"function3","v":"Dynamic Capability Rating"},{"$f":"INDEX('Fxn-Mechanisms'!$B$2:$B$88,MATCH(C47,'Fxn-Mechanisms'!$D$2:$D$88,0))","v":"Increases line/equipment capability"},{"$f":"FxnMech28","v":"Dynamic Capability Rating_Increases line/equipment capability"},{"$f":"INDEX('Fxn-Mechanisms'!$E$2:$E$88,MATCH('FxnMech to Benefits List'!C47,'Fxn-Mechanisms'!$D$2:$D$88,0))","v":0},{"$f":"benefit6","v":"Deferred Distribution Capacity Investments"},0]
[{"$f":"function3","v":"Dynamic Capability Rating"},{"$f":"INDEX('Fxn-Mechanisms'!$B$2:$B$88,MATCH(C48,'Fxn-Mechanisms'!$D$2:$D$88,0))","v":"Increases line/equipment capability"},{"$f":"FxnMech28","v":"Dynamic Capability Rating_Increases line/equipment capability"},{"$f":"INDEX('Fxn-Mechanisms'!$E$2:$E$88,MATCH('FxnMech to Benefits List'!C48,'Fxn-Mechanisms'!$D$2:$D$88,0))","v":0},{"$f":"benefit5","v":"Deferred Transmission Capacity Investments"},0]
[{"$f":"function3","v":"Dynamic Capability Rating"},{"$f":"INDEX('Fxn-Mechanisms'!$B$2:$B$88,MATCH(C49,'Fxn-Mechanisms'!$D$2:$D$88,0))","v":"Increases line/equipment capability"},{"$f":"FxnMech28","v":"Dynamic Capability Rating_Increases line/equipment capability"},{"$f":"INDEX('Fxn-Mechanisms'!$E$2:$E$88,MATCH('FxnMech to Benefits List'!C49,'Fxn-Mechanisms'!$D$2:$D$88,0))","v":0},{"$f":"benefit4","v":"Reduced Congestion Cost"},0]
[{"$f":"function3","v":"Dynamic Capability Rating"},{"$f":"INDEX('Fxn-Mechanisms'!$B$2:$B$88,MATCH(C50,'Fxn-Mechanisms'!$D$2:$D$88,0))","v":"Limits ratings based on conditions to avoid overload and equipment damage"},{"$f":"FxnMech29","v":"Dynamic Capability Rating_Limits ratings based on conditions to avoid overload and equipment damage"},{"$f":"INDEX('Fxn-Mechanisms'!$E$2:$E$88,MATCH('FxnMech to Benefits List'!C50,'Fxn-Mechanisms'!$D$2:$D$88,0))","v":0},{"$f":"benefit7","v":"Reduced Equipment Failures "},0]
[{"$f":"function3","v":"Dynamic Capability Rating"},{"$f":"INDEX('Fxn-Mechanisms'!$B$2:$B$88,MATCH(C51,'Fxn-Mechanisms'!$D$2:$D$88,0))","v":"Improves operational awareness"},{"$f":"FxnMech30","v":"Dynamic Capability Rating_Improves operational awareness"},{"$f":"INDEX('Fxn-Mechanisms'!$E$2:$E$88,MATCH('FxnMech to Benefits List'!C51,'Fxn-Mechanisms'!$D$2:$D$88,0))","v":0},{"$f":"benefit22","v":"Reduced Wide-scale Blackouts"},0]
[{"$f":"function10","v":"Enhanced Fault Protection"},{"$f":"INDEX('Fxn-Mechanisms'!$B$2:$B$88,MATCH(C52,'Fxn-Mechanisms'!$D$2:$D$88,0))","v":"Reduces stress on equipment through faster fault detection or reduced reclosing"},{"$f":"FxnMech31","v":"Enhanced Fault Protection_Reduces stress on equipment through faster fault detection or reduced reclosing"},{"$f":"INDEX('Fxn-Mechanisms'!$E$2:$E$88,MATCH('FxnMech to Benefits List'!C52,'Fxn-Mechanisms'!$D$2:$D$88,0))","v":0},{"$f":"benefit7","v":"Reduced Equipment Failures "},0]
[{"$f":"function10","v":"Enhanced Fault Protection"},{"$f":"INDEX('Fxn-Mechanisms'!$B$2:$B$88,MATCH(C53,'Fxn-Mechanisms'!$D$2:$D$88,0))","v":"Reduces or eliminates reclosing for fault clearing"},{"$f":"FxnMech32","v":"Enhanced Fault Protection_Reduces or eliminates reclosing for fault clearing"},{"$f":"INDEX('Fxn-Mechanisms'!$E$2:$E$88,MATCH('FxnMech to Benefits List'!C53,'Fxn-Mechanisms'!$D$2:$D$88,0))","v":0},{"$f":"benefit17","v":"Reduced Momentary Outages"},0]
[{"$f":"function10","v":"Enhanced Fault Protection"},{"$f":"INDEX('Fxn-Mechanisms'!$B$2:$B$88,MATCH(C54,'Fxn-Mechanisms'!$D$2:$D$88,0))","v":"Detects and clears hard-to-detect faults more precisely and quickly to reduce scope of outage"},{"$f":"FxnMech33","v":"Enhanced Fault Protection_Detects and clears hard-to-detect faults more precisely and quickly to reduce scope of outage"},{"$f":"INDEX('Fxn-Mechanisms'!$E$2:$E$88,MATCH('FxnMech to Benefits List'!C54,'Fxn-Mechanisms'!$D$2:$D$88,0))","v":0},{"$f":"benefit16","v":"Reduced Restoration Cost"},0]
[{"$f":"function10","v":"Enhanced Fault Protection"},{"$f":"INDEX('Fxn-Mechanisms'!$B$2:$B$88,MATCH(C55,'Fxn-Mechanisms'!$D$2:$D$88,0))","v":"Detects and Clears high impedance faults more precisely and quickly to reduce the frequency and severity of voltage fluctuations they can cause"},{"$f":"FxnMech34","v":"Enhanced Fault Protection_Detects and Clears high impedance faults more precisely and quickly to reduce the frequency and severity of voltage fluctuations they can cause"},{"$f":"INDEX('Fxn-Mechanisms'!$E$2:$E$88,MATCH('FxnMech to Benefits List'!C55,'Fxn-Mechanisms'!$D$2:$D$88,0))","v":0},{"$f":"benefit18","v":"Reduced Sags and Swells"},0]
[{"$f":"function10","v":"Enhanced Fault Protection"},{"$f":"INDEX('Fxn-Mechanisms'!$B$2:$B$88,MATCH(C56,'Fxn-Mechanisms'!$D$2:$D$88,0))","v":"Detects and clears hard-to-detect faults more precisely and quickly to reduce scope of outage"},{"$f":"FxnMech33","v":"Enhanced Fault Protection_Detects and clears hard-to-detect faults more precisely and quickly to reduce scope of outage"},{"$f":"INDEX('Fxn-Mechanisms'!$E$2:$E$88,MATCH('FxnMech to Benefits List'!C56,'Fxn-Mechanisms'!$D$2:$D$88,0))","v":0},{"$f":"benefit14","v":"Reduced Sustained Outages"},0]
[{"$f":"function1","v":"Fault Current Limiting"},{"$f":"INDEX('Fxn-Mechanisms'!$B$2:$B$88,MATCH(C57,'Fxn-Mechanisms'!$D$2:$D$88,0))","v":"Prevents fault currents from exceeding the levels of the equipment"},{"$f":"FxnMech35","v":"Fault Current Limiting_Prevents fault currents from exceeding the levels of the equipment"},{"$f":"INDEX('Fxn-Mechanisms'!$E$2:$E$88,MATCH('FxnMech to Benefits List'!C57,'Fxn-Mechanisms'!$D$2:$D$88,0))","v":0},{"$f":"benefit5","v":"Deferred Transmission Capacity Investments"},0]
[{"$f":"function1","v":"Fault Current Limiting"},{"$f":"INDEX('Fxn-Mechanisms'!$B$2:$B$88,MATCH(C58,'Fxn-Mechanisms'!$D$2:$D$88,0))","v":"Reduce stress on equipment"},{"$f":"FxnMech36","v":"Fault Current Limiting_Reduce stress on equipment"},{"$f":"INDEX('Fxn-Mechanisms'!$E$2:$E$88,MATCH('FxnMech to Benefits List'!C58,'Fxn-Mechanisms'!$D$2:$D$88,0))","v":0},{"$f":"benefit7","v":"Reduced Equipment Failures "},0]
[{"$f":"function16","v":"SLOT NOT USED"},{"$f":"INDEX('Fxn-Mechanisms'!$B$2:$B$88,MATCH(C59,'Fxn-Mechanisms'!$D$2:$D$88,0))","v":"SLOT NOT USED"},{"$f":"FxnMech37","v":"SLOT NOT USED_SLOT NOT USED"},{"$f":"INDEX('Fxn-Mechanisms'!$E$2:$E$88,MATCH('FxnMech to Benefits List'!C59,'Fxn-Mechanisms'!$D$2:$D$88,0))","v":0},{"$f":"benefit6","v":"Deferred Distribution Capacity Investments"},0]
["SLOT NOT USED",{"$f":"INDEX('Fxn-Mechanisms'!$B$2:$B$88,MATCH(C60,'Fxn-Mechanisms'!$D$2:$D$88,0))","v":"SLOT NOT USED"},{"$f":"FxnMech38","v":"SLOT NOT USED_SLOT NOT USED"},{"$f":"INDEX('Fxn-Mechanisms'!$E$2:$E$88,MATCH('FxnMech to Benefits List'!C60,'Fxn-Mechanisms'!$D$2:$D$88,0))","v":0},{"$f":"benefit2","v":"Deferred Generation Capacity Investments"},0]
["SLOT NOT USED",{"$f":"INDEX('Fxn-Mechanisms'!$B$2:$B$88,MATCH(C61,'Fxn-Mechanisms'!$D$2:$D$88,0))","v":"SLOT NOT USED"},{"$f":"FxnMech39","v":"SLOT NOT USED_SLOT NOT USED"},{"$f":"INDEX('Fxn-Mechanisms'!$E$2:$E$88,MATCH('FxnMech to Benefits List'!C61,'Fxn-Mechanisms'!$D$2:$D$88,0))","v":0},{"$f":"benefit5","v":"Deferred Transmission Capacity Investments"},0]
["SLOT NOT USED",{"$f":"INDEX('Fxn-Mechanisms'!$B$2:$B$88,MATCH(C62,'Fxn-Mechanisms'!$D$2:$D$88,0))","v":"SLOT NOT USED"},{"$f":"FxnMech40","v":"SLOT NOT USED_SLOT NOT USED"},{"$f":"INDEX('Fxn-Mechanisms'!$E$2:$E$88,MATCH('FxnMech to Benefits List'!C62,'Fxn-Mechanisms'!$D$2:$D$88,0))","v":0},{"$f":"benefit1","v":"Optimized Generator Operation"},0]
["SLOT NOT USED",{"$f":"INDEX('Fxn-Mechanisms'!$B$2:$B$88,MATCH(C63,'Fxn-Mechanisms'!$D$2:$D$88,0))","v":"SLOT NOT USED"},{"$f":"FxnMech41","v":"SLOT NOT USED_SLOT NOT USED"},{"$f":"INDEX('Fxn-Mechanisms'!$E$2:$E$88,MATCH('FxnMech to Benefits List'!C63,'Fxn-Mechanisms'!$D$2:$D$88,0))","v":0},{"$f":"benefit3","v":"Reduced Ancillary Service Cost"},0]
["SLOT NOT USED",{"$f":"INDEX('Fxn-Mechanisms'!$B$2:$B$88,MATCH(C64,'Fxn-Mechanisms'!$D$2:$D$88,0))","v":"SLOT NOT USED"},{"$f":"FxnMech86","v":"SLOT NOT USED_SLOT NOT USED"},{"$f":"INDEX('Fxn-Mechanisms'!$E$2:$E$88,MATCH('FxnMech to Benefits List'!C64,'Fxn-Mechanisms'!$D$2:$D$88,0))","v":0},{"$f":"benefit19","v":"Reduced CO2 Emissions"},0]
["SLOT NOT USED",{"$f":"INDEX('Fxn-Mechanisms'!$B$2:$B$88,MATCH(C65,'Fxn-Mechanisms'!$D$2:$D$88,0))","v":"SLOT NOT USED"},{"$f":"FxnMech42","v":"SLOT NOT USED_SLOT NOT USED"},{"$f":"INDEX('Fxn-Mechanisms'!$E$2:$E$88,MATCH('FxnMech to Benefits List'!C65,'Fxn-Mechanisms'!$D$2:$D$88,0))","v":0},{"$f":"benefit19","v":"Reduced CO2 Emissions"},0]
["SLOT NOT USED",{"$f":"INDEX('Fxn-Mechanisms'!$B$2:$B$88,MATCH(C66,'Fxn-Mechanisms'!$D$2:$D$88,0))","v":"SLOT NOT USED"},{"$f":"FxnMech82","v":"SLOT NOT USED_SLOT NOT USED"},{"$f":"INDEX('Fxn-Mechanisms'!$E$2:$E$88,MATCH('FxnMech to Benefits List'!C66,'Fxn-Mechanisms'!$D$2:$D$88,0))","v":0},{"$f":"benefit4","v":"Reduced Congestion Cost"},0]
["SLOT NOT USED",{"$f":"INDEX('Fxn-Mechanisms'!$B$2:$B$88,MATCH(C67,'Fxn-Mechanisms'!$D$2:$D$88,0))","v":"SLOT NOT USED"},{"$f":"FxnMech43","v":"SLOT NOT USED_SLOT NOT USED"},{"$f":"INDEX('Fxn-Mechanisms'!$E$2:$E$88,MATCH('FxnMech to Benefits List'!C67,'Fxn-Mechanisms'!$D$2:$D$88,0))","v":0},{"$f":"benefit13","v":"Reduced Electricity Cost"},0]
["SLOT NOT USED",{"$f":"INDEX('Fxn-Mechanisms'!$B$2:$B$88,MATCH(C68,'Fxn-Mechanisms'!$D$2:$D$88,0))","v":"SLOT NOT USED"},{"$f":"FxnMech42","v":"SLOT NOT USED_SLOT NOT USED"},{"$f":"INDEX('Fxn-Mechanisms'!$E$2:$E$88,MATCH('FxnMech to Benefits List'!C68,'Fxn-Mechanisms'!$D$2:$D$88,0))","v":0},{"$f":"benefit21","v":"Reduced Oil Usage (not monetized)"},{"$f":"D68","v":0}]
["SLOT NOT USED",{"$f":"INDEX('Fxn-Mechanisms'!$B$2:$B$88,MATCH(C69,'Fxn-Mechanisms'!$D$2:$D$88,0))","v":"SLOT NOT USED"},{"$f":"FxnMech86","v":"SLOT NOT USED_SLOT NOT USED"},{"$f":"INDEX('Fxn-Mechanisms'!$E$2:$E$88,MATCH('FxnMech to Benefits List'!C69,'Fxn-Mechanisms'!$D$2:$D$88,0))","v":0},{"$f":"benefit20","v":"Reduced SOx, NOx, and PM-2.5 Emissions"},0]
["SLOT NOT USED",{"$f":"INDEX('Fxn-Mechanisms'!$B$2:$B$88,MATCH(C70,'Fxn-Mechanisms'!$D$2:$D$88,0))","v":"SLOT NOT USED"},{"$f":"FxnMech42","v":"SLOT NOT USED_SLOT NOT USED"},{"$f":"INDEX('Fxn-Mechanisms'!$E$2:$E$88,MATCH('FxnMech to Benefits List'!C70,'Fxn-Mechanisms'!$D$2:$D$88,0))","v":0},{"$f":"benefit20","v":"Reduced SOx, NOx, and PM-2.5 Emissions"},0]
["SLOT NOT USED",{"$f":"INDEX('Fxn-Mechanisms'!$B$2:$B$88,MATCH(C71,'Fxn-Mechanisms'!$D$2:$D$88,0))","v":"SLOT NOT USED"},{"$f":"FxnMech44","v":"SLOT NOT USED_SLOT NOT USED"},{"$f":"INDEX('Fxn-Mechanisms'!$E$2:$E$88,MATCH('FxnMech to Benefits List'!C71,'Fxn-Mechanisms'!$D$2:$D$88,0))","v":0},{"$f":"benefit14","v":"Reduced Sustained Outages"},0]
[{"$f":"function4","v":"Power Flow Control"},{"$f":"INDEX('Fxn-Mechanisms'!$B$2:$B$88,MATCH(C72,'Fxn-Mechanisms'!$D$2:$D$88,0))","v":"Diverts power so as to avoid overloading lines or equipment"},{"$f":"FxnMech45","v":"Power Flow Control_Diverts power so as to avoid overloading lines or equipment"},{"$f":"INDEX('Fxn-Mechanisms'!$E$2:$E$88,MATCH('FxnMech to Benefits List'!C72,'Fxn-Mechanisms'!$D$2:$D$88,0))","v":0},{"$f":"benefit5","v":"Deferred Transmission Capacity Investments"},0]
[{"$f":"function4","v":"Power Flow Control"},{"$f":"INDEX('Fxn-Mechanisms'!$B$2:$B$88,MATCH(C73,'Fxn-Mechanisms'!$D$2:$D$88,0))","v":"Reduces emissions from carbon based fuel due to losses"},{"$f":"FxnMech46","v":"Power Flow Control_Reduces emissions from carbon based fuel due to losses"},{"$f":"INDEX('Fxn-Mechanisms'!$E$2:$E$88,MATCH('FxnMech to Benefits List'!C73,'Fxn-Mechanisms'!$D$2:$D$88,0))","v":0},{"$f":"benefit19","v":"Reduced CO2 Emissions"},0]
[{"$f":"function4","v":"Power Flow Control"},{"$f":"INDEX('Fxn-Mechanisms'!$B$2:$B$88,MATCH(C74,'Fxn-Mechanisms'!$D$2:$D$88,0))","v":"Controls power flow around congested system element"},{"$f":"FxnMech47","v":"Power Flow Control_Controls power flow around congested system element"},{"$f":"INDEX('Fxn-Mechanisms'!$E$2:$E$88,MATCH('FxnMech to Benefits List'!C74,'Fxn-Mechanisms'!$D$2:$D$88,0))","v":0},{"$f":"benefit4","v":"Reduced Congestion Cost"},0]
[{"$f":"function4","v":"Power Flow Control"},{"$f":"INDEX('Fxn-Mechanisms'!$B$2:$B$88,MATCH(C75,'Fxn-Mechanisms'!$D$2:$D$88,0))","v":"Optimizes power flow to reduce system losses"},{"$f":"FxnMech80","v":"Power Flow Control_Optimizes power flow to reduce system losses"},{"$f":"INDEX('Fxn-Mechanisms'!$E$2:$E$88,MATCH('FxnMech to Benefits List'!C75,'Fxn-Mechanisms'!$D$2:$D$88,0))","v":0},{"$f":"benefit12","v":"Reduced Electricity Losses"},0]
[{"$f":"function4","v":"Power Flow Control"},{"$f":"INDEX('Fxn-Mechanisms'!$B$2:$B$88,MATCH(C76,'Fxn-Mechanisms'!$D$2:$D$88,0))","v":"Reduces emissions from carbon based fuel due to losses"},{"$f":"FxnMech46","v":"Power Flow Control_Reduces emissions from carbon based fuel due to losses"},{"$f":"INDEX('Fxn-Mechanisms'!$E$2:$E$88,MATCH('FxnMech to Benefits List'!C76,'Fxn-Mechanisms'!$D$2:$D$88,0))","v":0},{"$f":"benefit20","v":"Reduced SOx, NOx, and PM-2.5 Emissions"},0]
[{"$f":"function11","v":"Real-Time Load Measurement & Management"},{"$f":"INDEX('Fxn-Mechanisms'!$B$2:$B$88,MATCH(C77,'Fxn-Mechanisms'!$D$2:$D$88,0))","v":"Enables load management"},{"$f":"FxnMech48","v":"Real-Time Load Measurement & Management_Enables load management"},{"$f":"INDEX('Fxn-Mechanisms'!$E$2:$E$88,MATCH('FxnMech to Benefits List'!C77,'Fxn-Mechanisms'!$D$2:$D$88,0))","v":0},{"$f":"benefit6","v":"Deferred Distribution Capacity Investments"},0]
["Real-Time Load Measurement & Management",{"$f":"INDEX('Fxn-Mechanisms'!$B$2:$B$88,MATCH(C78,'Fxn-Mechanisms'!$D$2:$D$88,0))","v":"Improves load models and forecasts"},{"$f":"FxnMech49","v":"Real-Time Load Measurement & Management_Improves load models and forecasts"},{"$f":"INDEX('Fxn-Mechanisms'!$E$2:$E$88,MATCH('FxnMech to Benefits List'!C78,'Fxn-Mechanisms'!$D$2:$D$88,0))","v":0},{"$f":"benefit3","v":"Reduced Ancillary Service Cost"},0]
["Real-Time Load Measurement & Management",{"$f":"INDEX('Fxn-Mechanisms'!$B$2:$B$88,MATCH(C79,'Fxn-Mechanisms'!$D$2:$D$88,0))","v":"Reduces truck rolls"},{"$f":"FxnMech50","v":"Real-Time Load Measurement & Management_Reduces truck rolls"},{"$f":"INDEX('Fxn-Mechanisms'!$E$2:$E$88,MATCH('FxnMech to Benefits List'!C79,'Fxn-Mechanisms'!$D$2:$D$88,0))","v":0},{"$f":"benefit19","v":"Reduced CO2 Emissions"},0]
["Real-Time Load Measurement & Management",{"$f":"INDEX('Fxn-Mechanisms'!$B$2:$B$88,MATCH(C80,'Fxn-Mechanisms'!$D$2:$D$88,0))","v":"Optimizes load shape through direct load control to reduce electricity losses"},{"$f":"FxnMech51","v":"Real-Time Load Measurement & Management_Optimizes load shape through direct load control to reduce electricity losses"},{"$f":"INDEX('Fxn-Mechanisms'!$E$2:$E$88,MATCH('FxnMech to Benefits List'!C80,'Fxn-Mechanisms'!$D$2:$D$88,0))","v":0},{"$f":"benefit12","v":"Reduced Electricity Losses"},0]
["Real-Time Load Measurement & Management",{"$f":"INDEX('Fxn-Mechanisms'!$B$2:$B$88,MATCH(C81,'Fxn-Mechanisms'!$D$2:$D$88,0))","v":"Identifies abnormal customer electricity consumption"},{"$f":"FxnMech52","v":"Real-Time Load Measurement & Management_Identifies abnormal customer electricity consumption"},{"$f":"INDEX('Fxn-Mechanisms'!$E$2:$E$88,MATCH('FxnMech to Benefits List'!C81,'Fxn-Mechanisms'!$D$2:$D$88,0))","v":0},{"$f":"benefit11","v":"Reduced Electricity Theft"},0]
["Real-Time Load Measurement & Management",{"$f":"INDEX('Fxn-Mechanisms'!$B$2:$B$88,MATCH(C82,'Fxn-Mechanisms'!$D$2:$D$88,0))","v":"Following major damage to the system, detects the individual outages more precisely and quickly to reduce restoration time"},{"$f":"FxnMech53","v":"Real-Time Load Measurement & Management_Following major damage to the system, detects the individual outages more precisely and quickly to reduce restoration time"},{"$f":"INDEX('Fxn-Mechanisms'!$E$2:$E$88,MATCH('FxnMech to Benefits List'!C82,'Fxn-Mechanisms'!$D$2:$D$88,0))","v":0},{"$f":"benefit15","v":"Reduced Major Outages"},0]
["Real-Time Load Measurement & Management",{"$f":"INDEX('Fxn-Mechanisms'!$B$2:$B$88,MATCH(C83,'Fxn-Mechanisms'!$D$2:$D$88,0))","v":"Reduces manual meter operations"},{"$f":"FxnMech54","v":"Real-Time Load Measurement & Management_Reduces manual meter operations"},{"$f":"INDEX('Fxn-Mechanisms'!$E$2:$E$88,MATCH('FxnMech to Benefits List'!C83,'Fxn-Mechanisms'!$D$2:$D$88,0))","v":0},{"$f":"benefit10","v":"Reduced Meter Reading Cost"},0]
["Real-Time Load Measurement & Management",{"$f":"INDEX('Fxn-Mechanisms'!$B$2:$B$88,MATCH(C84,'Fxn-Mechanisms'!$D$2:$D$88,0))","v":"Reduces truck rolls"},{"$f":"FxnMech50","v":"Real-Time Load Measurement & Management_Reduces truck rolls"},{"$f":"INDEX('Fxn-Mechanisms'!$E$2:$E$88,MATCH('FxnMech to Benefits List'!C84,'Fxn-Mechanisms'!$D$2:$D$88,0))","v":0},{"$f":"benefit21","v":"Reduced Oil Usage (not monetized)"},0]
["Real-Time Load Measurement & Management",{"$f":"INDEX('Fxn-Mechanisms'!$B$2:$B$88,MATCH(C85,'Fxn-Mechanisms'!$D$2:$D$88,0))","v":"Enables faster restoration time"},{"$f":"FxnMech55","v":"Real-Time Load Measurement & Management_Enables faster restoration time"},{"$f":"INDEX('Fxn-Mechanisms'!$E$2:$E$88,MATCH('FxnMech to Benefits List'!C85,'Fxn-Mechanisms'!$D$2:$D$88,0))","v":0},{"$f":"benefit16","v":"Reduced Restoration Cost"},0]
["Real-Time Load Measurement & Management",{"$f":"INDEX('Fxn-Mechanisms'!$B$2:$B$88,MATCH(C86,'Fxn-Mechanisms'!$D$2:$D$88,0))","v":"Reduces truck rolls"},{"$f":"FxnMech50","v":"Real-Time Load Measurement & Management_Reduces truck rolls"},{"$f":"INDEX('Fxn-Mechanisms'!$E$2:$E$88,MATCH('FxnMech to Benefits List'!C86,'Fxn-Mechanisms'!$D$2:$D$88,0))","v":0},{"$f":"benefit20","v":"Reduced SOx, NOx, and PM-2.5 Emissions"},0]
["Real-Time Load Measurement & Management",{"$f":"INDEX('Fxn-Mechanisms'!$B$2:$B$88,MATCH(C87,'Fxn-Mechanisms'!$D$2:$D$88,0))","v":"Reduces fault location isolation service restoration (FLISR) time"},{"$f":"FxnMech56","v":"Real-Time Load Measurement & Management_Reduces fault location isolation service restoration (FLISR) time"},{"$f":"INDEX('Fxn-Mechanisms'!$E$2:$E$88,MATCH('FxnMech to Benefits List'!C87,'Fxn-Mechanisms'!$D$2:$D$88,0))","v":0},{"$f":"benefit14","v":"Reduced Sustained Outages"},0]
[{"$f":"function12","v":"Real-time Load Transfer"},{"$f":"INDEX('Fxn-Mechanisms'!$B$2:$B$88,MATCH(C88,'Fxn-Mechanisms'!$D$2:$D$88,0))","v":"Shifts loads among circuits to avoid overloading feeders or equipment"},{"$f":"FxnMech57","v":"Real-time Load Transfer_Shifts loads among circuits to avoid overloading feeders or equipment"},{"$f":"INDEX('Fxn-Mechanisms'!$E$2:$E$88,MATCH('FxnMech to Benefits List'!C88,'Fxn-Mechanisms'!$D$2:$D$88,0))","v":0},{"$f":"benefit6","v":"Deferred Distribution Capacity Investments"},0]
[{"$f":"function12","v":"Real-time Load Transfer"},{"$f":"INDEX('Fxn-Mechanisms'!$B$2:$B$88,MATCH(C89,'Fxn-Mechanisms'!$D$2:$D$88,0))","v":"Optimizes load shape by reconfiguring system to reduce electricity losses"},{"$f":"FxnMech58","v":"Real-time Load Transfer_Optimizes load shape by reconfiguring system to reduce electricity losses"},{"$f":"INDEX('Fxn-Mechanisms'!$E$2:$E$88,MATCH('FxnMech to Benefits List'!C89,'Fxn-Mechanisms'!$D$2:$D$88,0))","v":0},{"$f":"benefit12","v":"Reduced Electricity Losses"},0]
[{"$f":"function12","v":"Real-time Load Transfer"},{"$f":"INDEX('Fxn-Mechanisms'!$B$2:$B$88,MATCH(C90,'Fxn-Mechanisms'!$D$2:$D$88,0))","v":"Enables real-time feeder reconfiguration to restore service to a portion of customers quickly after a major event"},{"$f":"FxnMech59","v":"Real-time Load Transfer_Enables real-time feeder reconfiguration to restore service to a portion of customers quickly after a major event"},{"$f":"INDEX('Fxn-Mechanisms'!$E$2:$E$88,MATCH('FxnMech to Benefits List'!C90,'Fxn-Mechanisms'!$D$2:$D$88,0))","v":0},{"$f":"benefit15","v":"Reduced Major Outages"},0]
[{"$f":"function14","v":"Storing Electricity for Later Use"},{"$f":"INDEX('Fxn-Mechanisms'!$B$2:$B$88,MATCH(C91,'Fxn-Mechanisms'!$D$2:$D$88,0))","v":"Provides electricity at peak time to reduce distribution peak load"},{"$f":"FxnMech60","v":"Storing Electricity for Later Use_Provides electricity at peak time to reduce distribution peak load"},{"$f":"INDEX('Fxn-Mechanisms'!$E$2:$E$88,MATCH('FxnMech to Benefits List'!C91,'Fxn-Mechanisms'!$D$2:$D$88,0))","v":0},{"$f":"benefit6","v":"Deferred Distribution Capacity Investments"},0]
["Storing Electricity for Later Use",{"$f":"INDEX('Fxn-Mechanisms'!$B$2:$B$88,MATCH(C92,'Fxn-Mechanisms'!$D$2:$D$88,0))","v":"Provides electricity at peak time to reduce generation peak capacity required"},{"$f":"FxnMech61","v":"Storing Electricity for Later Use_Provides electricity at peak time to reduce generation peak capacity required"},{"$f":"INDEX('Fxn-Mechanisms'!$E$2:$E$88,MATCH('FxnMech to Benefits List'!C92,'Fxn-Mechanisms'!$D$2:$D$88,0))","v":0},{"$f":"benefit2","v":"Deferred Generation Capacity Investments"},0]
["Storing Electricity for Later Use",{"$f":"INDEX('Fxn-Mechanisms'!$B$2:$B$88,MATCH(C93,'Fxn-Mechanisms'!$D$2:$D$88,0))","v":"Provides electricity at peak time to reduce transmission peak load"},{"$f":"FxnMech62","v":"Storing Electricity for Later Use_Provides electricity at peak time to reduce transmission peak load"},{"$f":"INDEX('Fxn-Mechanisms'!$E$2:$E$88,MATCH('FxnMech to Benefits List'!C93,'Fxn-Mechanisms'!$D$2:$D$88,0))","v":0},{"$f":"benefit5","v":"Deferred Transmission Capacity Investments"},0]
["Storing Electricity for Later Use",{"$f":"INDEX('Fxn-Mechanisms'!$B$2:$B$88,MATCH(C94,'Fxn-Mechanisms'!$D$2:$D$88,0))","v":"Enables load following/smoothing allowing generators to remain in their optimum operating zone and avoid the dispatch of less efficient generation"},{"$f":"FxnMech63","v":"Storing Electricity for Later Use_Enables load following/smoothing allowing generators to remain in their optimum operating zone and avoid the dispatch of less efficient generation"},{"$f":"INDEX('Fxn-Mechanisms'!$E$2:$E$88,MATCH('FxnMech to Benefits List'!C94,'Fxn-Mechanisms'!$D$2:$D$88,0))","v":0},{"$f":"benefit1","v":"Optimized Generator Operation"},0]
["Storing Electricity for Later Use",{"$f":"INDEX('Fxn-Mechanisms'!$B$2:$B$88,MATCH(C95,'Fxn-Mechanisms'!$D$2:$D$88,0))","v":"Provides electricity at peak time to reduce ancillary services related to peak load"},{"$f":"FxnMech64","v":"Storing Electricity for Later Use_Provides electricity at peak time to reduce ancillary services related to peak load"},{"$f":"INDEX('Fxn-Mechanisms'!$E$2:$E$88,MATCH('FxnMech to Benefits List'!C95,'Fxn-Mechanisms'!$D$2:$D$88,0))","v":0},{"$f":"benefit3","v":"Reduced Ancillary Service Cost"},0]
["Storing Electricity for Later Use",{"$f":"INDEX('Fxn-Mechanisms'!$B$2:$B$88,MATCH(C96,'Fxn-Mechanisms'!$D$2:$D$88,0))","v":"Reduces emissions from carbon based fuel due to losses"},{"$f":"fxnmech87","v":"Storing Electricity for Later Use_Reduces emissions from carbon based fuel due to losses"},{"$f":"INDEX('Fxn-Mechanisms'!$E$2:$E$88,MATCH('FxnMech to Benefits List'!C96,'Fxn-Mechanisms'!$D$2:$D$88,0))","v":0},{"$f":"benefit19","v":"Reduced CO2 Emissions"},0]
["Storing Electricity for Later Use",{"$f":"INDEX('Fxn-Mechanisms'!$B$2:$B$88,MATCH(C97,'Fxn-Mechanisms'!$D$2:$D$88,0))","v":"Decreases loading on congested transmission pathways"},{"$f":"FxnMech83","v":"Storing Electricity for Later Use_Decreases loading on congested transmission pathways"},{"$f":"INDEX('Fxn-Mechanisms'!$E$2:$E$88,MATCH('FxnMech to Benefits List'!C97,'Fxn-Mechanisms'!$D$2:$D$88,0))","v":0},{"$f":"benefit4","v":"Reduced Congestion Cost"},0]
["Storing Electricity for Later Use",{"$f":"INDEX('Fxn-Mechanisms'!$B$2:$B$88,MATCH(C98,'Fxn-Mechanisms'!$D$2:$D$88,0))","v":"Provides electricity during times when price of \"grid power\" exceeds cost of providing electricity with the storage asset"},{"$f":"FxnMech65","v":"Storing Electricity for Later Use_Provides electricity during times when price of \"grid power\" exceeds cost of providing electricity with the storage asset"},{"$f":"INDEX('Fxn-Mechanisms'!$E$2:$E$88,MATCH('FxnMech to Benefits List'!C98,'Fxn-Mechanisms'!$D$2:$D$88,0))","v":0},{"$f":"benefit13","v":"Reduced Electricity Cost"},0]
["Storing Electricity for Later Use",{"$f":"INDEX('Fxn-Mechanisms'!$B$2:$B$88,MATCH(C99,'Fxn-Mechanisms'!$D$2:$D$88,0))","v":"Optimizes net load shape to reduce electricity losses"},{"$f":"fxnmech84","v":"Storing Electricity for Later Use_Optimizes net load shape to reduce electricity losses"},{"$f":"INDEX('Fxn-Mechanisms'!$E$2:$E$88,MATCH('FxnMech to Benefits List'!C99,'Fxn-Mechanisms'!$D$2:$D$88,0))","v":0},{"$f":"benefit12","v":"Reduced Electricity Losses"},0]
["Storing Electricity for Later Use",{"$f":"INDEX('Fxn-Mechanisms'!$B$2:$B$88,MATCH(C100,'Fxn-Mechanisms'!$D$2:$D$88,0))","v":"Acts as an uninterruptible power supply during a momentary outage"},{"$f":"FxnMech66","v":"Storing Electricity for Later Use_Acts as an uninterruptible power supply during a momentary outage"},{"$f":"INDEX('Fxn-Mechanisms'!$E$2:$E$88,MATCH('FxnMech to Benefits List'!C100,'Fxn-Mechanisms'!$D$2:$D$88,0))","v":0},{"$f":"benefit17","v":"Reduced Momentary Outages"},0]
["Storing Electricity for Later Use",{"$f":"INDEX('Fxn-Mechanisms'!$B$2:$B$88,MATCH(C101,'Fxn-Mechanisms'!$D$2:$D$88,0))","v":"Utilizes uninterrupted power supply capability to enable load to ride through voltage sags and swell"},{"$f":"FxnMech67","v":"Storing Electricity for Later Use_Utilizes uninterrupted power supply capability to enable load to ride through voltage sags and swell"},{"$f":"INDEX('Fxn-Mechanisms'!$E$2:$E$88,MATCH('FxnMech to Benefits List'!C101,'Fxn-Mechanisms'!$D$2:$D$88,0))","v":0},{"$f":"benefit18","v":"Reduced Sags and Swells"},0]
["Storing Electricity for Later Use",{"$f":"INDEX('Fxn-Mechanisms'!$B$2:$B$88,MATCH(C102,'Fxn-Mechanisms'!$D$2:$D$88,0))","v":"Reduces emissions from carbon based fuel due to losses"},{"$f":"fxnmech87","v":"Storing Electricity for Later Use_Reduces emissions from carbon based fuel due to losses"},{"$f":"INDEX('Fxn-Mechanisms'!$E$2:$E$88,MATCH('FxnMech to Benefits List'!C102,'Fxn-Mechanisms'!$D$2:$D$88,0))","v":0},{"$f":"benefit20","v":"Reduced SOx, NOx, and PM-2.5 Emissions"},0]
["Storing Electricity for Later Use",{"$f":"INDEX('Fxn-Mechanisms'!$B$2:$B$88,MATCH(C103,'Fxn-Mechanisms'!$D$2:$D$88,0))","v":"Enables islanding or alternative power supply"},{"$f":"FxnMech68","v":"Storing Electricity for Later Use_Enables islanding or alternative power supply"},{"$f":"INDEX('Fxn-Mechanisms'!$E$2:$E$88,MATCH('FxnMech to Benefits List'!C103,'Fxn-Mechanisms'!$D$2:$D$88,0))","v":0},{"$f":"benefit14","v":"Reduced Sustained Outages"},0]
["Storing Electricity for Later Use",{"$f":"INDEX('Fxn-Mechanisms'!$B$2:$B$88,MATCH(C104,'Fxn-Mechanisms'!$D$2:$D$88,0))","v":"PEVs used as energy storage assets reduce gasoline consumption."},{"$f":"fxnmech89","v":"Storing Electricity for Later Use_PEVs used as energy storage assets reduce gasoline consumption."},{"$f":"INDEX('Fxn-Mechanisms'!$E$2:$E$88,MATCH('FxnMech to Benefits List'!C104,'Fxn-Mechanisms'!$D$2:$D$88,0))","v":0},{"$f":"benefit21","v":"Reduced Oil Usage (not monetized)"},0]
[{"$f":"function2","v":"Wide Area Monitoring, Visualization, and Control"},{"$f":"INDEX('Fxn-Mechanisms'!$B$2:$B$88,MATCH(C105,'Fxn-Mechanisms'!$D$2:$D$88,0))","v":"Raises stability limits on transmission pathways without compromising reliability deferring the need to increase capacity"},{"$f":"fxnmech85","v":"Wide Area Monitoring, Visualization, and Control_Raises stability limits on transmission pathways without compromising reliability deferring the need to increase capacity"},{"$f":"INDEX('Fxn-Mechanisms'!$E$2:$E$88,MATCH('FxnMech to Benefits List'!C105,'Fxn-Mechanisms'!$D$2:$D$88,0))","v":0},{"$f":"benefit5","v":"Deferred Transmission Capacity Investments"},0]
["Wide Area Monitoring, Visualization, and Control",{"$f":"INDEX('Fxn-Mechanisms'!$B$2:$B$88,MATCH(C106,'Fxn-Mechanisms'!$D$2:$D$88,0))","v":"Enables the optimized dispatch of generation while ensuring reliability and stability of the grid"},{"$f":"FxnMech70","v":"Wide Area Monitoring, Visualization, and Control_Enables the optimized dispatch of generation while ensuring reliability and stability of the grid"},{"$f":"INDEX('Fxn-Mechanisms'!$E$2:$E$88,MATCH('FxnMech to Benefits List'!C106,'Fxn-Mechanisms'!$D$2:$D$88,0))","v":0},{"$f":"benefit1","v":"Optimized Generator Operation"},0]
["Wide Area Monitoring, Visualization, and Control",{"$f":"INDEX('Fxn-Mechanisms'!$B$2:$B$88,MATCH(C107,'Fxn-Mechanisms'!$D$2:$D$88,0))","v":"Improves operational awareness"},{"$f":"FxnMech81","v":"Wide Area Monitoring, Visualization, and Control_Improves operational awareness"},{"$f":"INDEX('Fxn-Mechanisms'!$E$2:$E$88,MATCH('FxnMech to Benefits List'!C107,'Fxn-Mechanisms'!$D$2:$D$88,0))","v":0},{"$f":"benefit3","v":"Reduced Ancillary Service Cost"},0]
["Wide Area Monitoring, Visualization, and Control",{"$f":"INDEX('Fxn-Mechanisms'!$B$2:$B$88,MATCH(C108,'Fxn-Mechanisms'!$D$2:$D$88,0))","v":"Raises stability limits on congested transmission pathways without compromising reliability"},{"$f":"FxnMech69","v":"Wide Area Monitoring, Visualization, and Control_Raises stability limits on congested transmission pathways without compromising reliability"},{"$f":"INDEX('Fxn-Mechanisms'!$E$2:$E$88,MATCH('FxnMech to Benefits List'!C108,'Fxn-Mechanisms'!$D$2:$D$88,0))","v":0},{"$f":"benefit4","v":"Reduced Congestion Cost"},0]
["Wide Area Monitoring, Visualization, and Control",{"$f":"INDEX('Fxn-Mechanisms'!$B$2:$B$88,MATCH(C109,'Fxn-Mechanisms'!$D$2:$D$88,0))","v":"Improves grid stability and helps avoid conditions that threaten reliability"},{"$f":"FxnMech73","v":"Wide Area Monitoring, Visualization, and Control_Improves grid stability and helps avoid conditions that threaten reliability"},{"$f":"INDEX('Fxn-Mechanisms'!$E$2:$E$88,MATCH('FxnMech to Benefits List'!C109,'Fxn-Mechanisms'!$D$2:$D$88,0))","v":0},{"$f":"benefit15","v":"Reduced Major Outages"},0]
["Wide Area Monitoring, Visualization, and Control",{"$f":"INDEX('Fxn-Mechanisms'!$B$2:$B$88,MATCH(C110,'Fxn-Mechanisms'!$D$2:$D$88,0))","v":"Improves operational awareness"},{"$f":"FxnMech81","v":"Wide Area Monitoring, Visualization, and Control_Improves operational awareness"},{"$f":"INDEX('Fxn-Mechanisms'!$E$2:$E$88,MATCH('FxnMech to Benefits List'!C110,'Fxn-Mechanisms'!$D$2:$D$88,0))","v":0},{"$f":"benefit22","v":"Reduced Wide-scale Blackouts"},0]
[{"$f":"function12","v":"Real-time Load Transfer"},{"$f":"INDEX('Fxn-Mechanisms'!$B$2:$B$88,MATCH(C111,'Fxn-Mechanisms'!$D$2:$D$88,0))","v":"Reduces emissions from carbon based fuel due to losses"},{"$f":"fxnmech88","v":"Real-time Load Transfer_Reduces emissions from carbon based fuel due to losses"},{"$f":"INDEX('Fxn-Mechanisms'!$E$2:$E$88,MATCH('FxnMech to Benefits List'!C111,'Fxn-Mechanisms'!$D$2:$D$88,0))","v":0},{"$f":"benefit19","v":"Reduced CO2 Emissions"},0]
[{"$f":"function12","v":"Real-time Load Transfer"},{"$f":"INDEX('Fxn-Mechanisms'!$B$2:$B$88,MATCH(C112,'Fxn-Mechanisms'!$D$2:$D$88,0))","v":"Reduces emissions from carbon based fuel due to losses"},{"$f":"fxnmech88","v":"Real-time Load Transfer_Reduces emissions from carbon based fuel due to losses"},{"$f":"INDEX('Fxn-Mechanisms'!$E$2:$E$88,MATCH('FxnMech to Benefits List'!C112,'Fxn-Mechanisms'!$D$2:$D$88,0))","v":0},{"$f":"benefit20","v":"Reduced SOx, NOx, and PM-2.5 Emissions"},0]

{"sheet":"Green Matrix 0 1","index":9,"n_rows":25,"n_cols":18,"rows_kept":25,"cut":false,"hidden":true,"merged":[[1,16,1,17],[0,3,0,17],[23,0,24,0],[23,1,24,1],[0,0,1,2],[1,3,1,14],[3,0,15,0],[3,1,6,1],[7,1,9,1],[10,1,12,1],[16,0,20,0],[16,1,18,1],[19,1,20,1],[21,0,22,0],[21,1,22,1]]}
["Benefits",null,null,"Smart Grid Functions"]
[null,null,null,"Delivery",null,null,null,null,null,null,null,null,null,null,null,"Use","Other"]
[null,null,"StartTbl_3",{"$f":"function1","v":"Fault Current Limiting"},{"$f":"function2","v":"Wide Area Monitoring, Visualization, and Control"},{"$f":"function3","v":"Dynamic Capability Rating"},{"$f":"function4","v":"Power Flow Control"},{"$f":"function5","v":"Adaptive Protection"},{"$f":"function6","v":"Automated Feeder and Line Switching"},{"$f":"function7","v":"Automated Islanding and Reconnection"},{"$f":"function8","v":"Automated Voltage and VAR Control"},{"$f":"function9","v":"Diagnosis & Notification of Equipment Condition"},{"$f":"function10","v":"Enhanced Fault Protection"},{"$f":"function11","v":"Real-Time Load Measurement & Management"},{"$f":"function12","v":"Real-time Load Transfer"},{"$f":"function13","v":"Customer Electricity Use Optimization"},{"$f":"function14","v":"Storing Electricity for Later Use"},{"$f":"function15","v":"Distributed Production of Electricity"}]
["Economic","Improved Asset Utilization",{"$f":"benefit1","v":"Optimized Generator Operation"},0,0,0,0,0,0,0,0,0,0,0,0,0,0,0]
[null,null,{"$f":"benefit2","v":"Deferred Generation Capacity Investments"},0,0,0,0,0,0,0,0,0,0,0,0,0,0,0]
[null,null,{"$f":"benefit3","v":"Reduced Ancillary Service Cost"},0,0,0,0,0,0,0,0,0,0,0,0,0,0,0]
[null,null,{"$f":"benefit4","v":"Reduced Congestion Cost"},0,0,0,0,0,0,0,0,0,0,0,0,0,0,0]
[null,"T&D Capital Savings",{"$f":"benefit5","v":"Deferred Transmission Capacity Investments"},0,0,0,0,0,0,0,0,0,0,0,0,0,0,0]
[null,null,{"$f":"benefit6","v":"Deferred Distribution Capacity Investments"},0,0,0,0,0,0,0,0,0,0,0,0,0,0,0]
[null,null,{"$f":"benefit7","v":"Reduced Equipment Failures "},0,0,0,0,0,0,0,0,0,0,0,0,0,0,0]
[null,"T&D O&M Savings",{"$f":"benefit8","v":"Reduced T&D Equipment Maintenance Cost"},0,0,0,0,0,0,0,0,0,0,0,0,0,0,0]
[null,null,{"$f":"benefit9","v":"Reduced T&D Operations Cost"},0,0,0,0,0,0,0,0,0,0,0,0,0,0,0]
[null,null,{"$f":"benefit10","v":"Reduced Meter Reading Cost"},0,0,0,0,0,0,0,0,0,0,0,0,0,0,0]
[null,"Theft Reduction ",{"$f":"benefit11","v":"Reduced Electricity Theft"},0,0,0,0,0,0,0,0,0,0,0,0,0,0,0]
[null,"Energy Efficiency ",{"$f":"benefit12","v":"Reduced Electricity Losses"},0,0,0,0,0,0,0,0,0,0,0,0,0,0,0]
[null,"Electricity Cost Savings",{"$f":"benefit13","v":"Reduced Electricity Cost"},0,0,0,0,0,0,0,0,0,0,0,0,0,0,0]
["Reliability","Power Interruptions",{"$f":"benefit14","v":"Reduced Sustained Outages"},0,0,0,0,0,1,0,0,0,0,0,0,0,0,0]
[null,null,{"$f":"benefit15","v":"Reduced Major Outages"},0,0,0,0,0,0,0,0,0,0,0,0,0,0,0]
[null,null,{"$f":"benefit16","v":"Reduced Restoration Cost"},0,0,0,0,0,0,0,0,0,0,0,0,0,0,0]
[null,"Power Quality",{"$f":"benefit17","v":"Reduced Momentary Outages"},0,0,0,0,0,0,0,0,0,0,0,0,0,0,0]
[null,null,{"$f":"benefit18","v":"Reduced Sags and Swells"},0,0,0,0,0,0,0,0,0,0,0,0,0,0,0]
["Environmental","Air Emissions",{"$f":"benefit19","v":"Reduced CO2 Emissions"},0,0,0,0,0,0,0,0,0,0,0,0,0,0,0]
[null,null,{"$f":"benefit20","v":"Reduced SOx, NOx, and PM-2.5 Emissions"},0,0,0,0,0,0,0,0,0,0,0,0,0,0,0]
["Security","Energy Security",{"$f":"benefit21","v":"Reduced Oil Usage (not monetized)"},0,0,0,0,0,0,0,0,0,0,0,0,0,0,0]
[null,null,{"$f":"benefit22","v":"Reduced Wide-scale Blackouts"},0,0,0,0,0,0,0,0,0,0,0,0,0,0,0]

{"sheet":"Definitions","index":10,"n_rows":64,"n_cols":4,"rows_kept":64,"cut":false,"hidden":true,"merged":[]}
["Range Names","Term","Definition (a), (b)","Term - Definition"]
["defin1",{"$f":"INDIRECT(Functions!A3)","v":"Fault Current Limiting"},"Fault current limiting can be achieved through sensors, communications, information processing, and actuators that allow the utility to use a higher degree of network coordination to reconfigure the system to prevent fault currents from exceeding damaging levels. Fault current limiting can also be achieved through the implementation of special stand alone devices known as Fault Current Limiters (FCLs) which act to automatically limit high through currents that occur during faults.",{"$f":"B2&\" - \"&C2","v":"Fault Current Limiting - Fault current limiting can be achieved through sensors, communications, information processing, and actuators that allow the utility to use a higher degree of network coordination to reconfigure the system to prevent fault currents from exceeding damaging levels. Fault current limiting can also be achieved through the implementation of special stand alone devices known as Fault Current Limiters (FCLs) which act to automatically limit high through currents that occur during faults."}]
["defin2",{"$f":"INDIRECT(Functions!A4)","v":"Wide Area Monitoring, Visualization, and Control"},"Wide area monitoring and visualization requires time synchronized sensors, communications, and information processing that make it possible for the condition of the bulk power system to be observed and understood in real‐time so that protective, preventative, or corrective action can be taken.",{"$f":"B3&\" - \"&C3","v":"Wide Area Monitoring, Visualization, and Control - Wide area monitoring and visualization requires time synchronized sensors, communications, and information processing that make it possible for the condition of the bulk power system to be observed and understood in real‐time so that protective, preventative, or corrective action can be taken."}]
["defin3",{"$f":"INDIRECT(Functions!A5)","v":"Dynamic Capability Rating"},"Dynamic capability rating can be achieved through real‐time determination of an element’s (e.g., line, transformer etc.) ability to carry load based on electrical and environmental conditions.",{"$f":"B4&\" - \"&C4","v":"Dynamic Capability Rating - Dynamic capability rating can be achieved through real‐time determination of an element’s (e.g., line, transformer etc.) ability to carry load based on electrical and environmental conditions."}]
["defin4",{"$f":"INDIRECT(Functions!A6)","v":"Power Flow Control"},"Flow control requires techniques that are applied at transmission and distribution levels to influence the path that power (real & reactive) travels. This functionality is enabled by tools such as flexible AC transmission systems (FACTS), phase angle regulating transformers (PARs), series capacitors, and very low impedance superconductors.","Power Flow Control - Flow control requires techniques that are applied at transmission and distribution levels to influence the path that power (real & reactive) travels. This functionality is enabled by tools such as flexible AC transmission systems (FACTS), phase angle regulating transformers (PARs), series capacitors, and very low impedance superconductors."]
["defin5",{"$f":"INDIRECT(Functions!A7)","v":"Adaptive Protection"},"Adaptive protection uses adjustable protective relay settings (e.g., current, voltage, feeders, and equipment) that can change in real time based on signals from local sensors or a central control system. This is particularly useful for feeder transfers and two‐way power flow issues associated with high DER penetration.","Adaptive Protection - Adaptive protection uses adjustable protective relay settings (e.g., current, voltage, feeders, and equipment) that can change in real time based on signals from local sensors or a central control system. This is particularly useful for feeder transfers and two‐way power flow issues associated with high DER penetration."]
["defin6",{"$f":"INDIRECT(Functions!A8)","v":"Automated Feeder and Line Switching"},"Automated feeder and line switching is realized through automatic isolation and reconfiguration of faulted segments of distribution feeders or transmission lines via sensors, controls, switches, and communications systems. These devices can operate autonomously in response to local events or in response to signals from a central control system.","Automated Feeder and Line Switching - Automated feeder and line switching is realized through automatic isolation and reconfiguration of faulted segments of distribution feeders or transmission lines via sensors, controls, switches, and communications systems. These devices can operate autonomously in response to local events or in response to signals from a central control system."]
["defin7",{"$f":"INDIRECT(Functions!A9)","v":"Automated Islanding and Reconnection"},"Automated islanding and reconnection is achieved by automated separation and subsequent reconnection (autonomous synchronization) of an independently operated portion of the T&D system (i.e., microgrid) from the interconnected electric grid. A microgrid is an integrated energy system consisting of interconnected loads and distributed energy resources which, as an integrated system, can operate in parallel with the grid or as an island.","Automated Islanding and Reconnection - Automated islanding and reconnection is achieved by automated separation and subsequent reconnection (autonomous synchronization) of an independently operated portion of the T&D system (i.e., microgrid) from the interconnected electric grid. A microgrid is an integrated energy system consisting of interconnected loads and distributed energy resources which, as an integrated system, can operate in parallel with the grid or as an island."]
["defin8",{"$f":"INDIRECT(Functions!A10)","v":"Automated Voltage and VAR Control"},"Automated voltage and VAR control requires coordinated operation of reactive power resources such as capacitor banks, voltage regulators, transformer load‐tap changers, and distributed generation (DG) with sensors, controls, and communications systems. These devices could operate autonomously in response to local events or in response to signals from a central control system.","Automated Voltage and VAR Control - Automated voltage and VAR control requires coordinated operation of reactive power resources such as capacitor banks, voltage regulators, transformer load‐tap changers, and distributed generation (DG) with sensors, controls, and communications systems. These devices could operate autonomously in response to local events or in response to signals from a central control system."]
["defin9",{"$f":"INDIRECT(Functions!A11)","v":"Diagnosis & Notification of Equipment Condition"},"Diagnosis and notification of equipment condition is defined as on‐line monitoring and analysis of equipment, its performance, and operating environment in order to detect abnormal conditions (e.g., high number of equipment operations, temperature, or vibration). Asset managers and operations personnel can then be automatically notified to respond to conditions that increase the probability of equipment failure.","Diagnosis & Notification of Equipment Condition - Diagnosis and notification of equipment condition is defined as on‐line monitoring and analysis of equipment, its performance, and operating environment in order to detect abnormal conditions (e.g., high number of equipment operations, temperature, or vibration). Asset managers and operations personnel can then be automatically notified to respond to conditions that increase the probability of equipment failure."]
["defin10",{"$f":"INDIRECT(Functions!A12)","v":"Enhanced Fault Protection"},"Enhanced fault protection requires higher precision and greater discrimination of fault location and type with coordinated measurement among multiple devices. For distribution applications, these systems will detect and isolate faults without full‐power re‐closing, reducing the frequency of through‐fault currents. Using high resolution sensors and fault signatures, these systems can better detect high impedance faults. For transmission applications, these systems will employ high speed communications between multiple elements (e.g., stations) to protect entire regions, rather than just single elements. They will also use the latest digital techniques to advance beyond conventional impedance relaying of transmission lines.","Enhanced Fault Protection - Enhanced fault protection requires higher precision and greater discrimination of fault location and type with coordinated measurement among multiple devices. For distribution applications, these systems will detect and isolate faults without full‐power re‐closing, reducing the frequency of through‐fault currents. Using high resolution sensors and fault signatures, these systems can better detect high impedance faults. For transmission applications, these systems will employ high speed communications between multiple elements (e.g., stations) to protect entire regions, rather than just single elements. They will also use the latest digital techniques to advance beyond conventional impedance relaying of transmission lines."]
["defin11",{"$f":"INDIRECT(Functions!A13)","v":"Real-Time Load Measurement & Management"},"This function provides real‐time measurement of customer consumption and management of load through Advanced Metering Infrastructure (AMI) systems (smart meters, two‐way communications) and embedded appliance controllers that help customers make informed energy use decisions via real‐time price signals, time‐of‐use (TOU) rates, and service options.","Real-Time Load Measurement & Management - This function provides real‐time measurement of customer consumption and management of load through Advanced Metering Infrastructure (AMI) systems (smart meters, two‐way communications) and embedded appliance controllers that help customers make informed energy use decisions via real‐time price signals, time‐of‐use (TOU) rates, and service options."]
["defin12",{"$f":"INDIRECT(Functions!A14)","v":"Real-time Load Transfer"},"Real‐time load transfer is achieved through real‐time feeder reconfiguration and optimization to relieve load on equipment, improve asset utilization, improve distribution system efficiency, and enhance system performance.","Real-time Load Transfer - Real‐time load transfer is achieved through real‐time feeder reconfiguration and optimization to relieve load on equipment, improve asset utilization, improve distribution system efficiency, and enhance system performance."]
["defin13",{"$f":"INDIRECT(Functions!A15)","v":"Customer Electricity Use Optimization"},"Customer electricity use optimization is possible if customers are provided with information to make educated decisions about their electricity use. Customers could be able to optimize toward multiple goals such as cost, reliability, convenience, and environmental impact.","Customer Electricity Use Optimization - Customer electricity use optimization is possible if customers are provided with information to make educated decisions about their electricity use. Customers could be able to optimize toward multiple goals such as cost, reliability, convenience, and environmental impact."]
["defin14",{"$f":"INDIRECT(Functions!A16)","v":"Storing Electricity for Later Use"},"Remote utility control of electricity storage inflow/outflow reduces energy costs and enhances power generation and T&D capacity utilization.","Storing Electricity for Later Use - Remote utility control of electricity storage inflow/outflow reduces energy costs and enhances power generation and T&D capacity utilization."]
["defin15",{"$f":"INDIRECT(Functions!A17)","v":"Distributed Production of Electricity"},"Smart grid assets can allow utilities to remotely operate distributed generation systems to control output, defer upgrades to generation and T&D assets, and improve voltage regulation. Distributed generation includes dispatchable, distributed generation such as combined heat and power, fossil fuel powered backup generators, bio-fuel powered backup generators (e.g., biodiesel, waste to energy, digester gas) or geo-thermal energy. It also includes variable, distributed generation such as solar and wind.","Distributed Production of Electricity - Smart grid assets can allow utilities to remotely operate distributed generation systems to control output, defer upgrades to generation and T&D assets, and improve voltage regulation. Distributed generation includes dispatchable, distributed generation such as combined heat and power, fossil fuel powered backup generators, bio-fuel powered backup generators (e.g., biodiesel, waste to energy, digester gas) or geo-thermal energy. It also includes variable, distributed generation such as solar and wind."]
["defin16",{"$f":"INDIRECT(Functions!A18)","v":"SLOT NOT USED"},"SLOT NOT USED","SLOT NOT USED - SLOT NOT USED"]
["defin17",{"$f":"benefit1","v":"Optimized Generator Operation"},"Better forecasting and monitoring of load and grid performance would enable grid operators to dispatch a more efficient mix of generation that could be optimized to reduce cost. The coordinated operation of energy storage or plug-in electric vehicle assets could also result in completely avoiding central generation dispatch.","Optimized Generator Operation - Better forecasting and monitoring of load and grid performance would enable grid operators to dispatch a more efficient mix of generation that could be optimized to reduce cost. The coordinated operation of energy storage or plug-in electric vehicle assets could also result in completely avoiding central generation dispatch."]
["defin18",{"$f":"benefit2","v":"Deferred Generation Capacity Investments"},"Utilities and grid operators ensure that generation capacity can serve the maximum amount of load that planning and operations forecasts indicate. The trouble is, this capacity is only required for very short periods each year, when demand peaks. Reducing peak demand and flattening the load curve should reduce the generation capacity required to service load, and lead to cheaper electricity for customers.","Deferred Generation Capacity Investments - Utilities and grid operators ensure that generation capacity can serve the maximum amount of load that planning and operations forecasts indicate. The trouble is, this capacity is only required for very short periods each year, when demand peaks. Reducing peak demand and flattening the load curve should reduce the generation capacity required to service load, and lead to cheaper electricity for customers."]
["defin19",{"$f":"benefit3","v":"Reduced Ancillary Service Cost"},"Ancillary services are necessary to ensure the reliable and efficient operation of the grid. The level of ancillary services required at any point in time is determined by the grid operator and/or energy market rules. Ancillary services, including spinning reserve and frequency regulation, could be reduced if: generators could more closely follow load; peak load on the system was reduced; power factor, voltage, and VAR control were improved; or information available to grid operators were improved.","Reduced Ancillary Service Cost - Ancillary services are necessary to ensure the reliable and efficient operation of the grid. The level of ancillary services required at any point in time is determined by the grid operator and/or energy market rules. Ancillary services, including spinning reserve and frequency regulation, could be reduced if: generators could more closely follow load; peak load on the system was reduced; power factor, voltage, and VAR control were improved; or information available to grid operators were improved."]
["defin20",{"$f":"benefit4","v":"Reduced Congestion Cost"},"Transmission congestion is a phenomenon that occurs in electric power markets. It happens when scheduled market transactions (generation and load) result in power flow over a transmission element that exceeds the available capacity for that element. Since grid operators must ensure that physical overloads do not occur, they will dispatch generation so as to prevent them. The functions that provide this benefit either provide lower cost energy, decrease loading on system elements, shift load to off-peak, or allow the grid operator to manage the flow of electricity around constrained interfaces (i.e. dynamic line capability or power flow control).","Reduced Congestion Cost - Transmission congestion is a phenomenon that occurs in electric power markets. It happens when scheduled market transactions (generation and load) result in power flow over a transmission element that exceeds the available capacity for that element. Since grid operators must ensure that physical overloads do not occur, they will dispatch generation so as to prevent them. The functions that provide this benefit either provide lower cost energy, decrease loading on system elements, shift load to off-peak, or allow the grid operator to manage the flow of electricity around constrained interfaces (i.e. dynamic line capability or power flow control)."]
["defin21",{"$f":"benefit5","v":"Deferred Transmission Capacity Investments"},"Reducing the load and stress on transmission elements increases asset utilization and reduces the potential need for upgrades. Closer monitoring, rerouting power flow, and reducing fault current could enable utilities to defer upgrades on lines and transformers.","Deferred Transmission Capacity Investments - Reducing the load and stress on transmission elements increases asset utilization and reduces the potential need for upgrades. Closer monitoring, rerouting power flow, and reducing fault current could enable utilities to defer upgrades on lines and transformers."]
["defin22",{"$f":"benefit6","v":"Deferred Distribution Capacity Investments"},"As with the transmission system, reducing the load and stress on distribution elements increases asset utilization and reduces the potential need for upgrades. Closer monitoring and load management on distribution feeders could potentially extending the time before upgrades or capacity additions are required.","Deferred Distribution Capacity Investments - As with the transmission system, reducing the load and stress on distribution elements increases asset utilization and reduces the potential need for upgrades. Closer monitoring and load management on distribution feeders could potentially extending the time before upgrades or capacity additions are required."]
["defin23",{"$f":"benefit7","v":"Reduced Equipment Failures "},"Reducing mechanical stresses on equipment increases service life and reduces the probability of premature failure. This can be accomplished though enhanced monitoring and detection, reduction of fault currents, enhanced fault protection, or loading limits based on real-time equipment or environmental factors.","Reduced Equipment Failures  - Reducing mechanical stresses on equipment increases service life and reduces the probability of premature failure. This can be accomplished though enhanced monitoring and detection, reduction of fault currents, enhanced fault protection, or loading limits based on real-time equipment or environmental factors."]
["defin24",{"$f":"benefit8","v":"Reduced T&D Equipment Maintenance Cost"},"The cost of sending technicians into the field to check equipment condition is high. Moreover, to ensure that they maintain equipment sufficiently, and identify failure precursors, some utilities may conduct equipment testing and maintenance more often than is necessary. Online diagnosis and reporting of equipment condition would reduce or eliminate the need to send people out to check equipment resulting in a cost savings.","Reduced T&D Equipment Maintenance Cost - The cost of sending technicians into the field to check equipment condition is high. Moreover, to ensure that they maintain equipment sufficiently, and identify failure precursors, some utilities may conduct equipment testing and maintenance more often than is necessary. Online diagnosis and reporting of equipment condition would reduce or eliminate the need to send people out to check equipment resulting in a cost savings."]
["defin25",{"$f":"benefit9","v":"Reduced T&D Operations Cost"},"Automated or remote controlled operation of capacitor banks and feeder and line switches eliminates the need to send a line worker or crew to the switch location in order to operate it. This reduces the cost associated with the field service worker(s) and service vehicle.","Reduced T&D Operations Cost - Automated or remote controlled operation of capacitor banks and feeder and line switches eliminates the need to send a line worker or crew to the switch location in order to operate it. This reduces the cost associated with the field service worker(s) and service vehicle."]
["defin26",{"$f":"benefit10","v":"Reduced Meter Reading Cost"},"Automated Meter Infrastructure (AMI) equipment eliminates the need to send someone to each location to read the meter manually leading to reduced meter operations costs. AMI technology can also reduce costs associated with other meter operations such as connection/disconnects, outage investigations, and maintenance.","Reduced Meter Reading Cost - Automated Meter Infrastructure (AMI) equipment eliminates the need to send someone to each location to read the meter manually leading to reduced meter operations costs. AMI technology can also reduce costs associated with other meter operations such as connection/disconnects, outage investigations, and maintenance."]
["defin27",{"$f":"benefit11","v":"Reduced Electricity Theft"},"Smart meters can typically detect tampering. Moreover, a meter data management system can analyze customer usage to identify patterns that could indicate diversion. These new capabilities can lead to a reduction in electricity theft through earlier identification and prevention of theft.","Reduced Electricity Theft - Smart meters can typically detect tampering. Moreover, a meter data management system can analyze customer usage to identify patterns that could indicate diversion. These new capabilities can lead to a reduction in electricity theft through earlier identification and prevention of theft."]
["defin28",{"$f":"benefit12","v":"Reduced Electricity Losses"},"Functions that provide this benefit could help manage peak feeder loads, reduced electricity throughput, locate electricity production closer to the load and ensure that voltages remain within service tolerances, while minimizing the amount of reactive power provided. These actions can reduce electricity losses by making the system more efficient for a given load served or by actually reducing the overall load on the system.","Reduced Electricity Losses - Functions that provide this benefit could help manage peak feeder loads, reduced electricity throughput, locate electricity production closer to the load and ensure that voltages remain within service tolerances, while minimizing the amount of reactive power provided. These actions can reduce electricity losses by making the system more efficient for a given load served or by actually reducing the overall load on the system."]
["defin29",{"$f":"benefit13","v":"Reduced Electricity Cost"},"Functions that provide this benefit could help alter customer usage patterns (demand response with price signals or direct load control), or help reduce the cost of electricity during peak times through either production (DG) or storage.","Reduced Electricity Cost - Functions that provide this benefit could help alter customer usage patterns (demand response with price signals or direct load control), or help reduce the cost of electricity during peak times through either production (DG) or storage."]
["defin30",{"$f":"benefit14","v":"Reduced Sustained Outages"},"A sustained outage is one lasting > 5 minutes, excluding major outages and wide-scale outages. The monetary benefit of reducing sustained outages is based on the value of service (VOS) of each customer class. The VOS parameter represents the total cost of a power outage per MWh. This cost includes the value of unserved energy, lost productivity, collateral damage, administrative costs, the value of penalties and performance based rates. Functions that lead to this benefit can reduce the likelihood that there will be an outage, allow the system to be reconfigured on the fly to help restore service to as many customers as possible, enable a quicker response in the restoration effort, or mitigate the impact of an outage through islanding or alternative power supply. ","Reduced Sustained Outages - A sustained outage is one lasting > 5 minutes, excluding major outages and wide-scale outages. The monetary benefit of reducing sustained outages is based on the value of service (VOS) of each customer class. The VOS parameter represents the total cost of a power outage per MWh. This cost includes the value of unserved energy, lost productivity, collateral damage, administrative costs, the value of penalties and performance based rates. Functions that lead to this benefit can reduce the likelihood that there will be an outage, allow the system to be reconfigured on the fly to help restore service to as many customers as possible, enable a quicker response in the restoration effort, or mitigate the impact of an outage through islanding or alternative power supply. "]
["defin31",{"$f":"benefit15","v":"Reduced Major Outages"},"A major outage is defined using the beta method, per IEEE Std 1366-2003 (IEEE Power Engineering Society 2004). The monetary benefit of reducing major outages is based on the value of service (VOS) of each customer class. The VOS parameter represents the total cost of a power outage per MWh. This cost includes the value of unserved energy, lost productivity, collateral damage, the value of penalties and performance based rates. Functions that lead to this benefit can mitigate major outages though power flow control, allow the system to be reconfigured on the fly to help restore service to as many customers as possible, enable a quicker response in the restoration effort, or mitigate the impact of an outage through islanding or alternative power supply. ","Reduced Major Outages - A major outage is defined using the beta method, per IEEE Std 1366-2003 (IEEE Power Engineering Society 2004). The monetary benefit of reducing major outages is based on the value of service (VOS) of each customer class. The VOS parameter represents the total cost of a power outage per MWh. This cost includes the value of unserved energy, lost productivity, collateral damage, the value of penalties and performance based rates. Functions that lead to this benefit can mitigate major outages though power flow control, allow the system to be reconfigured on the fly to help restore service to as many customers as possible, enable a quicker response in the restoration effort, or mitigate the impact of an outage through islanding or alternative power supply. "]
["defin32",{"$f":"benefit16","v":"Reduced Restoration Cost"},"The functions that provide this benefit lead to fewer outages, which results in lower restoration costs. These costs can include line crew labor/material/equipment, support services such as logistics, call centers, media relations, and other professional staff time and material associated with service restoration.","Reduced Restoration Cost - The functions that provide this benefit lead to fewer outages, which results in lower restoration costs. These costs can include line crew labor/material/equipment, support services such as logistics, call centers, media relations, and other professional staff time and material associated with service restoration."]
["defin33",{"$f":"benefit17","v":"Reduced Momentary Outages"},"By locating faults more accurately or adding electricity storage, momentary outages could be reduced or eliminated. Moreover, fewer customers on the same or adjacent distribution feeders would experience the momentary interruptions associated with reclosing. Momentary outages last <5 min in duration. The benefit to consumers is based on the value of service.","Reduced Momentary Outages - By locating faults more accurately or adding electricity storage, momentary outages could be reduced or eliminated. Moreover, fewer customers on the same or adjacent distribution feeders would experience the momentary interruptions associated with reclosing. Momentary outages last <5 min in duration. The benefit to consumers is based on the value of service."]
["defin34",{"$f":"benefit18","v":"Reduced Sags and Swells"},"Locating high impedance faults more quickly and precisely, and adding electricity storage will reduce the frequency and severity of the voltage fluctuations that they can cause. Installing advanced reclosers that only allow a limited amount of current to flow through them upon reclosing can also reduce voltage fluctuations. Moreover, fewer customers on the same or adjacent distribution feeders would experience the voltage fluctuation caused by the fault. The benefit to consumers is based on the value of service.","Reduced Sags and Swells - Locating high impedance faults more quickly and precisely, and adding electricity storage will reduce the frequency and severity of the voltage fluctuations that they can cause. Installing advanced reclosers that only allow a limited amount of current to flow through them upon reclosing can also reduce voltage fluctuations. Moreover, fewer customers on the same or adjacent distribution feeders would experience the voltage fluctuation caused by the fault. The benefit to consumers is based on the value of service."]
["defin35",{"$f":"benefit19","v":"Reduced CO2 Emissions"},"Functions that provide this benefit can lead to avoided vehicle miles, decrease the amount of central generation needed to serve their load (through reduced electricity consumption, reduced electricity losses, more optimal generation dispatch), and or reduce peak generation. These impacts translate into a reduction in CO2 emissions produced by fossil-based electricity generators and vehicles. ","Reduced CO2 Emissions - Functions that provide this benefit can lead to avoided vehicle miles, decrease the amount of central generation needed to serve their load (through reduced electricity consumption, reduced electricity losses, more optimal generation dispatch), and or reduce peak generation. These impacts translate into a reduction in CO2 emissions produced by fossil-based electricity generators and vehicles. "]
["defin36",{"$f":"benefit20","v":"Reduced SOx, NOx, and PM-2.5 Emissions"},"Functions that provide this benefit can lead to avoided vehicle miles, decrease the amount of central generation needed to serve their load (through reduced electricity consumption, reduced electricity losses, more optimal generation dispatch), and or reduce peak generation. These impacts translate into a reduction in pollutant emissions produced by fossil-based electricity generators and vehicles. ","Reduced SOx, NOx, and PM-2.5 Emissions - Functions that provide this benefit can lead to avoided vehicle miles, decrease the amount of central generation needed to serve their load (through reduced electricity consumption, reduced electricity losses, more optimal generation dispatch), and or reduce peak generation. These impacts translate into a reduction in pollutant emissions produced by fossil-based electricity generators and vehicles. "]
["defin37",{"$f":"benefit21","v":"Reduced Oil Usage (not monetized)"},"The functions that provide this benefit eliminate the need to send a line worker or crew to the switch or capacitor locations in order to operate them, eliminate the need for truck rolls to perform diagnosis of equipment condition, and reduce truck rolls for meter reading and measurement purposes. This reduces the fuel consumed by a service vehicle or line truck. The use of PEVs can also lead to this benefit since the electrical energy used by PEVs displaces the equivalent amount of oil.","Reduced Oil Usage (not monetized) - The functions that provide this benefit eliminate the need to send a line worker or crew to the switch or capacitor locations in order to operate them, eliminate the need for truck rolls to perform diagnosis of equipment condition, and reduce truck rolls for meter reading and measurement purposes. This reduces the fuel consumed by a service vehicle or line truck. The use of PEVs can also lead to this benefit since the electrical energy used by PEVs displaces the equivalent amount of oil."]
["defin38",{"$f":"benefit22","v":"Reduced Wide-scale Blackouts"},"The functions that lead to this benefit will give grid operators a better picture of the bulk power system, and allow them to better coordinate resources and operations between regions. This will reduce the probability of wide-scale regional blackouts.","Reduced Wide-scale Blackouts - The functions that lead to this benefit will give grid operators a better picture of the bulk power system, and allow them to better coordinate resources and operations between regions. This will reduce the probability of wide-scale regional blackouts."]
["defin39","Advanced Interrupting Switch","Switches or technology that can detect and clear faults more quickly or without a traditional reclosing sequence.","Advanced Interrupting Switch - Switches or technology that can detect and clear faults more quickly or without a traditional reclosing sequence."]
["defin40","AMI/Smart Meters","Electricity meters that utilize two-way communication in order to collect electricity usage and related information from customers and deliver information to customers.",{"$f":"B41&\" - \"&C41","v":"AMI/Smart Meters - Electricity meters that utilize two-way communication in order to collect electricity usage and related information from customers and deliver information to customers."}]
["defin41","Controllable/regulating Inverter","AC to DC converters that properly regulate voltage and can be controlled remotely. These devices can significantly increase the integration of renewable or intermittent sources of electricity.","Controllable/regulating Inverter - AC to DC converters that properly regulate voltage and can be controlled remotely. These devices can significantly increase the integration of renewable or intermittent sources of electricity."]
["defin42","Customer EMS/Display/Portal","Devices or portals through which energy and related information can be communicated to and from utilities or third party energy service providers. These devices can also help customers control electricity usage automatically by leveraging signals from the utility or owner set parameters.",{"$f":"B43&\" - \"&C43","v":"Customer EMS/Display/Portal - Devices or portals through which energy and related information can be communicated to and from utilities or third party energy service providers. These devices can also help customers control electricity usage automatically by leveraging signals from the utility or owner set parameters."}]
["defin43","Distribution Automation","Distribution devices that can be used to perform automatic switching, reactive device coordination, or other feeder operations/control.","Distribution Automation - Distribution devices that can be used to perform automatic switching, reactive device coordination, or other feeder operations/control."]
["defin44","Distribution Management System","A Distribution Management System (DMS) is a utility IT information system capable of integrating, organizing, displaying and analyzing real-time or near real-time electric distribution data in order to offer a wide range of operational benefits. These systems can improve operations, increase system efficiency, optimize power flows, prevent overloads, improve power flows, prevent overload, improve outage management, and enable other decision support tools. These systems can integrate traditional IT information systems such as GIS, OMS, and CIS to create a system that allows for a more holistic and automated treatment of the distribution management problem.","Distribution Management System - A Distribution Management System (DMS) is a utility IT information system capable of integrating, organizing, displaying and analyzing real-time or near real-time electric distribution data in order to offer a wide range of operational benefits. These systems can improve operations, increase system efficiency, optimize power flows, prevent overloads, improve power flows, prevent overload, improve outage management, and enable other decision support tools. These systems can integrate traditional IT information systems such as GIS, OMS, and CIS to create a system that allows for a more holistic and automated treatment of the distribution management problem."]
["defin45","Enhanced Fault Detection Technology","Enhanced fault detection technology enables higher precision and greater discrimination of fault location and type with coordinated measurement among multiple devices. For distribution applications, this technology can detect and isolate faults without full‐power re‐closing, reducing the frequency of through‐fault currents. Using high resolution sensors and fault signatures, this technology can better detect high impedance faults. For transmission applications, this technology will employ high speed communications between multiple elements (e.g., stations) to protect entire regions, rather than just single elements. It can also use the latest digital techniques to advance beyond conventional impedance relaying of transmission lines.","Enhanced Fault Detection Technology - Enhanced fault detection technology enables higher precision and greater discrimination of fault location and type with coordinated measurement among multiple devices. For distribution applications, this technology can detect and isolate faults without full‐power re‐closing, reducing the frequency of through‐fault currents. Using high resolution sensors and fault signatures, this technology can better detect high impedance faults. For transmission applications, this technology will employ high speed communications between multiple elements (e.g., stations) to protect entire regions, rather than just single elements. It can also use the latest digital techniques to advance beyond conventional impedance relaying of transmission lines."]
["defin46","Equipment Health Sensor","Monitoring devices that automatically measure and communicate equipment characteristics that are related to the \"health\" and maintenance of the equipment. These characteristics can include, but are not limited to temperature, dissolved gas, and loading. These devices can also automatically generate alarm signals if the equipment characteristics reach critical or dangerous levels.","Equipment Health Sensor - Monitoring devices that automatically measure and communicate equipment characteristics that are related to the \"health\" and maintenance of the equipment. These characteristics can include, but are not limited to temperature, dissolved gas, and loading. These devices can also automatically generate alarm signals if the equipment characteristics reach critical or dangerous levels."]
["defin47","FACTS Device","A power electronic based system and other static equipment that provide control of one or more AC transmission system parameters to enhance controllability and increase power transfer capability.","FACTS Device - A power electronic based system and other static equipment that provide control of one or more AC transmission system parameters to enhance controllability and increase power transfer capability."]
["defin48","Fault Current Limiter","Devices that can be inserted into the grid in order to automatically limit the amount of through current the system experiences during a fault event.","Fault Current Limiter - Devices that can be inserted into the grid in order to automatically limit the amount of through current the system experiences during a fault event."]
["defin49","Loading Monitor","Technology that can measure and communicate line, feeder, and/or device loading data via a communication network in real- or near real-time.","Loading Monitor - Technology that can measure and communicate line, feeder, and/or device loading data via a communication network in real- or near real-time."]
["defin50","Microgrid Controller","Devices that control and enable the establishment of microgrids. Microgrids are defined as electrical systems that include multiple loads and distributed energy resources that can be operated in parallel with the grid or as an electrical island.","Microgrid Controller - Devices that control and enable the establishment of microgrids. Microgrids are defined as electrical systems that include multiple loads and distributed energy resources that can be operated in parallel with the grid or as an electrical island."]
["defin51","Phase Angle Regulating Transformer","Transformers that enable phase angle control between the primary (source) and the secondary (load) side to create a phase shift between the primary side voltage and the secondary side voltage. The purpose of this phase shift is to control the real power flow through interconnected power systems.","Phase Angle Regulating Transformer - Transformers that enable phase angle control between the primary (source) and the secondary (load) side to create a phase shift between the primary side voltage and the secondary side voltage. The purpose of this phase shift is to control the real power flow through interconnected power systems."]
["defin52","Phasor Measurement Technology","The Phasor Measurement Units, Phasor Data Concentrators,  communications technology, and advanced software applications that enables system operators to collect and analyze synchrophasor data from the bulk transmission system.","Phasor Measurement Technology - The Phasor Measurement Units, Phasor Data Concentrators,  communications technology, and advanced software applications that enables system operators to collect and analyze synchrophasor data from the bulk transmission system."]
["defin53","Smart Appliances and Equipment (Customer)","An appliance (for example, thermostats, pool pumps, clothes washers/dryers, water heaters, etc.) that includes the intelligence and communications to enable automatic or remote control based on user preferences or external signals from a utility or third-party energy service provider. A smart appliance may utilize a home area network to communicate with other devices in the customer’s premise, or other channels to communicate with utility systems.","Smart Appliances and Equipment (Customer) - An appliance (for example, thermostats, pool pumps, clothes washers/dryers, water heaters, etc.) that includes the intelligence and communications to enable automatic or remote control based on user preferences or external signals from a utility or third-party energy service provider. A smart appliance may utilize a home area network to communicate with other devices in the customer’s premise, or other channels to communicate with utility systems."]
["defin54","Software - Advanced Analysis/Visualization","Systems installed to analyze grid information or help human operators.","Software - Advanced Analysis/Visualization - Systems installed to analyze grid information or help human operators."]
["defin55","Two-way Communications (high bandwidth)","A two-way communications infrastructure that can network one or more parts of the smart grid via secure, high speed, high bandwidth connections. This infrastructure systems serves as the backbone of the customer systems, AMI, distribution, and transmission smart grid systems.","Two-way Communications (high bandwidth) - A two-way communications infrastructure that can network one or more parts of the smart grid via secure, high speed, high bandwidth connections. This infrastructure systems serves as the backbone of the customer systems, AMI, distribution, and transmission smart grid systems."]
["defin56","Vehicle to Grid Charging Station","An electric vehicle charging station that utilizes communications technology to enable it to intelligently integrate two-way power flow enabling electric vehicle batteries to become a useful utility asset.","Vehicle to Grid Charging Station - An electric vehicle charging station that utilizes communications technology to enable it to intelligently integrate two-way power flow enabling electric vehicle batteries to become a useful utility asset."]
["defin57","Very Low Impedance (High Temperature Superconducting) cables","Cables that utilize conducting materials that are very low impedance which can enable better power flow control. Cables that utilize High Temperature Superconducting (HTS) conductor would be characterized as a VLI cable. HTS cables may enable additional benefits such as lower losses, increased power density, and self-fault limiting.","Very Low Impedance (High Temperature Superconducting) cables - Cables that utilize conducting materials that are very low impedance which can enable better power flow control. Cables that utilize High Temperature Superconducting (HTS) conductor would be characterized as a VLI cable. HTS cables may enable additional benefits such as lower losses, increased power density, and self-fault limiting."]
["defin58",{"$f":"asset20","v":"Distributed Generator (diesel, PV, wind)"},"Distributed generators generate electricity from many small dispersed sources. Industrial countries generate most of their electricity in large centralized facilities, such as fossil fuel (coal, gas powered) nuclear or hydropower plants and typically transmit the electricity long distances. Distributed generators produce electricity on a smaller scale and produce electricity very near where it is used, perhaps even in the same building. Examples of technologies that are suitable for use as a distributed generator include PV, wind, diesel generators, fuel cells, microturbines, combined heat and power systems, Stirling engines, and reciprocating engines.","Distributed Generator (diesel, PV, wind) - Distributed generators generate electricity from many small dispersed sources. Industrial countries generate most of their electricity in large centralized facilities, such as fossil fuel (coal, gas powered) nuclear or hydropower plants and typically transmit the electricity long distances. Distributed generators produce electricity on a smaller scale and produce electricity very near where it is used, perhaps even in the same building. Examples of technologies that are suitable for use as a distributed generator include PV, wind, diesel generators, fuel cells, microturbines, combined heat and power systems, Stirling engines, and reciprocating engines."]
["defin59",{"$f":"asset21","v":"Electricity Storage device (e.g., battery, flywheel, PEV etc)"},"Electricity storage devices store electric energy for use at a later time. There are many technologies that could be used to provide grid energy storage and examples include: batteries, electric vehicles, compressed air storage, flywheels, thermal storage, pumped hydro storage, and hydrogen.","Electricity Storage device (e.g., battery, flywheel, PEV etc) - Electricity storage devices store electric energy for use at a later time. There are many technologies that could be used to provide grid energy storage and examples include: batteries, electric vehicles, compressed air storage, flywheels, thermal storage, pumped hydro storage, and hydrogen."]
["defin60"]
[]
["(a) Souce: \"Guidebook for ARRA Smart Grid Program Metrics and Benefits\", November 20, 2009"]
["(b) Source: \"Methodological Approach for Estimating the Benefits and Costs of Smart Grid Demonstration Projects\", Final Report, January 2010"]

{"sheet":"DIM Sheets -->","index":11,"n_rows":0,"n_cols":0,"rows_kept":0,"cut":false,"hidden":true,"merged":[]}

{"sheet":"Function-Benefit Chart","index":12,"n_rows":29,"n_cols":19,"rows_kept":29,"cut":false,"hidden":true,"merged":[[27,1,28,1],[27,2,28,2],[4,1,5,3],[20,1,24,1],[20,2,22,2],[23,2,24,2],[25,1,26,1],[25,2,26,2],[7,1,19,1],[7,2,10,2],[11,2,13,2],[14,2,16,2],[4,4,4,18],[5,17,5,18],[1,1,1,8],[0,1,0,8],[5,4,5,15]]}
[null,"Verify the Output of the PCM"]
[null,"Directions: Below is a chart that summarizes the output of the PCM. Along the top of the chart are listed all of the smart grid functions that a project could enable, along the side are listed all of the benefits that a project could yield. Based on your inputs in the PCM this chart has been populated with the benefits that your project may yield along with the functions that will lead to the benefits. Therefore, this chart should graphically summarize the objectives and expected benefits of your project. If the chart does adequately summarize your project click the blue button on the left to proceed to the next phase of the tool. If the chart does not adequately summarize your project click the button to the right to return to the PCM entry screens and adjust your inputs accordingly."]
[]
[]
[null,"Benefits",null,null,"Smart Grid Functions"]
[null,null,null,null,"Delivery",null,null,null,null,null,null,null,null,null,null,null,"Use","Other"]
[null,null,null,"StartTbl_3",{"$f":"function1","v":"Fault Current Limiting"},{"$f":"function2","v":"Wide Area Monitoring, Visualization, and Control"},{"$f":"function3","v":"Dynamic Capability Rating"},{"$f":"function4","v":"Power Flow Control"},{"$f":"function5","v":"Adaptive Protection"},{"$f":"function6","v":"Automated Feeder and Line Switching"},{"$f":"function7","v":"Automated Islanding and Reconnection"},{"$f":"function8","v":"Automated Voltage and VAR Control"},{"$f":"function9","v":"Diagnosis & Notification of Equipment Condition"},{"$f":"function10","v":"Enhanced Fault Protection"},{"$f":"function11","v":"Real-Time Load Measurement & Management"},{"$f":"function12","v":"Real-time Load Transfer"},{"$f":"function13","v":"Customer Electricity Use Optimization"},{"$f":"function14","v":"Storing Electricity for Later Use"},{"$f":"function15","v":"Distributed Production of Electricity"}]
[null,"Economic","Improved Asset Utilization",{"$f":"benefit1","v":"Optimized Generator Operation"},{"$f":"IF('Green Matrix 0 1'!D4=0,\"NO\",\"YES\")","v":"NO"},{"$f":"IF('Green Matrix 0 1'!E4=0,\"NO\",\"YES\")","v":"NO"},{"$f":"IF('Green Matrix 0 1'!F4=0,\"NO\",\"YES\")","v":"NO"},{"$f":"IF('Green Matrix 0 1'!G4=0,\"NO\",\"YES\")","v":"NO"},{"$f":"IF('Green Matrix 0 1'!H4=0,\"NO\",\"YES\")","v":"NO"},{"$f":"IF('Green Matrix 0 1'!I4=0,\"NO\",\"YES\")","v":"NO"},{"$f":"IF('Green Matrix 0 1'!J4=0,\"NO\",\"YES\")","v":"NO"},{"$f":"IF('Green Matrix 0 1'!K4=0,\"NO\",\"YES\")","v":"NO"},{"$f":"IF('Green Matrix 0 1'!L4=0,\"NO\",\"YES\")","v":"NO"},{"$f":"IF('Green Matrix 0 1'!M4=0,\"NO\",\"YES\")","v":"NO"},{"$f":"IF('Green Matrix 0 1'!N4=0,\"NO\",\"YES\")","v":"NO"},{"$f":"IF('Green Matrix 0 1'!O4=0,\"NO\",\"YES\")","v":"NO"},{"$f":"IF('Green Matrix 0 1'!P4=0,\"NO\",\"YES\")","v":"NO"},{"$f":"IF('Green Matrix 0 1'!Q4=0,\"NO\",\"YES\")","v":"NO"},{"$f":"IF('Green Matrix 0 1'!R4=0,\"NO\",\"YES\")","v":"NO"}]
[null,null,null,{"$f":"benefit2","v":"Deferred Generation Capacity Investments"},{"$f":"IF('Green Matrix 0 1'!D5=0,\"NO\",\"YES\")","v":"NO"},{"$f":"IF('Green Matrix 0 1'!E5=0,\"NO\",\"YES\")","v":"NO"},{"$f":"IF('Green Matrix 0 1'!F5=0,\"NO\",\"YES\")","v":"NO"},{"$f":"IF('Green Matrix 0 1'!G5=0,\"NO\",\"YES\")","v":"NO"},{"$f":"IF('Green Matrix 0 1'!H5=0,\"NO\",\"YES\")","v":"NO"},{"$f":"IF('Green Matrix 0 1'!I5=0,\"NO\",\"YES\")","v":"NO"},{"$f":"IF('Green Matrix 0 1'!J5=0,\"NO\",\"YES\")","v":"NO"},{"$f":"IF('Green Matrix 0 1'!K5=0,\"NO\",\"YES\")","v":"NO"},{"$f":"IF('Green Matrix 0 1'!L5=0,\"NO\",\"YES\")","v":"NO"},{"$f":"IF('Green Matrix 0 1'!M5=0,\"NO\",\"YES\")","v":"NO"},{"$f":"IF('Green Matrix 0 1'!N5=0,\"NO\",\"YES\")","v":"NO"},{"$f":"IF('Green Matrix 0 1'!O5=0,\"NO\",\"YES\")","v":"NO"},{"$f":"IF('Green Matrix 0 1'!P5=0,\"NO\",\"YES\")","v":"NO"},{"$f":"IF('Green Matrix 0 1'!Q5=0,\"NO\",\"YES\")","v":"NO"},{"$f":"IF('Green Matrix 0 1'!R5=0,\"NO\",\"YES\")","v":"NO"}]
[null,null,null,{"$f":"benefit3","v":"Reduced Ancillary Service Cost"},{"$f":"IF('Green Matrix 0 1'!D6=0,\"NO\",\"YES\")","v":"NO"},{"$f":"IF('Green Matrix 0 1'!E6=0,\"NO\",\"YES\")","v":"NO"},{"$f":"IF('Green Matrix 0 1'!F6=0,\"NO\",\"YES\")","v":"NO"},{"$f":"IF('Green Matrix 0 1'!G6=0,\"NO\",\"YES\")","v":"NO"},{"$f":"IF('Green Matrix 0 1'!H6=0,\"NO\",\"YES\")","v":"NO"},{"$f":"IF('Green Matrix 0 1'!I6=0,\"NO\",\"YES\")","v":"NO"},{"$f":"IF('Green Matrix 0 1'!J6=0,\"NO\",\"YES\")","v":"NO"},{"$f":"IF('Green Matrix 0 1'!K6=0,\"NO\",\"YES\")","v":"NO"},{"$f":"IF('Green Matrix 0 1'!L6=0,\"NO\",\"YES\")","v":"NO"},{"$f":"IF('Green Matrix 0 1'!M6=0,\"NO\",\"YES\")","v":"NO"},{"$f":"IF('Green Matrix 0 1'!N6=0,\"NO\",\"YES\")","v":"NO"},{"$f":"IF('Green Matrix 0 1'!O6=0,\"NO\",\"YES\")","v":"NO"},{"$f":"IF('Green Matrix 0 1'!P6=0,\"NO\",\"YES\")","v":"NO"},{"$f":"IF('Green Matrix 0 1'!Q6=0,\"NO\",\"YES\")","v":"NO"},{"$f":"IF('Green Matrix 0 1'!R6=0,\"NO\",\"YES\")","v":"NO"}]
[null,null,null,{"$f":"benefit4","v":"Reduced Congestion Cost"},{"$f":"IF('Green Matrix 0 1'!D7=0,\"NO\",\"YES\")","v":"NO"},{"$f":"IF('Green Matrix 0 1'!E7=0,\"NO\",\"YES\")","v":"NO"},{"$f":"IF('Green Matrix 0 1'!F7=0,\"NO\",\"YES\")","v":"NO"},{"$f":"IF('Green Matrix 0 1'!G7=0,\"NO\",\"YES\")","v":"NO"},{"$f":"IF('Green Matrix 0 1'!H7=0,\"NO\",\"YES\")","v":"NO"},{"$f":"IF('Green Matrix 0 1'!I7=0,\"NO\",\"YES\")","v":"NO"},{"$f":"IF('Green Matrix 0 1'!J7=0,\"NO\",\"YES\")","v":"NO"},{"$f":"IF('Green Matrix 0 1'!K7=0,\"NO\",\"YES\")","v":"NO"},{"$f":"IF('Green Matrix 0 1'!L7=0,\"NO\",\"YES\")","v":"NO"},{"$f":"IF('Green Matrix 0 1'!M7=0,\"NO\",\"YES\")","v":"NO"},{"$f":"IF('Green Matrix 0 1'!N7=0,\"NO\",\"YES\")","v":"NO"},{"$f":"IF('Green Matrix 0 1'!O7=0,\"NO\",\"YES\")","v":"NO"},{"$f":"IF('Green Matrix 0 1'!P7=0,\"NO\",\"YES\")","v":"NO"},{"$f":"IF('Green Matrix 0 1'!Q7=0,\"NO\",\"YES\")","v":"NO"},{"$f":"IF('Green Matrix 0 1'!R7=0,\"NO\",\"YES\")","v":"NO"}]
[null,null,"T&D Capital Savings",{"$f":"benefit5","v":"Deferred Transmission Capacity Investments"},{"$f":"IF('Green Matrix 0 1'!D8=0,\"NO\",\"YES\")","v":"NO"},{"$f":"IF('Green Matrix 0 1'!E8=0,\"NO\",\"YES\")","v":"NO"},{"$f":"IF('Green Matrix 0 1'!F8=0,\"NO\",\"YES\")","v":"NO"},{"$f":"IF('Green Matrix 0 1'!G8=0,\"NO\",\"YES\")","v":"NO"},{"$f":"IF('Green Matrix 0 1'!H8=0,\"NO\",\"YES\")","v":"NO"},{"$f":"IF('Green Matrix 0 1'!I8=0,\"NO\",\"YES\")","v":"NO"},{"$f":"IF('Green Matrix 0 1'!J8=0,\"NO\",\"YES\")","v":"NO"},{"$f":"IF('Green Matrix 0 1'!K8=0,\"NO\",\"YES\")","v":"NO"},{"$f":"IF('Green Matrix 0 1'!L8=0,\"NO\",\"YES\")","v":"NO"},{"$f":"IF('Green Matrix 0 1'!M8=0,\"NO\",\"YES\")","v":"NO"},{"$f":"IF('Green Matrix 0 1'!N8=0,\"NO\",\"YES\")","v":"NO"},{"$f":"IF('Green Matrix 0 1'!O8=0,\"NO\",\"YES\")","v":"NO"},{"$f":"IF('Green Matrix 0 1'!P8=0,\"NO\",\"YES\")","v":"NO"},{"$f":"IF('Green Matrix 0 1'!Q8=0,\"NO\",\"YES\")","v":"NO"},{"$f":"IF('Green Matrix 0 1'!R8=0,\"NO\",\"YES\")","v":"NO"}]
[null,null,null,{"$f":"benefit6","v":"Deferred Distribution Capacity Investments"},{"$f":"IF('Green Matrix 0 1'!D9=0,\"NO\",\"YES\")","v":"NO"},{"$f":"IF('Green Matrix 0 1'!E9=0,\"NO\",\"YES\")","v":"NO"},{"$f":"IF('Green Matrix 0 1'!F9=0,\"NO\",\"YES\")","v":"NO"},{"$f":"IF('Green Matrix 0 1'!G9=0,\"NO\",\"YES\")","v":"NO"},{"$f":"IF('Green Matrix 0 1'!H9=0,\"NO\",\"YES\")","v":"NO"},{"$f":"IF('Green Matrix 0 1'!I9=0,\"NO\",\"YES\")","v":"NO"},{"$f":"IF('Green Matrix 0 1'!J9=0,\"NO\",\"YES\")","v":"NO"},{"$f":"IF('Green Matrix 0 1'!K9=0,\"NO\",\"YES\")","v":"NO"},{"$f":"IF('Green Matrix 0 1'!L9=0,\"NO\",\"YES\")","v":"NO"},{"$f":"IF('Green Matrix 0 1'!M9=0,\"NO\",\"YES\")","v":"NO"},{"$f":"IF('Green Matrix 0 1'!N9=0,\"NO\",\"YES\")","v":"NO"},{"$f":"IF('Green Matrix 0 1'!O9=0,\"NO\",\"YES\")","v":"NO"},{"$f":"IF('Green Matrix 0 1'!P9=0,\"NO\",\"YES\")","v":"NO"},{"$f":"IF('Green Matrix 0 1'!Q9=0,\"NO\",\"YES\")","v":"NO"},{"$f":"IF('Green Matrix 0 1'!R9=0,\"NO\",\"YES\")","v":"NO"}]
[null,null,null,{"$f":"benefit7","v":"Reduced Equipment Failures "},{"$f":"IF('Green Matrix 0 1'!D10=0,\"NO\",\"YES\")","v":"NO"},{"$f":"IF('Green Matrix 0 1'!E10=0,\"NO\",\"YES\")","v":"NO"},{"$f":"IF('Green Matrix 0 1'!F10=0,\"NO\",\"YES\")","v":"NO"},{"$f":"IF('Green Matrix 0 1'!G10=0,\"NO\",\"YES\")","v":"NO"},{"$f":"IF('Green Matrix 0 1'!H10=0,\"NO\",\"YES\")","v":"NO"},{"$f":"IF('Green Matrix 0 1'!I10=0,\"NO\",\"YES\")","v":"NO"},{"$f":"IF('Green Matrix 0 1'!J10=0,\"NO\",\"YES\")","v":"NO"},{"$f":"IF('Green Matrix 0 1'!K10=0,\"NO\",\"YES\")","v":"NO"},{"$f":"IF('Green Matrix 0 1'!L10=0,\"NO\",\"YES\")","v":"NO"},{"$f":"IF('Green Matrix 0 1'!M10=0,\"NO\",\"YES\")","v":"NO"},{"$f":"IF('Green Matrix 0 1'!N10=0,\"NO\",\"YES\")","v":"NO"},{"$f":"IF('Green Matrix 0 1'!O10=0,\"NO\",\"YES\")","v":"NO"},{"$f":"IF('Green Matrix 0 1'!P10=0,\"NO\",\"YES\")","v":"NO"},{"$f":"IF('Green Matrix 0 1'!Q10=0,\"NO\",\"YES\")","v":"NO"},{"$f":"IF('Green Matrix 0 1'!R10=0,\"NO\",\"YES\")","v":"NO"}]
[null,null,"T&D O&M Savings",{"$f":"benefit8","v":"Reduced T&D Equipment Maintenance Cost"},{"$f":"IF('Green Matrix 0 1'!D11=0,\"NO\",\"YES\")","v":"NO"},{"$f":"IF('Green Matrix 0 1'!E11=0,\"NO\",\"YES\")","v":"NO"},{"$f":"IF('Green Matrix 0 1'!F11=0,\"NO\",\"YES\")","v":"NO"},{"$f":"IF('Green Matrix 0 1'!G11=0,\"NO\",\"YES\")","v":"NO"},{"$f":"IF('Green Matrix 0 1'!H11=0,\"NO\",\"YES\")","v":"NO"},{"$f":"IF('Green Matrix 0 1'!I11=0,\"NO\",\"YES\")","v":"NO"},{"$f":"IF('Green Matrix 0 1'!J11=0,\"NO\",\"YES\")","v":"NO"},{"$f":"IF('Green Matrix 0 1'!K11=0,\"NO\",\"YES\")","v":"NO"},{"$f":"IF('Green Matrix 0 1'!L11=0,\"NO\",\"YES\")","v":"NO"},{"$f":"IF('Green Matrix 0 1'!M11=0,\"NO\",\"YES\")","v":"NO"},{"$f":"IF('Green Matrix 0 1'!N11=0,\"NO\",\"YES\")","v":"NO"},{"$f":"IF('Green Matrix 0 1'!O11=0,\"NO\",\"YES\")","v":"NO"},{"$f":"IF('Green Matrix 0 1'!P11=0,\"NO\",\"YES\")","v":"NO"},{"$f":"IF('Green Matrix 0 1'!Q11=0,\"NO\",\"YES\")","v":"NO"},{"$f":"IF('Green Matrix 0 1'!R11=0,\"NO\",\"YES\")","v":"NO"}]
[null,null,null,{"$f":"benefit9","v":"Reduced T&D Operations Cost"},{"$f":"IF('Green Matrix 0 1'!D12=0,\"NO\",\"YES\")","v":"NO"},{"$f":"IF('Green Matrix 0 1'!E12=0,\"NO\",\"YES\")","v":"NO"},{"$f":"IF('Green Matrix 0 1'!F12=0,\"NO\",\"YES\")","v":"NO"},{"$f":"IF('Green Matrix 0 1'!G12=0,\"NO\",\"YES\")","v":"NO"},{"$f":"IF('Green Matrix 0 1'!H12=0,\"NO\",\"YES\")","v":"NO"},{"$f":"IF('Green Matrix 0 1'!I12=0,\"NO\",\"YES\")","v":"NO"},{"$f":"IF('Green Matrix 0 1'!J12=0,\"NO\",\"YES\")","v":"NO"},{"$f":"IF('Green Matrix 0 1'!K12=0,\"NO\",\"YES\")","v":"NO"},{"$f":"IF('Green Matrix 0 1'!L12=0,\"NO\",\"YES\")","v":"NO"},{"$f":"IF('Green Matrix 0 1'!M12=0,\"NO\",\"YES\")","v":"NO"},{"$f":"IF('Green Matrix 0 1'!N12=0,\"NO\",\"YES\")","v":"NO"},{"$f":"IF('Green Matrix 0 1'!O12=0,\"NO\",\"YES\")","v":"NO"},{"$f":"IF('Green Matrix 0 1'!P12=0,\"NO\",\"YES\")","v":"NO"},{"$f":"IF('Green Matrix 0 1'!Q12=0,\"NO\",\"YES\")","v":"NO"},{"$f":"IF('Green Matrix 0 1'!R12=0,\"NO\",\"YES\")","v":"NO"}]
[null,null,null,{"$f":"benefit10","v":"Reduced Meter Reading Cost"},{"$f":"IF('Green Matrix 0 1'!D13=0,\"NO\",\"YES\")","v":"NO"},{"$f":"IF('Green Matrix 0 1'!E13=0,\"NO\",\"YES\")","v":"NO"},{"$f":"IF('Green Matrix 0 1'!F13=0,\"NO\",\"YES\")","v":"NO"},{"$f":"IF('Green Matrix 0 1'!G13=0,\"NO\",\"YES\")","v":"NO"},{"$f":"IF('Green Matrix 0 1'!H13=0,\"NO\",\"YES\")","v":"NO"},{"$f":"IF('Green Matrix 0 1'!I13=0,\"NO\",\"YES\")","v":"NO"},{"$f":"IF('Green Matrix 0 1'!J13=0,\"NO\",\"YES\")","v":"NO"},{"$f":"IF('Green Matrix 0 1'!K13=0,\"NO\",\"YES\")","v":"NO"},{"$f":"IF('Green Matrix 0 1'!L13=0,\"NO\",\"YES\")","v":"NO"},{"$f":"IF('Green Matrix 0 1'!M13=0,\"NO\",\"YES\")","v":"NO"},{"$f":"IF('Green Matrix 0 1'!N13=0,\"NO\",\"YES\")","v":"NO"},{"$f":"IF('Green Matrix 0 1'!O13=0,\"NO\",\"YES\")","v":"NO"},{"$f":"IF('Green Matrix 0 1'!P13=0,\"NO\",\"YES\")","v":"NO"},{"$f":"IF('Green Matrix 0 1'!Q13=0,\"NO\",\"YES\")","v":"NO"},{"$f":"IF('Green Matrix 0 1'!R13=0,\"NO\",\"YES\")","v":"NO"}]
[null,null,"Theft Reduction ",{"$f":"benefit11","v":"Reduced Electricity Theft"},{"$f":"IF('Green Matrix 0 1'!D14=0,\"NO\",\"YES\")","v":"NO"},{"$f":"IF('Green Matrix 0 1'!E14=0,\"NO\",\"YES\")","v":"NO"},{"$f":"IF('Green Matrix 0 1'!F14=0,\"NO\",\"YES\")","v":"NO"},{"$f":"IF('Green Matrix 0 1'!G14=0,\"NO\",\"YES\")","v":"NO"},{"$f":"IF('Green Matrix 0 1'!H14=0,\"NO\",\"YES\")","v":"NO"},{"$f":"IF('Green Matrix 0 1'!I14=0,\"NO\",\"YES\")","v":"NO"},{"$f":"IF('Green Matrix 0 1'!J14=0,\"NO\",\"YES\")","v":"NO"},{"$f":"IF('Green Matrix 0 1'!K14=0,\"NO\",\"YES\")","v":"NO"},{"$f":"IF('Green Matrix 0 1'!L14=0,\"NO\",\"YES\")","v":"NO"},{"$f":"IF('Green Matrix 0 1'!M14=0,\"NO\",\"YES\")","v":"NO"},{"$f":"IF('Green Matrix 0 1'!N14=0,\"NO\",\"YES\")","v":"NO"},{"$f":"IF('Green Matrix 0 1'!O14=0,\"NO\",\"YES\")","v":"NO"},{"$f":"IF('Green Matrix 0 1'!P14=0,\"NO\",\"YES\")","v":"NO"},{"$f":"IF('Green Matrix 0 1'!Q14=0,\"NO\",\"YES\")","v":"NO"},{"$f":"IF('Green Matrix 0 1'!R14=0,\"NO\",\"YES\")","v":"NO"}]
[null,null,"Energy Efficiency ",{"$f":"benefit12","v":"Reduced Electricity Losses"},{"$f":"IF('Green Matrix 0 1'!D15=0,\"NO\",\"YES\")","v":"NO"},{"$f":"IF('Green Matrix 0 1'!E15=0,\"NO\",\"YES\")","v":"NO"},{"$f":"IF('Green Matrix 0 1'!F15=0,\"NO\",\"YES\")","v":"NO"},{"$f":"IF('Green Matrix 0 1'!G15=0,\"NO\",\"YES\")","v":"NO"},{"$f":"IF('Green Matrix 0 1'!H15=0,\"NO\",\"YES\")","v":"NO"},{"$f":"IF('Green Matrix 0 1'!I15=0,\"NO\",\"YES\")","v":"NO"},{"$f":"IF('Green Matrix 0 1'!J15=0,\"NO\",\"YES\")","v":"NO"},{"$f":"IF('Green Matrix 0 1'!K15=0,\"NO\",\"YES\")","v":"NO"},{"$f":"IF('Green Matrix 0 1'!L15=0,\"NO\",\"YES\")","v":"NO"},{"$f":"IF('Green Matrix 0 1'!M15=0,\"NO\",\"YES\")","v":"NO"},{"$f":"IF('Green Matrix 0 1'!N15=0,\"NO\",\"YES\")","v":"NO"},{"$f":"IF('Green Matrix 0 1'!O15=0,\"NO\",\"YES\")","v":"NO"},{"$f":"IF('Green Matrix 0 1'!P15=0,\"NO\",\"YES\")","v":"NO"},{"$f":"IF('Green Matrix 0 1'!Q15=0,\"NO\",\"YES\")","v":"NO"},{"$f":"IF('Green Matrix 0 1'!R15=0,\"NO\",\"YES\")","v":"NO"}]
[null,null,"Electricity Cost Savings",{"$f":"benefit13","v":"Reduced Electricity Cost"},{"$f":"IF('Green Matrix 0 1'!D16=0,\"NO\",\"YES\")","v":"NO"},{"$f":"IF('Green Matrix 0 1'!E16=0,\"NO\",\"YES\")","v":"NO"},{"$f":"IF('Green Matrix 0 1'!F16=0,\"NO\",\"YES\")","v":"NO"},{"$f":"IF('Green Matrix 0 1'!G16=0,\"NO\",\"YES\")","v":"NO"},{"$f":"IF('Green Matrix 0 1'!H16=0,\"NO\",\"YES\")","v":"NO"},{"$f":"IF('Green Matrix 0 1'!I16=0,\"NO\",\"YES\")","v":"NO"},{"$f":"IF('Green Matrix 0 1'!J16=0,\"NO\",\"YES\")","v":"NO"},{"$f":"IF('Green Matrix 0 1'!K16=0,\"NO\",\"YES\")","v":"NO"},{"$f":"IF('Green Matrix 0 1'!L16=0,\"NO\",\"YES\")","v":"NO"},{"$f":"IF('Green Matrix 0 1'!M16=0,\"NO\",\"YES\")","v":"NO"},{"$f":"IF('Green Matrix 0 1'!N16=0,\"NO\",\"YES\")","v":"NO"},{"$f":"IF('Green Matrix 0 1'!O16=0,\"NO\",\"YES\")","v":"NO"},{"$f":"IF('Green Matrix 0 1'!P16=0,\"NO\",\"YES\")","v":"NO"},{"$f":"IF('Green Matrix 0 1'!Q16=0,\"NO\",\"YES\")","v":"NO"},{"$f":"IF('Green Matrix 0 1'!R16=0,\"NO\",\"YES\")","v":"NO"}]
[null,"Reliability","Power Interruptions",{"$f":"benefit14","v":"Reduced Sustained Outages"},{"$f":"IF('Green Matrix 0 1'!D17=0,\"NO\",\"YES\")","v":"NO"},{"$f":"IF('Green Matrix 0 1'!E17=0,\"NO\",\"YES\")","v":"NO"},{"$f":"IF('Green Matrix 0 1'!F17=0,\"NO\",\"YES\")","v":"NO"},{"$f":"IF('Green Matrix 0 1'!G17=0,\"NO\",\"YES\")","v":"NO"},{"$f":"IF('Green Matrix 0 1'!H17=0,\"NO\",\"YES\")","v":"NO"},{"$f":"IF('Green Matrix 0 1'!I17=0,\"NO\",\"YES\")","v":"YES"},{"$f":"IF('Green Matrix 0 1'!J17=0,\"NO\",\"YES\")","v":"NO"},{"$f":"IF('Green Matrix 0 1'!K17=0,\"NO\",\"YES\")","v":"NO"},{"$f":"IF('Green Matrix 0 1'!L17=0,\"NO\",\"YES\")","v":"NO"},{"$f":"IF('Green Matrix 0 1'!M17=0,\"NO\",\"YES\")","v":"NO"},{"$f":"IF('Green Matrix 0 1'!N17=0,\"NO\",\"YES\")","v":"NO"},{"$f":"IF('Green Matrix 0 1'!O17=0,\"NO\",\"YES\")","v":"NO"},{"$f":"IF('Green Matrix 0 1'!P17=0,\"NO\",\"YES\")","v":"NO"},{"$f":"IF('Green Matrix 0 1'!Q17=0,\"NO\",\"YES\")","v":"NO"},{"$f":"IF('Green Matrix 0 1'!R17=0,\"NO\",\"YES\")","v":"NO"}]
[null,null,null,{"$f":"benefit15","v":"Reduced Major Outages"},{"$f":"IF('Green Matrix 0 1'!D18=0,\"NO\",\"YES\")","v":"NO"},{"$f":"IF('Green Matrix 0 1'!E18=0,\"NO\",\"YES\")","v":"NO"},{"$f":"IF('Green Matrix 0 1'!F18=0,\"NO\",\"YES\")","v":"NO"},{"$f":"IF('Green Matrix 0 1'!G18=0,\"NO\",\"YES\")","v":"NO"},{"$f":"IF('Green Matrix 0 1'!H18=0,\"NO\",\"YES\")","v":"NO"},{"$f":"IF('Green Matrix 0 1'!I18=0,\"NO\",\"YES\")","v":"NO"},{"$f":"IF('Green Matrix 0 1'!J18=0,\"NO\",\"YES\")","v":"NO"},{"$f":"IF('Green Matrix 0 1'!K18=0,\"NO\",\"YES\")","v":"NO"},{"$f":"IF('Green Matrix 0 1'!L18=0,\"NO\",\"YES\")","v":"NO"},{"$f":"IF('Green Matrix 0 1'!M18=0,\"NO\",\"YES\")","v":"NO"},{"$f":"IF('Green Matrix 0 1'!N18=0,\"NO\",\"YES\")","v":"NO"},{"$f":"IF('Green Matrix 0 1'!O18=0,\"NO\",\"YES\")","v":"NO"},{"$f":"IF('Green Matrix 0 1'!P18=0,\"NO\",\"YES\")","v":"NO"},{"$f":"IF('Green Matrix 0 1'!Q18=0,\"NO\",\"YES\")","v":"NO"},{"$f":"IF('Green Matrix 0 1'!R18=0,\"NO\",\"YES\")","v":"NO"}]
[null,null,null,{"$f":"benefit16","v":"Reduced Restoration Cost"},{"$f":"IF('Green Matrix 0 1'!D19=0,\"NO\",\"YES\")","v":"NO"},{"$f":"IF('Green Matrix 0 1'!E19=0,\"NO\",\"YES\")","v":"NO"},{"$f":"IF('Green Matrix 0 1'!F19=0,\"NO\",\"YES\")","v":"NO"},{"$f":"IF('Green Matrix 0 1'!G19=0,\"NO\",\"YES\")","v":"NO"},{"$f":"IF('Green Matrix 0 1'!H19=0,\"NO\",\"YES\")","v":"NO"},{"$f":"IF('Green Matrix 0 1'!I19=0,\"NO\",\"YES\")","v":"NO"},{"$f":"IF('Green Matrix 0 1'!J19=0,\"NO\",\"YES\")","v":"NO"},{"$f":"IF('Green Matrix 0 1'!K19=0,\"NO\",\"YES\")","v":"NO"},{"$f":"IF('Green Matrix 0 1'!L19=0,\"NO\",\"YES\")","v":"NO"},{"$f":"IF('Green Matrix 0 1'!M19=0,\"NO\",\"YES\")","v":"NO"},{"$f":"IF('Green Matrix 0 1'!N19=0,\"NO\",\"YES\")","v":"NO"},{"$f":"IF('Green Matrix 0 1'!O19=0,\"NO\",\"YES\")","v":"NO"},{"$f":"IF('Green Matrix 0 1'!P19=0,\"NO\",\"YES\")","v":"NO"},{"$f":"IF('Green Matrix 0 1'!Q19=0,\"NO\",\"YES\")","v":"NO"},{"$f":"IF('Green Matrix 0 1'!R19=0,\"NO\",\"YES\")","v":"NO"}]
[null,null,"Power Quality",{"$f":"benefit17","v":"Reduced Momentary Outages"},{"$f":"IF('Green Matrix 0 1'!D20=0,\"NO\",\"YES\")","v":"NO"},{"$f":"IF('Green Matrix 0 1'!E20=0,\"NO\",\"YES\")","v":"NO"},{"$f":"IF('Green Matrix 0 1'!F20=0,\"NO\",\"YES\")","v":"NO"},{"$f":"IF('Green Matrix 0 1'!G20=0,\"NO\",\"YES\")","v":"NO"},{"$f":"IF('Green Matrix 0 1'!H20=0,\"NO\",\"YES\")","v":"NO"},{"$f":"IF('Green Matrix 0 1'!I20=0,\"NO\",\"YES\")","v":"NO"},{"$f":"IF('Green Matrix 0 1'!J20=0,\"NO\",\"YES\")","v":"NO"},{"$f":"IF('Green Matrix 0 1'!K20=0,\"NO\",\"YES\")","v":"NO"},{"$f":"IF('Green Matrix 0 1'!L20=0,\"NO\",\"YES\")","v":"NO"},{"$f":"IF('Green Matrix 0 1'!M20=0,\"NO\",\"YES\")","v":"NO"},{"$f":"IF('Green Matrix 0 1'!N20=0,\"NO\",\"YES\")","v":"NO"},{"$f":"IF('Green Matrix 0 1'!O20=0,\"NO\",\"YES\")","v":"NO"},{"$f":"IF('Green Matrix 0 1'!P20=0,\"NO\",\"YES\")","v":"NO"},{"$f":"IF('Green Matrix 0 1'!Q20=0,\"NO\",\"YES\")","v":"NO"},{"$f":"IF('Green Matrix 0 1'!R20=0,\"NO\",\"YES\")","v":"NO"}]
[null,null,null,{"$f":"benefit18","v":"Reduced Sags and Swells"},{"$f":"IF('Green Matrix 0 1'!D21=0,\"NO\",\"YES\")","v":"NO"},{"$f":"IF('Green Matrix 0 1'!E21=0,\"NO\",\"YES\")","v":"NO"},{"$f":"IF('Green Matrix 0 1'!F21=0,\"NO\",\"YES\")","v":"NO"},{"$f":"IF('Green Matrix 0 1'!G21=0,\"NO\",\"YES\")","v":"NO"},{"$f":"IF('Green Matrix 0 1'!H21=0,\"NO\",\"YES\")","v":"NO"},{"$f":"IF('Green Matrix 0 1'!I21=0,\"NO\",\"YES\")","v":"NO"},{"$f":"IF('Green Matrix 0 1'!J21=0,\"NO\",\"YES\")","v":"NO"},{"$f":"IF('Green Matrix 0 1'!K21=0,\"NO\",\"YES\")","v":"NO"},{"$f":"IF('Green Matrix 0 1'!L21=0,\"NO\",\"YES\")","v":"NO"},{"$f":"IF('Green Matrix 0 1'!M21=0,\"NO\",\"YES\")","v":"NO"},{"$f":"IF('Green Matrix 0 1'!N21=0,\"NO\",\"YES\")","v":"NO"},{"$f":"IF('Green Matrix 0 1'!O21=0,\"NO\",\"YES\")","v":"NO"},{"$f":"IF('Green Matrix 0 1'!P21=0,\"NO\",\"YES\")","v":"NO"},{"$f":"IF('Green Matrix 0 1'!Q21=0,\"NO\",\"YES\")","v":"NO"},{"$f":"IF('Green Matrix 0 1'!R21=0,\"NO\",\"YES\")","v":"NO"}]
[null,"Environmental","Air Emissions",{"$f":"benefit19","v":"Reduced CO2 Emissions"},{"$f":"IF('Green Matrix 0 1'!D22=0,\"NO\",\"YES\")","v":"NO"},{"$f":"IF('Green Matrix 0 1'!E22=0,\"NO\",\"YES\")","v":"NO"},{"$f":"IF('Green Matrix 0 1'!F22=0,\"NO\",\"YES\")","v":"NO"},{"$f":"IF('Green Matrix 0 1'!G22=0,\"NO\",\"YES\")","v":"NO"},{"$f":"IF('Green Matrix 0 1'!H22=0,\"NO\",\"YES\")","v":"NO"},{"$f":"IF('Green Matrix 0 1'!I22=0,\"NO\",\"YES\")","v":"NO"},{"$f":"IF('Green Matrix 0 1'!J22=0,\"NO\",\"YES\")","v":"NO"},{"$f":"IF('Green Matrix 0 1'!K22=0,\"NO\",\"YES\")","v":"NO"},{"$f":"IF('Green Matrix 0 1'!L22=0,\"NO\",\"YES\")","v":"NO"},{"$f":"IF('Green Matrix 0 1'!M22=0,\"NO\",\"YES\")","v":"NO"},{"$f":"IF('Green Matrix 0 1'!N22=0,\"NO\",\"YES\")","v":"NO"},{"$f":"IF('Green Matrix 0 1'!O22=0,\"NO\",\"YES\")","v":"NO"},{"$f":"IF('Green Matrix 0 1'!P22=0,\"NO\",\"YES\")","v":"NO"},{"$f":"IF('Green Matrix 0 1'!Q22=0,\"NO\",\"YES\")","v":"NO"},{"$f":"IF('Green Matrix 0 1'!R22=0,\"NO\",\"YES\")","v":"NO"}]
[null,null,null,{"$f":"benefit20","v":"Reduced SOx, NOx, and PM-2.5 Emissions"},{"$f":"IF('Green Matrix 0 1'!D23=0,\"NO\",\"YES\")","v":"NO"},{"$f":"IF('Green Matrix 0 1'!E23=0,\"NO\",\"YES\")","v":"NO"},{"$f":"IF('Green Matrix 0 1'!F23=0,\"NO\",\"YES\")","v":"NO"},{"$f":"IF('Green Matrix 0 1'!G23=0,\"NO\",\"YES\")","v":"NO"},{"$f":"IF('Green Matrix 0 1'!H23=0,\"NO\",\"YES\")","v":"NO"},{"$f":"IF('Green Matrix 0 1'!I23=0,\"NO\",\"YES\")","v":"NO"},{"$f":"IF('Green Matrix 0 1'!J23=0,\"NO\",\"YES\")","v":"NO"},{"$f":"IF('Green Matrix 0 1'!K23=0,\"NO\",\"YES\")","v":"NO"},{"$f":"IF('Green Matrix 0 1'!L23=0,\"NO\",\"YES\")","v":"NO"},{"$f":"IF('Green Matrix 0 1'!M23=0,\"NO\",\"YES\")","v":"NO"},{"$f":"IF('Green Matrix 0 1'!N23=0,\"NO\",\"YES\")","v":"NO"},{"$f":"IF('Green Matrix 0 1'!O23=0,\"NO\",\"YES\")","v":"NO"},{"$f":"IF('Green Matrix 0 1'!P23=0,\"NO\",\"YES\")","v":"NO"},{"$f":"IF('Green Matrix 0 1'!Q23=0,\"NO\",\"YES\")","v":"NO"},{"$f":"IF('Green Matrix 0 1'!R23=0,\"NO\",\"YES\")","v":"NO"}]
[null,"Security","Energy Security",{"$f":"benefit21","v":"Reduced Oil Usage (not monetized)"},{"$f":"IF('Green Matrix 0 1'!D24=0,\"NO\",\"YES\")","v":"NO"},{"$f":"IF('Green Matrix 0 1'!E24=0,\"NO\",\"YES\")","v":"NO"},{"$f":"IF('Green Matrix 0 1'!F24=0,\"NO\",\"YES\")","v":"NO"},{"$f":"IF('Green Matrix 0 1'!G24=0,\"NO\",\"YES\")","v":"NO"},{"$f":"IF('Green Matrix 0 1'!H24=0,\"NO\",\"YES\")","v":"NO"},{"$f":"IF('Green Matrix 0 1'!I24=0,\"NO\",\"YES\")","v":"NO"},{"$f":"IF('Green Matrix 0 1'!J24=0,\"NO\",\"YES\")","v":"NO"},{"$f":"IF('Green Matrix 0 1'!K24=0,\"NO\",\"YES\")","v":"NO"},{"$f":"IF('Green Matrix 0 1'!L24=0,\"NO\",\"YES\")","v":"NO"},{"$f":"IF('Green Matrix 0 1'!M24=0,\"NO\",\"YES\")","v":"NO"},{"$f":"IF('Green Matrix 0 1'!N24=0,\"NO\",\"YES\")","v":"NO"},{"$f":"IF('Green Matrix 0 1'!O24=0,\"NO\",\"YES\")","v":"NO"},{"$f":"IF('Green Matrix 0 1'!P24=0,\"NO\",\"YES\")","v":"NO"},{"$f":"IF('Green Matrix 0 1'!Q24=0,\"NO\",\"YES\")","v":"NO"},{"$f":"IF('Green Matrix 0 1'!R24=0,\"NO\",\"YES\")","v":"NO"}]
[null,null,null,{"$f":"benefit22","v":"Reduced Wide-scale Blackouts"},{"$f":"IF('Green Matrix 0 1'!D25=0,\"NO\",\"YES\")","v":"NO"},{"$f":"IF('Green Matrix 0 1'!E25=0,\"NO\",\"YES\")","v":"NO"},{"$f":"IF('Green Matrix 0 1'!F25=0,\"NO\",\"YES\")","v":"NO"},{"$f":"IF('Green Matrix 0 1'!G25=0,\"NO\",\"YES\")","v":"NO"},{"$f":"IF('Green Matrix 0 1'!H25=0,\"NO\",\"YES\")","v":"NO"},{"$f":"IF('Green Matrix 0 1'!I25=0,\"NO\",\"YES\")","v":"NO"},{"$f":"IF('Green Matrix 0 1'!J25=0,\"NO\",\"YES\")","v":"NO"},{"$f":"IF('Green Matrix 0 1'!K25=0,\"NO\",\"YES\")","v":"NO"},{"$f":"IF('Green Matrix 0 1'!L25=0,\"NO\",\"YES\")","v":"NO"},{"$f":"IF('Green Matrix 0 1'!M25=0,\"NO\",\"YES\")","v":"NO"},{"$f":"IF('Green Matrix 0 1'!N25=0,\"NO\",\"YES\")","v":"NO"},{"$f":"IF('Green Matrix 0 1'!O25=0,\"NO\",\"YES\")","v":"NO"},{"$f":"IF('Green Matrix 0 1'!P25=0,\"NO\",\"YES\")","v":"NO"},{"$f":"IF('Green Matrix 0 1'!Q25=0,\"NO\",\"YES\")","v":"NO"},{"$f":"IF('Green Matrix 0 1'!R25=0,\"NO\",\"YES\")","v":"NO"}]

{"sheet":"DIM MAIN","index":13,"n_rows":22,"n_cols":10,"rows_kept":22,"cut":false,"hidden":true,"merged":[[3,1,3,5]]}
[null,"Data Input Module (DIM) Main Page"]
[null,null,null,"Baseline",{"$f":"C20","v":0},{"$f":"E2+1","v":1},{"$f":"F2+1","v":2},{"$f":"G2+1","v":3},{"$f":"H2+1","v":4},{"$f":"I2+1","v":5}]
[null,"Instructions"]
[null,"Welcome to the Data Input Module (DIM) phase of the Smart Grid Computational Tool. The DIM will help you navigate through the process of entering the required data. Its main purpose is to ensure that all the required data is entered in the proper format so that the benefits can be analyzed successfully. The DIM uses the project benefits identified by the IPSM to determine and present only a relevant subset of all possible tool inputs to the user. Once all required project data is entered the DIM will send the data to the next phase of the tool for analysis and calculation.\nProgress through the DIM by clicking on the blue buttons below. Each button corresponds to a step in the DIM. The first three steps prompt the user to enter three different types of data: load curve and tariff data, benefit calculation input data, and project cost data. The fourth step allows the user to review their inputs before proceeding to the next module. The final step exits the DIM and brings the user to the Computational Module which uses the inputs provided by this module to calculate the benefits of the project."]
[]
[]
[]
[]
[]
[]
[]
[]
[]
[]
[]
[]
[null,"Organization Name",{"$f":"utility","v":0}]
[null,"Project Name",{"$f":"proj_id","v":0}]
[null,"NERC Region",{"$f":"nerc_reg","v":0}]
[null,"Project Start Year",{"$f":"proj_start_yr","v":0}]
[]
[null,null,null,null,null,null,null,null,"Step IV: View Output Table"]

{"sheet":"Impact Metrics From Disc. Doc.","index":14,"n_rows":73,"n_cols":7,"rows_kept":73,"cut":false,"hidden":true,"merged":[[1,2,2,2],[3,2,4,2],[31,2,33,2],[0,4,0,5]]}
["AMI and Customer Systems Impact Metrics","UNITS","Description","Likely Benefit Calc","Tool Input Counterpart",null,"Use in Calculation/Notes"]
["Hourly Customer Electricity Usage ","kWh","Hourly electricity consumption information (kWh) and applicable retail tariff rate. The nature of this data will be negotiated with DOE.","Reduced Electricity Costs","input34",{"$f":"IF(ISBLANK(E2),\"NONE\",INDIRECT(E2))","v":"Transmission Losses"},"Same as CBAT report"]
["Hourly Customer Electricity Usage (Rate)","$/kWh",null,"Reduced Electricity Costs\nReduced Electricity Theft","input31",{"$f":"IF(ISBLANK(E3),\"NONE\",INDIRECT(E3))","v":"Distribution Losses"},"Same as CBAT report"]
["Monthly Customer Electricity Usage ","kWh","Monthly electricity consumption information (kWh) and applicable retail tariff rate. The nature of this data will be negotiated with DOE.","?",null,"NONE"]
["Monthly Customer Electricity Usage ","$/kWh",null,"?",null,"NONE"]
["Peak Generation and Mix ","MW\nMix","Specify intermittent generation by type and amount","Deferred Generation Capacity Investments","input6, input9, input10","Energy Storage Use at Annual Peak Time, DG Use at Annual Peak Time, PEV Use at Annual Peak Time","Same as CBAT report"]
["Peak Load and Mix ","MW\nMix","Specify controllable load by type","Deferred Generation Capacity Investments",null,"NONE","Similar to DG Use at Annual Peak Time this metric would be translated to DR Use at Annual Peak Time and be yet another factor in the Deferred Generation Capacity Investments. This would require another Enabled Energy Resource category corresponding to DR."]
["Annual Generation Cost ","$","Total cost of generation to serve load","Optimized Generator Operation",null,"NONE","If utilities report this then there will be no need for average hourly generation cost and annual generator dispatch (input 1 and input 2)."]
["Hourly Generation Cost ","$/MWh","Aggregate or market price of energy in each hour","Optimized Generator Operation","input1","Average Hourly Generation Cost","Same as CBAT report"]
["Annual Electricity Production ","MWh","Total electricity produced by central generation","Optimized Generator Operation","input2","Avoided Annual Generator Dispatch","Same as CBAT report"]
["Ancillary Services Cost ","$","Total cost of ancillary services","Reduced Ancillary Service Cost",null,"NONE","If utilities report this then there will be no need for Average Price of Reserves, Regulation and Volatage Control or Reserves, Regulation and Voltage Control Purchases (input11-16)."]
["Meter Operations Cost ","$","Includes operations, maintenance, reading and data management","Reduced Meter Reading Cost",null,"NONE","If utilities report this then there will be no need for Number of Meter Reading Operations or Average Cost per Meter Reading Operation (input28 and input29)"]
["Truck Rolls Avoided ","#","Could include trips for meter reading, connection/disconnection, inspection and maintenance","Reduced CO2 Emissions\nReduced SOx, NOx and PM-10 Emissions\nReduced Oil Usage","input65, input 84, input87, input28","Truck Roll Events, Number of Feeder Switching or Maintenance Operations Completed, Number of Diagnosis /Notification Switching or Maintenance Operations Completed, Number of Meter Reading Operations","If this input is also used to calculate Reduced Oil Usage benefit then input 84 and 87 will not be needed. This would change the calculation in the CBAT report somewhat because this metric asks specifically for Truck Rolls Avoided rather than just the number total."]
["Meter Data Completeness ","%","Portion of meters that are online and successfully reporting in","Reduced Electricity Theft",null,"NONE","This could be used to calculate the Estimated Load Not Recorded."]
["Meters Reporting Daily by 2AM ","%","Portion of daily meter reads received by 2AM the following day","?",null,"NONE"]
["Environmental: Meter Operations Vehicle Miles ","miles","Total miles accumulated related to meter operations","Reduced Oil Usage",null,"NONE","If this impact metric data were used it would replace Average Miles Traveled per Meter Read and Number of Meter Reading Operations (input91 and input28)"]
["Environmental: CO2 Emissions","tons","Could be modeled or estimated","Reduced CO2 Emissions","input70","CO2 Emissions  ","Same as CBAT report"]
["Environmental: Pollutant Emissions (SOx, NOx, PM-10) ","tons","Could be modeled or estimated","Reduced SOx, NOx and PM-10 Emissions","input78-80","Sox Emissions, Nox Emissions, PM-10 Emissions","Same as CBAT report"]
["Electric Distribution System Impact Metrics"]
["Distribution feeder or equipment overload incidents ","#","The total time during the reporting period that feeder or equipment loads exceeded design ratings","Reduced Equipment Failures","input22","Portion Caused by Fault Current or Overloaded Equipment ","Not sure how this metric would be converted to the Tool Input."]
["Distribution feeder load ","MW\nMVAR","Real and reactive power readings for those feeders involved in the project. Information should be based on hourly loads.","Reduced Electricity Losses",null,"NONE","This impact metric data would be used in conjunction with the Distribution Losses impact metric data to calculate Losses (input32)"]
["Deferred Distribution Capacity Investments ","$","The value of the capital project(s) deferred, and the time of the deferral","Deferred Distribution Capacity Investments","input97, input98","Capital Carrying Charge of Distribution Upgrade, Distribution Investment Time Deferred","Same as CBAT report"]
["Equipment failure incidents ","#","Incidents of equipment failure within the project scope, including reason for failure","Reduced Equipment Failures","input22, input23","Portion Caused by Fault Current or Overloaded Equipment, Portion Caused by Lack of Condition Diagnosis","The impact metric data would be used to calculate the Tool input."]
["Distribution Equipment Maintenance Cost ","$","Activity based cost for distribution equipment maintenance during the reporting period","Reduced Distribution Equipment Maintenance Cost","input24","Total Distribution Equipment Maintenance Cost","Same as CBAT report"]
["Distribution Operations Cost ","$","Activity based cost for distribution operations during the reporting period","Reduced Distribution Operations Cost",null,"NONE","If this impact metric data is used to calculate this benefit then the two types of metric data below are not necessary."]
["Distribution Feeder Switching Operations ","#","Activity based cost for feeder switching operations during the reporting period","Reduced Distribution Operations Cost","input25","Distribution Feeder Switching Operations","Same as CBAT report"]
["Distribution Capacitor Switching Operations ","#","Activity based cost for capacitor switching operation during the reporting period","Reduced Distribution Operations Cost","input26","Distribution Capacitor Switching Operations","Same as CBAT report"]
["Distribution Restoration Cost ","$","Total cost for distribution restoration during the reporting period","Reduced Restoration Cost",null,"NONE","If this impact metric data is used to calculate this benefit then the Tool inputs of Number of Outage Events and Restoration Costs per Event (input58 and input59) are not needed."]
["Distribution losses (%) ","%","Losses for the portion of the distribution system involved in the project. Modeled or calculated.","Reduced Electricity Losses",null,"NONE","This impact metric data would be used in conjunction with the Distribution Feeder Load impact metric data to calculate Losses (input32)"]
["Distribution power factor ","pf ","Power factor for the portion of the distribution system involved in the project. Modeled or calculated.","?",null,"NONE"]
["Truck Rolls Avoided ","#","Estimate of the number of times a crew would have been dispatched to perform a distribution operations or maintenance function","Reduced CO2 Emissions\nReduced SOx, NOx and PM-10 Emissions\nReduced Oil Usage","input65, input 84, input87, input28","Truck Roll Events, Number of Feeder Switching or Maintenance Operations Completed, Number of Diagnosis /Notification Switching or Maintenance Operations Completed, Number of Meter Reading Operations","If this input is also used to calculate Reduced Oil Usage benefit then input 84 and 87 will not be needed. This would change the calculation in the CBAT report somewhat because this metric asks specifically for Truck Rolls Avoided rather than just the number total."]
["SAIFI ","Index","As defined in IEEE Std 1366-2003, and do not include major event days. Only events involving infrastructure that is part of the project should be included.","Reduced Restoration Cost",null,"NONE","This metric could be used to calculate the Number of Outage Events (input58) if an average size of an outage is assumed."]
["SAIDI/CAIDI ","Index",null,"Reduced Sustained Outages",null,"NONE","This metric could be used to calculate the Outage Time of Sustained Outages (input38, input 41, input44, input47)"]
["MAIFI ","Index",null,"Reduced Momentary Outages",null,"NONE","This metric could be used to calculate the number of Momentary Interuptions (input60) if an average size of an outage is assumed."]
["Outage response time ","Minutes","Time between outage occurrence and action initiated","Reduced Sustained Outages",null,"NONE","This metric could be used to calculate the Outage Time of Sustained Outages (input38, input 41, input44, input47)"]
["Major Event Information ","Event Statistics","Information should including, but not limited to project infrastructure involved (transmission lines, substations and feeders), cause of the event, number of customers affected, total time for restoration, and restoration costs.","Reduced Major Outages",null,"NONE","This metric data would be most useful in calculating the Reduced Major Outages benefit. The Outage Time for the Major Outage (input50, input52, input54, and input56) could be calculated. The Load not Served (input51, input53, input55, and input57) may be able to be calculated."]
["Number of high impedance faults cleared ","#","Faults cleared that could be designated as high impedance or slow clearing","Reduced Sags and Swells","input63","Number of High Impedance Faults Cleared","Same as CBAT report"]
["Environmental: Distribution Operations Vehicle Miles ","Miles","Total mileage for distribution operations and maintenance during the reporting period","Reduced Oil Usage",null,"NONE","If this impact metric data were used it would replace Number of Feeder Switching or Maintenance Operations Completed and Average Miles Traveled per Switching Operation(input84 and input85) and Number of Diagnosis /Notification Switching or Maintenance Operations Completed and Average Miles Traveled per Diagnosis /Notification Operation (input87 and input88)"]
["Environmental: CO2 Emissions ","tons","Could be modeled or estimated","Reduced CO2 Emissions","input70",{"$f":"IF(ISBLANK(E39),\"NONE\",INDIRECT(E39))","v":"CO2 Emissions  "},"Same as CBAT report"]
["Environmental: Pollutant Emissions (SOx, NOx, PM-10) ","tons","Could be modeled or estimated","Reduced SOx, NOx and PM-10 Emissions","input78-80","Sox Emissions, Nox Emissions, PM-10 Emissions","Same as CBAT report"]
["Electric Transmission System Impact Metrics",null,null,null,null,"NONE"]
["Peak Generation and Mix ","MW\nMix","Specify intermittent generation by type and amount","Deferred Generation Capacity Investments","input6, input9, input10","Energy Storage Use at Annual Peak Time, DG Use at Annual Peak Time, PEV Use at Annual Peak Time","Same as CBAT report"]
["Peak Load and Mix ","MW\nMix","Specify controllable load by type","Deferred Generation Capacity Investments",null,{"$f":"IF(ISBLANK(E43),\"NONE\",INDIRECT(E43))","v":"NONE"},"Similar to DG Use at Annual Peak Time this metric would be translated to DR Use at Annual Peak Time and be yet another factor in the Deferred Generation Capacity Investments. This would require another Enabled Energy Resource category corresponding to DR."]
["Annual Generation Cost ","$","Total cost of generation to serve load","Optimized Generator Operation",null,{"$f":"IF(ISBLANK(E44),\"NONE\",INDIRECT(E44))","v":"NONE"},"If this is used to calculate this benefit be no need for average hourly generation cost and annual generator dispatch (input 1 and input 2)."]
["Hourly Generation Cost ","$/MWh","Aggregate or market price of energy in each hour","Optimized Generator Operation","input1",{"$f":"IF(ISBLANK(E45),\"NONE\",INDIRECT(E45))","v":"Average Hourly Generation Cost"},"Same as CBAT report"]
["Annual Generation Dispatch ","MWh ","Total electricity produced by central generation","Optimized Generator Operation","input2",{"$f":"IF(ISBLANK(E46),\"NONE\",INDIRECT(E46))","v":"Avoided Annual Generator Dispatch"},"Same as CBAT report"]
["Ancillary Services Cost ","$","Total cost of ancillary services","Reduced Ancillary Service Cost",null,{"$f":"IF(ISBLANK(E47),\"NONE\",INDIRECT(E47))","v":"NONE"},"If this is used to calculate this benefit there will be no need for Average Price of Reserves, Regulation and Volatage Control or Reserves, Regulation and Voltage Control Purchases (input11-16)."]
["Congestion (MW) ","MW","Total transmission congestion during the reporting period","Reduced Congestion Costs","input17","Congestion","Same as CBAT report"]
["Congestion Cost ","$","Total transmission congestion cost during the reporting period","Reduced Congestion Costs",null,"NONE","If this impact metric is used to calculate this benefit then Congestion and Price of Congestion (input17 and input18) will not be needed."]
["Transmission line or equipment overload incidents ","#","The total time during the reporting period that line loads exceeded design ratings","Reduced Equipment Failures","input22",{"$f":"IF(ISBLANK(E50),\"NONE\",INDIRECT(E50))","v":"Portion Caused by Fault Current or Overloaded Equipment "},"Not sure how this metric would be converted to the Tool Input."]
["Transmission line load ","MW\nMVAR","Real and reactive power readings for those lines involved in the project. Information should be based on hourly loads.","Reduced Electricity Losses",null,{"$f":"IF(ISBLANK(E51),\"NONE\",INDIRECT(E51))","v":"NONE"},"This impact metric data would be used in conjunction with the Transmission Losses impact metric data to calculate Losses (input32)"]
["Deferred Transmission Capacity Investments ","$","The value of the capital project(s) deferred, and the time of the deferral.","Deferred Transmission Capacity Investments","input19, input20","Capital Carrying Charge of Transmission Upgrade, Transmission Investment Time Deferred","Same as CBAT report"]
["Equipment failure incidents ","#","Incidents of equipment failure within the project scope, including reason for failure","Reduced Equipment Failures","input22, input23","Portion Caused by Fault Current or Overloaded Equipment, Portion Caused by Lack of Condition Diagnosis","The impact metric data would be used to calculate the Tool input."]
["Transmission Equipment Maintenance Cost ","$","Activity based cost for transmission equipment maintenance during the reporting period","?",null,"NONE","Strangely there is no Reduced Transmission Maintenance Cost benefit."]
["Transmission Operations Cost ","$","Activity based cost for transmission operations during the reporting period","?",null,"NONE","Strangely there is no Reduced Transmission Operations Cost benefit."]
["Transmission Restoration Cost ","$","Total cost for transmission restoration during the reporting period","Reduced Restoration Cost",null,{"$f":"IF(ISBLANK(E56),\"NONE\",INDIRECT(E56))","v":"NONE"},"If this impact metric data is used to calculate this benefit then the Tool inputs of Number of Outage Events and Restoration Costs per Event (input58 and input59) are not needed."]
["Transmission losses ","%","Losses for the portion of the transmission system involved in the project. Could be modeled or calculated.","Reduced Electricity Losses",null,{"$f":"IF(ISBLANK(E57),\"NONE\",INDIRECT(E57))","v":"NONE"},"This impact metric data would be used in conjunction with the Transmission Feeder Load impact metric data to calculate Losses (input32)"]
["Transmission power factor ","pf ","Power factor for the portion of the transmission system involved in the project. Could be modeled or calculated.","?",null,"NONE"]
["Reliability: BPS Transmission Related Events Resulting in Loss of Load (NERC ALR 1-4)","#",null,"Reduced Major Outages",null,"NONE","Not sure how this data could be used to calculated this benefit."]
["Reliability: Energy Emergency Alert 3 (NERC ALR 6-2)","#",null,"Reduced Major Outages",null,"NONE","Not sure how this data could be used to calculated this benefit."]
["Environmental : Transmission Operations Vehicle Miles","Miles","Total mileage for transmission operations and maintenance during the reporting period","Reduced Oil Usage",null,"NONE","If this impact metric data were used it would replace Number of Feeder Switching or Maintenance Operations Completed and Average Miles Traveled per Switching Operation(input84 and input85) and Number of Diagnosis /Notification Switching or Maintenance Operations Completed and Average Miles Traveled per Diagnosis /Notification Operation (input87 and input88)"]
["Environmental : CO2 Emissions","tons","Could be modeled or estimated","Reduced CO2 Emissions","input70","CO2 Emissions  ","Same as CBAT report"]
["Environmental : Pollutant Emissions (SOx, NOx, PM-10)","tons","Could be modeled or estimated","Reduced SOx, NOx and PM-10 Emissions","input78-80","Sox Emissions, Nox Emissions, PM-10 Emissions","Same as CBAT report"]
["Energy Security Event Capture and Tracking : Number, Type ,and Size","Events\nCause\nLoad lost","Causes of major events or blackouts could include line trips, generator trips, or other  large disturbances","Reduced Widescale Blackouts","input95, input51,53,55,57","Number of Widescale Blackouts(input95) and Estimated Load Not served from Major Outages.","Same as CBAT report"]
["Energy Security Event Capture and Tracking : Duration","Minutes/Hours",null,"Reduced Widescale Blackouts","input50,52,54,56","Outage Time of Major Outage","Same as CBAT report"]
["Energy Security Event Capture and Tracking : PMU dynamic data","PMU Data","From related PMUs","?",null,{"$f":"IF(ISBLANK(E66),\"NONE\",INDIRECT(E66))","v":"NONE"}]
["Energy Security Event Capture and Tracking : Detection","Application","Application that detected the event","?",null,"NONE"]
["Energy Security : Events Prevented","#","Include reason for prevention","Reduced Restoration Costs\nReduced Widescale Blackouts",null,"NONE","This data could be used to determine the number of avoided outages."]
["PMU/PDC System Performance : PMU Data Completeness","%","Portion of PMUs that are operational and successfully providing data","?",null,"NONE"]
["PMU/PDC System Performance : Network Completeness","%","Portion of PMUs networked into regional PDCs","?",null,"NONE"]
["PMU/PDC System Performance : PMU/PDC Performance","Reliability\nQuality",null,"?",null,"NONE"]
["PMU/PDC System Performance : Communications Performance","Availability",null,"?",null,"NONE"]
["PMU/PDC System Performance : Application Performance","Description","Usefulness of applications, including reliability improvements, markets and congestion management, operational efficiency","?",null,"NONE"]

{"sheet":"Fxn_Benefit List","index":15,"n_rows":112,"n_cols":5,"rows_kept":112,"cut":false,"hidden":true,"merged":[[0,0,0,4]]}
["This list describes the Function-Benefit pairs that are realized by the project. It is these pairs that determine which inputs will be required. The table below is populated by pulling data from the FxnMech to Benefits List, if that list changes this list should change accordingly."]
["Function","Benefit","Range Name","Function_Benefit","Is the Function_Benefit realized? (1 = Yes, 0 = No)"]
[{"$f":"'FxnMech to Benefits List'!A3","v":"Adaptive Protection"},{"$f":"'FxnMech to Benefits List'!E3","v":"Reduced Restoration Cost"},"fxnben1",{"$f":"CONCATENATE(A3,\"_\",B3)","v":"Adaptive Protection_Reduced Restoration Cost"},{"$f":"'FxnMech to Benefits List'!F3","v":0}]
[{"$f":"'FxnMech to Benefits List'!A4","v":"Adaptive Protection"},{"$f":"'FxnMech to Benefits List'!E4","v":"Reduced Sustained Outages"},"fxnben2",{"$f":"CONCATENATE(A4,\"_\",B4)","v":"Adaptive Protection_Reduced Sustained Outages"},{"$f":"'FxnMech to Benefits List'!F4","v":0}]
[{"$f":"'FxnMech to Benefits List'!A5","v":"Automated Feeder and Line Switching"},{"$f":"'FxnMech to Benefits List'!E5","v":"Reduced CO2 Emissions"},"fxnben3","Automated Feeder and Line Switching_Reduced CO2 Emissions",{"$f":"'FxnMech to Benefits List'!F5","v":0}]
[{"$f":"'FxnMech to Benefits List'!A6","v":"Automated Feeder and Line Switching"},{"$f":"'FxnMech to Benefits List'!E6","v":"Reduced Oil Usage (not monetized)"},"fxnben4","Automated Feeder and Line Switching_Reduced Oil Usage (not monetized)",{"$f":"'FxnMech to Benefits List'!F6","v":0}]
[{"$f":"'FxnMech to Benefits List'!A7","v":"Automated Feeder and Line Switching"},{"$f":"'FxnMech to Benefits List'!E7","v":"Reduced Restoration Cost"},"fxnben5","Automated Feeder and Line Switching_Reduced Restoration Cost",{"$f":"'FxnMech to Benefits List'!F7","v":0}]
[{"$f":"'FxnMech to Benefits List'!A8","v":"Automated Feeder and Line Switching"},{"$f":"'FxnMech to Benefits List'!E8","v":"Reduced SOx, NOx, and PM-2.5 Emissions"},"fxnben6","Automated Feeder and Line Switching_Reduced SOx, NOx, and PM-2.5 Emissions",{"$f":"'FxnMech to Benefits List'!F8","v":0}]
[{"$f":"'FxnMech to Benefits List'!A9","v":"Automated Feeder and Line Switching"},{"$f":"'FxnMech to Benefits List'!E9","v":"Reduced Sustained Outages"},"fxnben7","Automated Feeder and Line Switching_Reduced Sustained Outages",{"$f":"'FxnMech to Benefits List'!F9","v":0}]
[{"$f":"'FxnMech to Benefits List'!A10","v":"Automated Feeder and Line Switching"},{"$f":"'FxnMech to Benefits List'!E10","v":"Reduced T&D Operations Cost"},"fxnben8","Automated Feeder and Line Switching_Reduced T&D Operations Cost",{"$f":"'FxnMech to Benefits List'!F10","v":0}]
[{"$f":"'FxnMech to Benefits List'!A11","v":"Automated Islanding and Reconnection"},{"$f":"'FxnMech to Benefits List'!E11","v":"Reduced Major Outages"},"fxnben9","Automated Islanding and Reconnection_Reduced Major Outages",{"$f":"'FxnMech to Benefits List'!F11","v":0}]
[{"$f":"'FxnMech to Benefits List'!A12","v":"Automated Islanding and Reconnection"},{"$f":"'FxnMech to Benefits List'!E12","v":"Reduced Restoration Cost"},"fxnben10","Automated Islanding and Reconnection_Reduced Restoration Cost",{"$f":"'FxnMech to Benefits List'!F12","v":0}]
[{"$f":"'FxnMech to Benefits List'!A13","v":"Automated Islanding and Reconnection"},{"$f":"'FxnMech to Benefits List'!E13","v":"Reduced Sustained Outages"},"fxnben11","Automated Islanding and Reconnection_Reduced Sustained Outages",{"$f":"'FxnMech to Benefits List'!F13","v":0}]
[{"$f":"'FxnMech to Benefits List'!A14","v":"Automated Voltage and VAR Control"},{"$f":"'FxnMech to Benefits List'!E14","v":"Reduced Ancillary Service Cost"},"fxnben12","Automated Voltage and VAR Control_Reduced Ancillary Service Cost",{"$f":"'FxnMech to Benefits List'!F14","v":0}]
[{"$f":"'FxnMech to Benefits List'!A15","v":"Automated Voltage and VAR Control"},{"$f":"'FxnMech to Benefits List'!E15","v":"Reduced CO2 Emissions"},"fxnben13","Automated Voltage and VAR Control_Reduced CO2 Emissions",{"$f":"'FxnMech to Benefits List'!F15","v":0}]
[{"$f":"'FxnMech to Benefits List'!A16","v":"Automated Voltage and VAR Control"},{"$f":"'FxnMech to Benefits List'!E16","v":"Reduced Electricity Losses"},"fxnben14","Automated Voltage and VAR Control_Reduced Electricity Losses",{"$f":"'FxnMech to Benefits List'!F16","v":0}]
[{"$f":"'FxnMech to Benefits List'!A17","v":"Automated Voltage and VAR Control"},{"$f":"'FxnMech to Benefits List'!E17","v":"Reduced SOx, NOx, and PM-2.5 Emissions"},"fxnben15",{"$f":"CONCATENATE(A17,\"_\",B17)","v":"Automated Voltage and VAR Control_Reduced SOx, NOx, and PM-2.5 Emissions"},{"$f":"'FxnMech to Benefits List'!F17","v":0}]
[{"$f":"'FxnMech to Benefits List'!A18","v":"Automated Voltage and VAR Control"},{"$f":"'FxnMech to Benefits List'!E18","v":"Reduced T&D Operations Cost"},"fxnben16",{"$f":"CONCATENATE(A18,\"_\",B18,1)","v":"Automated Voltage and VAR Control_Reduced T&D Operations Cost1"},{"$f":"'FxnMech to Benefits List'!F18","v":0}]
[{"$f":"'FxnMech to Benefits List'!A19","v":"Automated Voltage and VAR Control"},{"$f":"'FxnMech to Benefits List'!E19","v":"Reduced T&D Operations Cost"},"fxnben17",{"$f":"CONCATENATE(A19,\"_\",B19,2)","v":"Automated Voltage and VAR Control_Reduced T&D Operations Cost2"},{"$f":"'FxnMech to Benefits List'!F19","v":0}]
[{"$f":"'FxnMech to Benefits List'!A20","v":"Customer Electricity Use Optimization"},{"$f":"'FxnMech to Benefits List'!E20","v":"Deferred Distribution Capacity Investments"},"fxnben18",{"$f":"CONCATENATE(A20,\"_\",B20)","v":"Customer Electricity Use Optimization_Deferred Distribution Capacity Investments"},{"$f":"'FxnMech to Benefits List'!F20","v":0}]
[{"$f":"'FxnMech to Benefits List'!A21","v":"Customer Electricity Use Optimization"},{"$f":"'FxnMech to Benefits List'!E21","v":"Deferred Generation Capacity Investments"},"fxnben19","Customer Electricity Use Optimization_Deferred Generation Capacity Investments",{"$f":"'FxnMech to Benefits List'!F21","v":0}]
[{"$f":"'FxnMech to Benefits List'!A22","v":"Customer Electricity Use Optimization"},{"$f":"'FxnMech to Benefits List'!E22","v":"Deferred Transmission Capacity Investments"},"fxnben20","Customer Electricity Use Optimization_Deferred Transmission Capacity Investments",{"$f":"'FxnMech to Benefits List'!F22","v":0}]
[{"$f":"'FxnMech to Benefits List'!A23","v":"Customer Electricity Use Optimization"},{"$f":"'FxnMech to Benefits List'!E23","v":"Reduced Ancillary Service Cost"},"fxnben21","Customer Electricity Use Optimization_Reduced Ancillary Service Cost",{"$f":"'FxnMech to Benefits List'!F23","v":0}]
[{"$f":"'FxnMech to Benefits List'!A24","v":"Customer Electricity Use Optimization"},{"$f":"'FxnMech to Benefits List'!E24","v":"Reduced CO2 Emissions"},"fxnben22","Customer Electricity Use Optimization_Reduced CO2 Emissions",{"$f":"'FxnMech to Benefits List'!F24","v":0}]
[{"$f":"'FxnMech to Benefits List'!A25","v":"Customer Electricity Use Optimization"},{"$f":"'FxnMech to Benefits List'!E25","v":"Reduced Congestion Cost"},"fxnben23","Customer Electricity Use Optimization_Reduced Congestion Cost",{"$f":"'FxnMech to Benefits List'!F25","v":0}]
[{"$f":"'FxnMech to Benefits List'!A26","v":"Customer Electricity Use Optimization"},{"$f":"'FxnMech to Benefits List'!E26","v":"Reduced Electricity Cost"},"fxnben24","Customer Electricity Use Optimization_Reduced Electricity Cost",{"$f":"'FxnMech to Benefits List'!F26","v":0}]
[{"$f":"'FxnMech to Benefits List'!A27","v":"Customer Electricity Use Optimization"},{"$f":"'FxnMech to Benefits List'!E27","v":"Reduced Electricity Losses"},"fxnben25","Customer Electricity Use Optimization_Reduced Electricity Losses",{"$f":"'FxnMech to Benefits List'!F27","v":0}]
[{"$f":"'FxnMech to Benefits List'!A28","v":"Customer Electricity Use Optimization"},{"$f":"'FxnMech to Benefits List'!E28","v":"Reduced SOx, NOx, and PM-2.5 Emissions"},"fxnben26","Customer Electricity Use Optimization_Reduced SOx, NOx, and PM-2.5 Emissions",{"$f":"'FxnMech to Benefits List'!F28","v":0}]
[{"$f":"'FxnMech to Benefits List'!A29","v":"Diagnosis & Notification of Equipment Condition"},{"$f":"'FxnMech to Benefits List'!E29","v":"Reduced CO2 Emissions"},"fxnben27","Diagnosis & Notification of Equipment Condition_Reduced CO2 Emissions",{"$f":"'FxnMech to Benefits List'!F29","v":0}]
[{"$f":"'FxnMech to Benefits List'!A30","v":"Diagnosis & Notification of Equipment Condition"},{"$f":"'FxnMech to Benefits List'!E30","v":"Reduced Equipment Failures "},"fxnben28","Diagnosis & Notification of Equipment Condition_Reduced Equipment Failures ",{"$f":"'FxnMech to Benefits List'!F30","v":0}]
[{"$f":"'FxnMech to Benefits List'!A31","v":"Diagnosis & Notification of Equipment Condition"},{"$f":"'FxnMech to Benefits List'!E31","v":"Reduced Oil Usage (not monetized)"},"fxnben29","Diagnosis & Notification of Equipment Condition_Reduced Oil Usage (not monetized)",{"$f":"'FxnMech to Benefits List'!F31","v":0}]
[{"$f":"'FxnMech to Benefits List'!A32","v":"Diagnosis & Notification of Equipment Condition"},{"$f":"'FxnMech to Benefits List'!E32","v":"Reduced Restoration Cost"},"fxnben30","Diagnosis & Notification of Equipment Condition_Reduced Restoration Cost",{"$f":"'FxnMech to Benefits List'!F32","v":0}]
[{"$f":"'FxnMech to Benefits List'!A33","v":"Diagnosis & Notification of Equipment Condition"},{"$f":"'FxnMech to Benefits List'!E33","v":"Reduced SOx, NOx, and PM-2.5 Emissions"},"fxnben31","Diagnosis & Notification of Equipment Condition_Reduced SOx, NOx, and PM-2.5 Emissions",{"$f":"'FxnMech to Benefits List'!F33","v":0}]
[{"$f":"'FxnMech to Benefits List'!A34","v":"Diagnosis & Notification of Equipment Condition"},{"$f":"'FxnMech to Benefits List'!E34","v":"Reduced Sustained Outages"},"fxnben32","Diagnosis & Notification of Equipment Condition_Reduced Sustained Outages",{"$f":"'FxnMech to Benefits List'!F34","v":0}]
[{"$f":"'FxnMech to Benefits List'!A35","v":"Diagnosis & Notification of Equipment Condition"},{"$f":"'FxnMech to Benefits List'!E35","v":"Reduced T&D Equipment Maintenance Cost"},"fxnben33","Diagnosis & Notification of Equipment Condition_Reduced T&D Equipment Maintenance Cost",{"$f":"'FxnMech to Benefits List'!F35","v":0}]
[{"$f":"'FxnMech to Benefits List'!A36","v":"Distributed Production of Electricity"},{"$f":"'FxnMech to Benefits List'!E36","v":"Deferred Distribution Capacity Investments"},"fxnben34","Distributed Production of Electricity_Deferred Distribution Capacity Investments",{"$f":"'FxnMech to Benefits List'!F36","v":0}]
[{"$f":"'FxnMech to Benefits List'!A37","v":"Distributed Production of Electricity"},{"$f":"'FxnMech to Benefits List'!E37","v":"Deferred Generation Capacity Investments"},"fxnben35","Distributed Production of Electricity_Deferred Generation Capacity Investments",{"$f":"'FxnMech to Benefits List'!F37","v":0}]
[{"$f":"'FxnMech to Benefits List'!A38","v":"Distributed Production of Electricity"},{"$f":"'FxnMech to Benefits List'!E38","v":"Deferred Transmission Capacity Investments"},"fxnben36","Distributed Production of Electricity_Deferred Transmission Capacity Investments",{"$f":"'FxnMech to Benefits List'!F38","v":0}]
[{"$f":"'FxnMech to Benefits List'!A39","v":"Distributed Production of Electricity"},{"$f":"'FxnMech to Benefits List'!E39","v":"Optimized Generator Operation"},"fxnben37","Distributed Production of Electricity_Optimized Generator Operation",{"$f":"'FxnMech to Benefits List'!F39","v":0}]
[{"$f":"'FxnMech to Benefits List'!A40","v":"Distributed Production of Electricity"},{"$f":"'FxnMech to Benefits List'!E40","v":"Reduced Ancillary Service Cost"},"fxnben38","Distributed Production of Electricity_Reduced Ancillary Service Cost",{"$f":"'FxnMech to Benefits List'!F40","v":0}]
[{"$f":"'FxnMech to Benefits List'!A41","v":"Distributed Production of Electricity"},{"$f":"'FxnMech to Benefits List'!E41","v":"Reduced CO2 Emissions"},"fxnben39","Distributed Production of Electricity_Reduced CO2 Emissions",{"$f":"'FxnMech to Benefits List'!F41","v":0}]
[{"$f":"'FxnMech to Benefits List'!A42","v":"Distributed Production of Electricity"},{"$f":"'FxnMech to Benefits List'!E42","v":"Reduced Congestion Cost"},"fxnben40","Distributed Production of Electricity_Reduced Congestion Cost",{"$f":"'FxnMech to Benefits List'!F42","v":0}]
[{"$f":"'FxnMech to Benefits List'!A43","v":"Distributed Production of Electricity"},{"$f":"'FxnMech to Benefits List'!E43","v":"Reduced Electricity Cost"},"fxnben41","Distributed Production of Electricity_Reduced Electricity Cost",{"$f":"'FxnMech to Benefits List'!F43","v":0}]
[{"$f":"'FxnMech to Benefits List'!A44","v":"Distributed Production of Electricity"},{"$f":"'FxnMech to Benefits List'!E44","v":"Reduced Electricity Losses"},"fxnben42","Distributed Production of Electricity_Reduced Electricity Losses",{"$f":"'FxnMech to Benefits List'!F44","v":0}]
[{"$f":"'FxnMech to Benefits List'!A45","v":"Distributed Production of Electricity"},{"$f":"'FxnMech to Benefits List'!E45","v":"Reduced SOx, NOx, and PM-2.5 Emissions"},"fxnben43","Distributed Production of Electricity_Reduced SOx, NOx, and PM-2.5 Emissions",{"$f":"'FxnMech to Benefits List'!F45","v":0}]
[{"$f":"'FxnMech to Benefits List'!A46","v":"Distributed Production of Electricity"},{"$f":"'FxnMech to Benefits List'!E46","v":"Reduced Sustained Outages"},"fxnben44","Distributed Production of Electricity_Reduced Sustained Outages",{"$f":"'FxnMech to Benefits List'!F46","v":0}]
[{"$f":"'FxnMech to Benefits List'!A47","v":"Dynamic Capability Rating"},{"$f":"'FxnMech to Benefits List'!E47","v":"Deferred Distribution Capacity Investments"},"fxnben45","Dynamic Capability Rating_Deferred Distribution Capacity Investments",{"$f":"'FxnMech to Benefits List'!F47","v":0}]
[{"$f":"'FxnMech to Benefits List'!A48","v":"Dynamic Capability Rating"},{"$f":"'FxnMech to Benefits List'!E48","v":"Deferred Transmission Capacity Investments"},"fxnben46","Dynamic Capability Rating_Deferred Transmission Capacity Investments",{"$f":"'FxnMech to Benefits List'!F48","v":0}]
[{"$f":"'FxnMech to Benefits List'!A49","v":"Dynamic Capability Rating"},{"$f":"'FxnMech to Benefits List'!E49","v":"Reduced Congestion Cost"},"fxnben47","Dynamic Capability Rating_Reduced Congestion Cost",{"$f":"'FxnMech to Benefits List'!F49","v":0}]
[{"$f":"'FxnMech to Benefits List'!A50","v":"Dynamic Capability Rating"},{"$f":"'FxnMech to Benefits List'!E50","v":"Reduced Equipment Failures "},"fxnben48","Dynamic Capability Rating_Reduced Equipment Failures ",{"$f":"'FxnMech to Benefits List'!F50","v":0}]
[{"$f":"'FxnMech to Benefits List'!A51","v":"Dynamic Capability Rating"},{"$f":"'FxnMech to Benefits List'!E51","v":"Reduced Wide-scale Blackouts"},"fxnben49","Dynamic Capability Rating_Reduced Wide-scale Blackouts",{"$f":"'FxnMech to Benefits List'!F51","v":0}]
[{"$f":"'FxnMech to Benefits List'!A52","v":"Enhanced Fault Protection"},{"$f":"'FxnMech to Benefits List'!E52","v":"Reduced Equipment Failures "},"fxnben50","Enhanced Fault Protection_Reduced Equipment Failures ",{"$f":"'FxnMech to Benefits List'!F52","v":0}]
[{"$f":"'FxnMech to Benefits List'!A53","v":"Enhanced Fault Protection"},{"$f":"'FxnMech to Benefits List'!E53","v":"Reduced Momentary Outages"},"fxnben51","Enhanced Fault Protection_Reduced Momentary Outages",{"$f":"'FxnMech to Benefits List'!F53","v":0}]
[{"$f":"'FxnMech to Benefits List'!A54","v":"Enhanced Fault Protection"},{"$f":"'FxnMech to Benefits List'!E54","v":"Reduced Restoration Cost"},"fxnben52","Enhanced Fault Protection_Reduced Restoration Cost",{"$f":"'FxnMech to Benefits List'!F54","v":0}]
[{"$f":"'FxnMech to Benefits List'!A55","v":"Enhanced Fault Protection"},{"$f":"'FxnMech to Benefits List'!E55","v":"Reduced Sags and Swells"},"fxnben53","Enhanced Fault Protection_Reduced Sags and Swells",{"$f":"'FxnMech to Benefits List'!F55","v":0}]
[{"$f":"'FxnMech to Benefits List'!A56","v":"Enhanced Fault Protection"},{"$f":"'FxnMech to Benefits List'!E56","v":"Reduced Sustained Outages"},"fxnben54","Enhanced Fault Protection_Reduced Sustained Outages",{"$f":"'FxnMech to Benefits List'!F56","v":0}]
[{"$f":"'FxnMech to Benefits List'!A57","v":"Fault Current Limiting"},{"$f":"'FxnMech to Benefits List'!E57","v":"Deferred Transmission Capacity Investments"},"fxnben55","Fault Current Limiting_Deferred Transmission Capacity Investments",{"$f":"'FxnMech to Benefits List'!F57","v":0}]
[{"$f":"'FxnMech to Benefits List'!A58","v":"Fault Current Limiting"},{"$f":"'FxnMech to Benefits List'!E58","v":"Reduced Equipment Failures "},"fxnben56","Fault Current Limiting_Reduced Equipment Failures ",{"$f":"'FxnMech to Benefits List'!F58","v":0}]
[{"$f":"'FxnMech to Benefits List'!A59","v":"SLOT NOT USED"},{"$f":"'FxnMech to Benefits List'!E59","v":"Deferred Distribution Capacity Investments"},"fxnben57","SLOT NOT USED_Deferred Distribution Capacity Investments",{"$f":"'FxnMech to Benefits List'!F59","v":0}]
[{"$f":"'FxnMech to Benefits List'!A60","v":"SLOT NOT USED"},{"$f":"'FxnMech to Benefits List'!E60","v":"Deferred Generation Capacity Investments"},"fxnben58","SLOT NOT USED_Deferred Generation Capacity Investments",{"$f":"'FxnMech to Benefits List'!F60","v":0}]
[{"$f":"'FxnMech to Benefits List'!A61","v":"SLOT NOT USED"},{"$f":"'FxnMech to Benefits List'!E61","v":"Deferred Transmission Capacity Investments"},"fxnben59","SLOT NOT USED_Deferred Transmission Capacity Investments",{"$f":"'FxnMech to Benefits List'!F61","v":0}]
[{"$f":"'FxnMech to Benefits List'!A62","v":"SLOT NOT USED"},{"$f":"'FxnMech to Benefits List'!E62","v":"Optimized Generator Operation"},"fxnben60","SLOT NOT USED_Optimized Generator Operation",{"$f":"'FxnMech to Benefits List'!F62","v":0}]
[{"$f":"'FxnMech to Benefits List'!A63","v":"SLOT NOT USED"},{"$f":"'FxnMech to Benefits List'!E63","v":"Reduced Ancillary Service Cost"},"fxnben61","SLOT NOT USED_Reduced Ancillary Service Cost",{"$f":"'FxnMech to Benefits List'!F63","v":0}]
[{"$f":"'FxnMech to Benefits List'!A64","v":"SLOT NOT USED"},{"$f":"'FxnMech to Benefits List'!E64","v":"Reduced CO2 Emissions"},"fxnben62",{"$f":"CONCATENATE(A64,\"_\",B64,1)","v":"SLOT NOT USED_Reduced CO2 Emissions1"},{"$f":"'FxnMech to Benefits List'!F64","v":0}]
[{"$f":"'FxnMech to Benefits List'!A65","v":"SLOT NOT USED"},{"$f":"'FxnMech to Benefits List'!E65","v":"Reduced CO2 Emissions"},"fxnben63",{"$f":"CONCATENATE(A65,\"_\",B65,2)","v":"SLOT NOT USED_Reduced CO2 Emissions2"},{"$f":"'FxnMech to Benefits List'!F65","v":0}]
[{"$f":"'FxnMech to Benefits List'!A66","v":"SLOT NOT USED"},{"$f":"'FxnMech to Benefits List'!E66","v":"Reduced Congestion Cost"},"fxnben64",{"$f":"CONCATENATE(A66,\"_\",B66)","v":"SLOT NOT USED_Reduced Congestion Cost"},{"$f":"'FxnMech to Benefits List'!F66","v":0}]
[{"$f":"'FxnMech to Benefits List'!A67","v":"SLOT NOT USED"},{"$f":"'FxnMech to Benefits List'!E67","v":"Reduced Electricity Cost"},"fxnben65",{"$f":"CONCATENATE(A67,\"_\",B67)","v":"SLOT NOT USED_Reduced Electricity Cost"},{"$f":"'FxnMech to Benefits List'!F67","v":0}]
[{"$f":"'FxnMech to Benefits List'!A68","v":"SLOT NOT USED"},{"$f":"'FxnMech to Benefits List'!E68","v":"Reduced Oil Usage (not monetized)"},"fxnben66",{"$f":"CONCATENATE(A68,\"_\",B68)","v":"SLOT NOT USED_Reduced Oil Usage (not monetized)"},{"$f":"'FxnMech to Benefits List'!F68","v":0}]
[{"$f":"'FxnMech to Benefits List'!A69","v":"SLOT NOT USED"},{"$f":"'FxnMech to Benefits List'!E69","v":"Reduced SOx, NOx, and PM-2.5 Emissions"},"fxnben67",{"$f":"CONCATENATE(A69,\"_\",B69,1)","v":"SLOT NOT USED_Reduced SOx, NOx, and PM-2.5 Emissions1"},{"$f":"'FxnMech to Benefits List'!F69","v":0}]
[{"$f":"'FxnMech to Benefits List'!A70","v":"SLOT NOT USED"},{"$f":"'FxnMech to Benefits List'!E70","v":"Reduced SOx, NOx, and PM-2.5 Emissions"},"fxnben68",{"$f":"CONCATENATE(A70,\"_\",B70,2)","v":"SLOT NOT USED_Reduced SOx, NOx, and PM-2.5 Emissions2"},{"$f":"'FxnMech to Benefits List'!F70","v":0}]
[{"$f":"'FxnMech to Benefits List'!A71","v":"SLOT NOT USED"},{"$f":"'FxnMech to Benefits List'!E71","v":"Reduced Sustained Outages"},"fxnben69",{"$f":"CONCATENATE(A71,\"_\",B71)","v":"SLOT NOT USED_Reduced Sustained Outages"},{"$f":"'FxnMech to Benefits List'!F71","v":0}]
[{"$f":"'FxnMech to Benefits List'!A72","v":"Power Flow Control"},{"$f":"'FxnMech to Benefits List'!E72","v":"Deferred Transmission Capacity Investments"},"fxnben70","Power Flow Control_Deferred Transmission Capacity Investments",{"$f":"'FxnMech to Benefits List'!F72","v":0}]
[{"$f":"'FxnMech to Benefits List'!A73","v":"Power Flow Control"},{"$f":"'FxnMech to Benefits List'!E73","v":"Reduced CO2 Emissions"},"fxnben71","Power Flow Control_Reduced CO2 Emissions",{"$f":"'FxnMech to Benefits List'!F73","v":0}]
[{"$f":"'FxnMech to Benefits List'!A74","v":"Power Flow Control"},{"$f":"'FxnMech to Benefits List'!E74","v":"Reduced Congestion Cost"},"fxnben72","Power Flow Control_Reduced Congestion Cost",{"$f":"'FxnMech to Benefits List'!F74","v":0}]
[{"$f":"'FxnMech to Benefits List'!A75","v":"Power Flow Control"},{"$f":"'FxnMech to Benefits List'!E75","v":"Reduced Electricity Losses"},"fxnben73","Power Flow Control_Reduced Electricity Losses",{"$f":"'FxnMech to Benefits List'!F75","v":0}]
[{"$f":"'FxnMech to Benefits List'!A76","v":"Power Flow Control"},{"$f":"'FxnMech to Benefits List'!E76","v":"Reduced SOx, NOx, and PM-2.5 Emissions"},"fxnben74","Power Flow Control_Reduced SOx, NOx, and PM-2.5 Emissions",{"$f":"'FxnMech to Benefits List'!F76","v":0}]
[{"$f":"'FxnMech to Benefits List'!A77","v":"Real-Time Load Measurement & Management"},{"$f":"'FxnMech to Benefits List'!E77","v":"Deferred Distribution Capacity Investments"},"fxnben75","Real-Time Load Measurement & Management_Deferred Distribution Capacity Investments",{"$f":"'FxnMech to Benefits List'!F77","v":0}]
[{"$f":"'FxnMech to Benefits List'!A78","v":"Real-Time Load Measurement & Management"},{"$f":"'FxnMech to Benefits List'!E78","v":"Reduced Ancillary Service Cost"},"fxnben76","Real-Time Load Measurement & Management_Reduced Ancillary Service Cost",{"$f":"'FxnMech to Benefits List'!F78","v":0}]
[{"$f":"'FxnMech to Benefits List'!A79","v":"Real-Time Load Measurement & Management"},{"$f":"'FxnMech to Benefits List'!E79","v":"Reduced CO2 Emissions"},"fxnben77","Real-Time Load Measurement & Management_Reduced CO2 Emissions",{"$f":"'FxnMech to Benefits List'!F79","v":0}]
[{"$f":"'FxnMech to Benefits List'!A80","v":"Real-Time Load Measurement & Management"},{"$f":"'FxnMech to Benefits List'!E80","v":"Reduced Electricity Losses"},"fxnben78","Real-Time Load Measurement & Management_Reduced Electricity Losses",{"$f":"'FxnMech to Benefits List'!F80","v":0}]
[{"$f":"'FxnMech to Benefits List'!A81","v":"Real-Time Load Measurement & Management"},{"$f":"'FxnMech to Benefits List'!E81","v":"Reduced Electricity Theft"},"fxnben79","Real-Time Load Measurement & Management_Reduced Electricity Theft",{"$f":"'FxnMech to Benefits List'!F81","v":0}]
[{"$f":"'FxnMech to Benefits List'!A82","v":"Real-Time Load Measurement & Management"},{"$f":"'FxnMech to Benefits List'!E82","v":"Reduced Major Outages"},"fxnben80","Real-Time Load Measurement & Management_Reduced Major Outages",{"$f":"'FxnMech to Benefits List'!F82","v":0}]
[{"$f":"'FxnMech to Benefits List'!A83","v":"Real-Time Load Measurement & Management"},{"$f":"'FxnMech to Benefits List'!E83","v":"Reduced Meter Reading Cost"},"fxnben81","Real-Time Load Measurement & Management_Reduced Meter Reading Cost",{"$f":"'FxnMech to Benefits List'!F83","v":0}]
[{"$f":"'FxnMech to Benefits List'!A84","v":"Real-Time Load Measurement & Management"},{"$f":"'FxnMech to Benefits List'!E84","v":"Reduced Oil Usage (not monetized)"},"fxnben82","Real-Time Load Measurement & Management_Reduced Oil Usage (not monetized)",{"$f":"'FxnMech to Benefits List'!F84","v":0}]
[{"$f":"'FxnMech to Benefits List'!A85","v":"Real-Time Load Measurement & Management"},{"$f":"'FxnMech to Benefits List'!E85","v":"Reduced Restoration Cost"},"fxnben83","Real-Time Load Measurement & Management_Reduced Restoration Cost",{"$f":"'FxnMech to Benefits List'!F85","v":0}]
[{"$f":"'FxnMech to Benefits List'!A86","v":"Real-Time Load Measurement & Management"},{"$f":"'FxnMech to Benefits List'!E86","v":"Reduced SOx, NOx, and PM-2.5 Emissions"},"fxnben84","Real-Time Load Measurement & Management_Reduced SOx, NOx, and PM-2.5 Emissions",{"$f":"'FxnMech to Benefits List'!F86","v":0}]
[{"$f":"'FxnMech to Benefits List'!A87","v":"Real-Time Load Measurement & Management"},{"$f":"'FxnMech to Benefits List'!E87","v":"Reduced Sustained Outages"},"fxnben85","Real-Time Load Measurement & Management_Reduced Sustained Outages",{"$f":"'FxnMech to Benefits List'!F87","v":0}]
[{"$f":"'FxnMech to Benefits List'!A88","v":"Real-time Load Transfer"},{"$f":"'FxnMech to Benefits List'!E88","v":"Deferred Distribution Capacity Investments"},"fxnben86","Real-time Load Transfer_Deferred Distribution Capacity Investments",{"$f":"'FxnMech to Benefits List'!F88","v":0}]
[{"$f":"'FxnMech to Benefits List'!A89","v":"Real-time Load Transfer"},{"$f":"'FxnMech to Benefits List'!E89","v":"Reduced Electricity Losses"},"fxnben87","Real-time Load Transfer_Reduced Electricity Losses",{"$f":"'FxnMech to Benefits List'!F89","v":0}]
[{"$f":"'FxnMech to Benefits List'!A90","v":"Real-time Load Transfer"},{"$f":"'FxnMech to Benefits List'!E90","v":"Reduced Major Outages"},"fxnben88","Real-time Load Transfer_Reduced Major Outages",{"$f":"'FxnMech to Benefits List'!F90","v":0}]
[{"$f":"'FxnMech to Benefits List'!A91","v":"Storing Electricity for Later Use"},{"$f":"'FxnMech to Benefits List'!E91","v":"Deferred Distribution Capacity Investments"},"fxnben89","Storing Electricity for Later Use_Deferred Distribution Capacity Investments",{"$f":"'FxnMech to Benefits List'!F91","v":0}]
[{"$f":"'FxnMech to Benefits List'!A92","v":"Storing Electricity for Later Use"},{"$f":"'FxnMech to Benefits List'!E92","v":"Deferred Generation Capacity Investments"},"fxnben90","Storing Electricity for Later Use_Deferred Generation Capacity Investments",{"$f":"'FxnMech to Benefits List'!F92","v":0}]
[{"$f":"'FxnMech to Benefits List'!A93","v":"Storing Electricity for Later Use"},{"$f":"'FxnMech to Benefits List'!E93","v":"Deferred Transmission Capacity Investments"},"fxnben91","Storing Electricity for Later Use_Deferred Transmission Capacity Investments",{"$f":"'FxnMech to Benefits List'!F93","v":0}]
[{"$f":"'FxnMech to Benefits List'!A94","v":"Storing Electricity for Later Use"},{"$f":"'FxnMech to Benefits List'!E94","v":"Optimized Generator Operation"},"fxnben92","Storing Electricity for Later Use_Optimized Generator Operation",{"$f":"'FxnMech to Benefits List'!F94","v":0}]
[{"$f":"'FxnMech to Benefits List'!A95","v":"Storing Electricity for Later Use"},{"$f":"'FxnMech to Benefits List'!E95","v":"Reduced Ancillary Service Cost"},"fxnben93","Storing Electricity for Later Use_Reduced Ancillary Service Cost",{"$f":"'FxnMech to Benefits List'!F95","v":0}]
[{"$f":"'FxnMech to Benefits List'!A96","v":"Storing Electricity for Later Use"},{"$f":"'FxnMech to Benefits List'!E96","v":"Reduced CO2 Emissions"},"fxnben94","Storing Electricity for Later Use_Reduced CO2 Emissions",{"$f":"'FxnMech to Benefits List'!F96","v":0}]
[{"$f":"'FxnMech to Benefits List'!A97","v":"Storing Electricity for Later Use"},{"$f":"'FxnMech to Benefits List'!E97","v":"Reduced Congestion Cost"},"fxnben95","Storing Electricity for Later Use_Reduced Congestion Cost",{"$f":"'FxnMech to Benefits List'!F97","v":0}]
[{"$f":"'FxnMech to Benefits List'!A98","v":"Storing Electricity for Later Use"},{"$f":"'FxnMech to Benefits List'!E98","v":"Reduced Electricity Cost"},"fxnben96","Storing Electricity for Later Use_Reduced Electricity Cost",{"$f":"'FxnMech to Benefits List'!F98","v":0}]
[{"$f":"'FxnMech to Benefits List'!A99","v":"Storing Electricity for Later Use"},{"$f":"'FxnMech to Benefits List'!E99","v":"Reduced Electricity Losses"},"fxnben97","Storing Electricity for Later Use_Reduced Electricity Losses",{"$f":"'FxnMech to Benefits List'!F99","v":0}]
[{"$f":"'FxnMech to Benefits List'!A100","v":"Storing Electricity for Later Use"},{"$f":"'FxnMech to Benefits List'!E100","v":"Reduced Momentary Outages"},"fxnben98","Storing Electricity for Later Use_Reduced Momentary Outages",{"$f":"'FxnMech to Benefits List'!F100","v":0}]
[{"$f":"'FxnMech to Benefits List'!A101","v":"Storing Electricity for Later Use"},{"$f":"'FxnMech to Benefits List'!E101","v":"Reduced Sags and Swells"},"fxnben99","Storing Electricity for Later Use_Reduced Sags and Swells",{"$f":"'FxnMech to Benefits List'!F101","v":0}]
[{"$f":"'FxnMech to Benefits List'!A102","v":"Storing Electricity for Later Use"},{"$f":"'FxnMech to Benefits List'!E102","v":"Reduced SOx, NOx, and PM-2.5 Emissions"},"fxnben100","Storing Electricity for Later Use_Reduced SOx, NOx, and PM-2.5 Emissions",{"$f":"'FxnMech to Benefits List'!F102","v":0}]
[{"$f":"'FxnMech to Benefits List'!A103","v":"Storing Electricity for Later Use"},{"$f":"'FxnMech to Benefits List'!E103","v":"Reduced Sustained Outages"},"fxnben101","Storing Electricity for Later Use_Reduced Sustained Outages",{"$f":"'FxnMech to Benefits List'!F103","v":0}]
[{"$f":"'FxnMech to Benefits List'!A105","v":"Wide Area Monitoring, Visualization, and Control"},{"$f":"'FxnMech to Benefits List'!E105","v":"Deferred Transmission Capacity Investments"},"fxnben102","Wide Area Monitoring, Visualization, and Control_Deferred Transmission Capacity Investments",{"$f":"'FxnMech to Benefits List'!F105","v":0}]
[{"$f":"'FxnMech to Benefits List'!A106","v":"Wide Area Monitoring, Visualization, and Control"},{"$f":"'FxnMech to Benefits List'!E106","v":"Optimized Generator Operation"},"fxnben103","Wide Area Monitoring, Visualization, and Control_Optimized Generator Operation",{"$f":"'FxnMech to Benefits List'!F106","v":0}]
[{"$f":"'FxnMech to Benefits List'!A107","v":"Wide Area Monitoring, Visualization, and Control"},{"$f":"'FxnMech to Benefits List'!E107","v":"Reduced Ancillary Service Cost"},"fxnben104","Wide Area Monitoring, Visualization, and Control_Reduced Ancillary Service Cost",{"$f":"'FxnMech to Benefits List'!F107","v":0}]
[{"$f":"'FxnMech to Benefits List'!A108","v":"Wide Area Monitoring, Visualization, and Control"},{"$f":"'FxnMech to Benefits List'!E108","v":"Reduced Congestion Cost"},"fxnben105","Wide Area Monitoring, Visualization, and Control_Reduced Congestion Cost",{"$f":"'FxnMech to Benefits List'!F108","v":0}]
[{"$f":"'FxnMech to Benefits List'!A109","v":"Wide Area Monitoring, Visualization, and Control"},{"$f":"'FxnMech to Benefits List'!E109","v":"Reduced Major Outages"},"fxnben106","Wide Area Monitoring, Visualization, and Control_Reduced Major Outages",{"$f":"'FxnMech to Benefits List'!F109","v":0}]
[{"$f":"'FxnMech to Benefits List'!A110","v":"Wide Area Monitoring, Visualization, and Control"},{"$f":"'FxnMech to Benefits List'!E110","v":"Reduced Wide-scale Blackouts"},"fxnben107","Wide Area Monitoring, Visualization, and Control_Reduced Wide-scale Blackouts",{"$f":"'FxnMech to Benefits List'!F110","v":0}]
[{"$f":"'FxnMech to Benefits List'!A111","v":"Real-time Load Transfer"},{"$f":"'FxnMech to Benefits List'!E111","v":"Reduced CO2 Emissions"},"fxnben108","Real-time Load Transfer_Reduced CO2 Emissions",{"$f":"'FxnMech to Benefits List'!F111","v":0}]
[{"$f":"'FxnMech to Benefits List'!A112","v":"Real-time Load Transfer"},{"$f":"'FxnMech to Benefits List'!E112","v":"Reduced SOx, NOx, and PM-2.5 Emissions"},"fxnben109","Real-time Load Transfer_Reduced SOx, NOx, and PM-2.5 Emissions",{"$f":"'FxnMech to Benefits List'!F112","v":0}]
[{"$f":"'FxnMech to Benefits List'!A104","v":"Storing Electricity for Later Use"},{"$f":"'FxnMech to Benefits List'!E104","v":"Reduced Oil Usage (not monetized)"},"fxnben110","Storing Electricity for Later Use_Reduced Oil Usage (not monetized)",{"$f":"'FxnMech to Benefits List'!F104","v":0}]

{"sheet":"Inputs List","index":16,"n_rows":118,"n_cols":6,"rows_kept":118,"cut":false,"hidden":true,"merged":[]}
["Range Name","Input","Units","Definition","Is Input Required?","Type of Input"]
["input1","Average Hourly Generation Cost","$/MWh","Average hourly cost to generate 1 MWh of energy. This could also be the average hourly cost to purchase 1 MWh of electricity from a supplier. This number is multiplied by the Avoided Annual Generator Dispatch to monetize the value of this benefit.",{"$f":"MMULT('FxnBenefit to Input Map'!$B$3:$DG$113,'Fxn_Benefit List'!$E$3:$E$112)","v":0},"Impact Metric Data"]
["input2","Avoided Annual Generator Dispatch","MWh","The annual amount of generation dispatch avoided as a result of: 1)more efficient operations (i.e. if generators can follow load more closely), and/or 2) the coordinated operation of energy storage or plug-in electric vehicle which results in  avoided central generation dispatch.",0,"Impact Metric Data"]
["input3","Annual Energy Storage Efficiency","%","The typical annual charge/discharge efficiency of all active utility energy storage devices. Mathematically this is represented as the average useful energy output from energy storage devices divided by the total electrical energy input.",0,"Assumption/Estimate"]
["input4","Annual PEV Efficiency","%","The typical annual charge/discharge efficiency of PEV batteries which can be utilized as energy storage assets of the grid. This storage efficiency could improve over the next five years as a result of improving technology.",0,"Assumption/Estimate"]
["input5","Price of Capacity at Annual Peak","$/MW","The price paid for peak capacity ($/MW), which represents the capital expenditures for conventional generation.",0,"Assumption/Estimate"]
["input6","Energy Storage Use at Annual Peak Time","MW","The amount of energy storage power available to meet annual peak demand. By providing peak power from energy storage devices the amount of peak generation capacity can be reduced.",0,"Impact Metric Data"]
["input7","Capital Carrying Charge of New Generation","$","The total capital cost of a deferred generation plant or generation unit. This benefit assumes that deferral is primarily the result of reducing peak demand. Please enter the total deferred cost in the first year that it will be deferred.",0,"Impact Metric Data"]
["input8","Generation Investment Time Deferred","yrs","The time in years that the generation investment will be deferred. Decimal numbers can be entered (ex. 5.5).",0,"Impact Metric Data"]
["input9","Distributed Generation Use at Annual Peak Time","MW","The amount of distributed generation capacity available to meet annual peak demand. By providing peak power from DG resources the amount of peak generation capacity can be reduced. This input could also be used to enter the amount of demand response available to lower peak demand.",0,"Impact Metric Data"]
["input10","PEV Use at Annual Peak Time","MW","The amount of power available from PEVs to meet annual peak demand. By providing peak power from PEVs the amount of peak generation capacity can be reduced.",0,"Impact Metric Data"]
["input11","Average Price of Reserves","$/MW","Typical market price for spinning and non-spinning reserves (ancillary services).",0,"Assumption/Estimate"]
["input12","Reserve Purchases","MW","Amount of spinning and non-spinning reserves (ancillary services) purchased annually. ",0,"Impact Metric Data"]
["input13","Average Price of Frequency Regulation","$/MW","Typical market price for frequency regulation service (ancillary service).",0,"Assumption/Estimate"]
["input14","Frequency Regulation Purchases","MW","Amount of frequency regulation service (ancillary service) purchased annually.",0,"Impact Metric Data"]
["input15","Average Price of Voltage Control","$/MVAR","Typical market price for voltage support (ancillary service).",0,"Assumption/Estimate"]
["input16","Voltage Control Purchases","MVAR","Amount of voltage support (ancillary service) purchased annually.",0,"Impact Metric Data"]
["input17","Congestion","MW","Annual congestion relief as a result of decrease loading on system elements, a shift of load to off-peak, or allowing the grid operator to manage the flow of electricity around constrained interfaces (i.e. dynamic line capability or power flow control).",0,"Impact Metric Data"]
["input18","Average Price of Congestion","$/MW","Average cost of congestion in the project territory or during the hours that the project provided congestion relief.",0,"Impact Metric Data"]
["input19","Capital Carrying Charge of Transmission Upgrade","$","The total capital cost of transmission system investments that can be deferred as a direct result of the project. Reducing the load and stress on transmission elements increases asset utilization and reduces the potential need for upgrades. Please enter the total deferred cost in the first year that it will be deferred.",0,"Impact Metric Data"]
["input20","Transmission Investment Time Deferred","yrs","The time in years that the transmission investment will be deferred. Decimal numbers can be entered (ex. 5.5).",0,"Impact Metric Data"]
["input21","Capital Replacement of Failed Equipment","$","Capital expenditures related to replacing failed equipment within the project scope. Equipment that falls within the project scope can include  equipment that may be impacted by enhanced monitoring and detection, reduction of fault currents, enhanced fault protection, or loading limits based on real-time equipment or environmental factors.",0,"Impact Metric Data"]
["input22","Portion Caused by Fault Current or Overloaded Equipment ","%","An estimate or calculation of the percentage of equipment failures  caused primarily by exposure to fault currents or overloads.",0,"Impact Metric Data"]
["input23","Portion Caused by Lack of Condition Diagnosis","%","An estimate or calculation of the percentage of equipment failures  caused primarily by a lack condition diagnosis.",0,"Impact Metric Data"]
["input24","Total Distribution Equipment Maintenance Cost","$","The total annual cost of distribution equipment maintenance. Online diagnosis and reporting of equipment condition could reduce or eliminate the need to send people out to check or maintain equipment resulting in a cost savings.",0,"Impact Metric Data"]
["input25","Distribution Feeder Switching Operations","$","Distribution operations cost related to feeder switching. Alternatively, the avoided costs of feeder switching associated with automated switches could be entered. If avoided costs are entered they should be entered as negative numbers.",0,"Impact Metric Data"]
["input26","Distribution Capacitor Switching Operations","$","Distribution operations cost related to capacitor switching. Alternatively, the avoided costs of capacitor switching associated with automated switches could be entered. If avoided costs are entered they should be entered as negative numbers.",0,"Impact Metric Data"]
["input27","Other Distribution Operations Cost","$","Other distribution operations costs that could be impacted as a result of the smart grid project (ex. other field services or load research costs). Alternatively, the avoided distribution operations costs could be entered. If avoided costs are entered they should be entered as negative numbers.",0,"Impact Metric Data"]
["input28","Meter Operations Cost","$","Total cost associated with meter reading operations. This cost can be measured or calculated by measuring number of meters to be read manually and estimating the average cost to manually read a meter. There may be other meter costs that could be included in this input such as costs to connect/disconnect customers, investigate customer outages, and conduct maintenance.",0,"Impact Metric Data"]
["input29","Number of Meter Tamper Detections - Industrial","#","Total annual number of industrial meter tamper cases detected and substantiated as legitimate theft attempts.",0,"Impact Metric Data"]
["input30","Distribution Feeder Load","MVA","Average apparent power readings for all feeders impacted by the project. This input will be used to calculate electricity losses so feeders that have been made more efficient or feeders that have had peak or average loadings decreased should be included. if substations have been made more efficient the average power level of the substation(s) should be input. Information should be based on hourly loads.",0,"Impact Metric Data"]
["input31","Distribution Losses","%","Average losses for the portion of the distribution system impacted by the project expressed as a percentage of total loading. This can be modeled or calculated.",0,"Impact Metric Data"]
["input32","Transmission Line Load","MVA","Average apparent power readings for all lines impacted by the project. This information will be used to calculate electricity losses so lines over which losses could be reduced as a result of the project should be included. Information should be based on hourly loads.",0,"Impact Metric Data"]
["input33","Average Price of Wholesale Energy","$/kWh","Average wholesale market price of electricity. This input will be used to monetize electricity losses. ",0,"Assumption/Estimate"]
["input34","Transmission Losses","%","Average losses for the portion of the transmission system impacted by the project expresses as a percentage of total loading. This can be modeled or calculated.",0,"Impact Metric Data"]
["input35","Total Residential Electricity Cost","$","Total amount of money spent on electricity by residential customers annually. This amount could be reduced as a result of new pricing programs, efficiency programs, demand response programs, and/or changes in usage habits.",0,"Impact Metric Data"]
["input36","Total Commercial Electricity Cost","$","Total amount of money spent on electricity by commercial customers annually.",0,"Impact Metric Data"]
["input37","Total Industrial Electricity Cost","$","Total amount money spent on electricity by industrial customers annually.",0,"Impact Metric Data"]
["input38","SAIDI (system)","Index","The SAIDI for the entire system should be entered for this input. If the SAIDI just for the part of the system that will be impacted by the project is available use the optional inputs for the reliability calculation. SAIDI is defined as: Total Customer Hours Interrupted/Total Customers Served",0,"Impact Metric Data"]
["input39","CAIDI (system)","Index","The CAIDI for the entire system should be entered for this input. If the CAIDI just for the part of the system that will be impacted by the project is available use the optional inputs for the reliability calculation. CAIDI is defined as: Total Customer Hours Interrupted/Total Customers Interrupted",0,"Impact Metric Data"]
["input40","Value of Service - Residential ","$/kWh","Represents the true value of the electricity service to the residential customer without regard to the actual cost of providing the service. This input captures the value of service reliability quantified by the willingness of customers to pay for service reliability, taking into account the resources (e.g., income) of the residential customer or by a firm’s expected net revenues associated with the added reliability.",0,"Assumption/Estimate"]
["input41","Total Residential Customers Served by Impacted Feeders or Lines","#","Total number of residential customers served on feeders that will be impacted by project initiatives aimed at reliability.",0,"Assumption/Estimate"]
["input42","Total Commercial Customers Served by Impacted Feeders or Lines","#","Total number of commercial customers served on feeders that will be impacted by project initiatives aimed at reliability.",0,"Assumption/Estimate"]
["input43","Value of Service - Commercial","$/kWh","Represents the true value of the electricity service to the commercial customer without regard to the actual cost of providing the service. This input captures the value of service reliability quantified by the willingness of customers to pay for service reliability, taking into account the resources (e.g., income) of the residential customer or by a firm’s expected net revenues associated with the added reliability.",0,"Assumption/Estimate"]
["input44","Total Industrial Customers Served by Impacted Feeders or Lines","#","Total number of industrial customers served on feeders that will be impacted by project initiatives aimed at reliability.",0,"Assumption/Estimate"]
["input45","Annual Generation Cost","$","Total cost of producing or procuring electricity to serve load. This electricity could be produced by utility owned generation resources or purchased from a third party.",0,"Impact Metric Data"]
["input46","Value of Service - Industrial","$/kWh","Represents the true value of the electricity service to the industrial customer without regard to the actual cost of providing the service. This input captures the value of service reliability quantified by the willingness of customers to pay for service reliability, taking into account the resources (e.g., income) of the residential customer or by a firm’s expected net revenues associated with the added reliability.",0,"Assumption/Estimate"]
["input47","Total Transmission Equipment Maintenance Cost","$","The total annual cost of transmission equipment maintenance. Online diagnosis and reporting of equipment condition could reduce or eliminate the need to send people out to check or maintain equipment resulting in a cost savings.",0,"Impact Metric Data"]
["input48","Ancillary Services Cost","$","Total annual cost of ancillary services. Ancillary services, including spinning reserve and frequency regulation, could be reduced if: generators could more closely follow load; peak load on the system was reduced; power factor, voltage, and VAR control were improved; or information available to grid operators were improved.",0,"Impact Metric Data"]
["input49","Congestion Cost ","$","Total annual transmission congestion cost. Project functions that could reduce these costs either provide lower cost energy, decrease loading on system elements, shift load to off-peak, or allow the grid operator to manage the flow of electricity around constrained interfaces (i.e. dynamic line capability or power flow control).",0,"Impact Metric Data"]
["input50","Outage Time of Major Outage - Residential","hr","Total outage time experienced by residential customers from an interruption of electric service that is categorized as a major event by IEEE Std 1366-2003.",0,"Impact Metric Data"]
["input51","Number of Customers Affected by Major Outage - Residential ","#","Number of total residential customers that experienced service interruption from an event defined as a major event by IEEE Std 1366-2003.",0,"Impact Metric Data"]
["input52","Outage Time of Major Outage - Commercial","hr","Total outage time experienced by commercial customers from an interruption of electric service that is categorized as a major event by IEEE Std 1366-2003.",0,"Impact Metric Data"]
["input53","Number of Customers Affected by Major Outage - Commercial","#","Number of total commercial customers that experienced service interruption from an event defined as a major event by IEEE Std 1366-2003.",0,"Impact Metric Data"]
["input54","Outage Time of Major Outage - Industrial","hr","Total outage time experienced by industrial customers from an interruption of electric service that is categorized as a major event by IEEE Std 1366-2003.",0,"Impact Metric Data"]
["input55","Number of Customers Affected by Major Outage - Industrial","#","Number of total industrial customers that experienced service interruption from an event defined as a major event by IEEE Std 1366-2003.",0,"Impact Metric Data"]
["input56","Distribution Restoration Cost","$","Total annual distribution restoration costs. These costs can include line crew labor/material/equipment, support services such as logistics, call centers, media relations, and other professional staff time and material associated with service restoration.",0,"Impact Metric Data"]
["input57","Transmission Restoration Cost","$","Total annual transmission restoration costs. These costs can include line crew labor/material/equipment, support services such as logistics, call centers, and other professional staff time and material associated with service restoration.",0,"Impact Metric Data"]
["input58","Number of Outage Events","# of events","Annual number of outage events.",0,"Impact Metric Data"]
["input59","Restoration Cost per Event","$/event","Average restoration cost per outage event.",0,"Assumption/Estimate"]
["input60","MAIFI (System)","Index","The MAIFI index for the entire system should be entered for this input. If the MAIFI index just for the part of the system that will be impacted by the project is available use the optional inputs for this reliability calculation. MAIFI is defined as: Total number of Customer Momentary Outages(as defined by the IEEE)/Total Number of Customers Served.",0,"Impact Metric Data"]
["input61","Distribution Operations Cost","$","Total activity based cost for distribution operations during the reporting period. Cost related to feeder and capacitor switching operations as well as other distribution operations costs that could be impacted as a result of the smart grid project (ex. other field services or load research costs) could be input. Alternatively, the avoided distribution operations costs could be entered. If avoided costs are entered they should be entered as negative numbers.",0,"Impact Metric Data"]
["input62","Value of Service - PQ","$/# of customer interruptions","Represents the true value of the avoided momentary outages to the utility customer without regard to the actual cost of providing the service. This input captures the value of service reliability quantified by the willingness of customers to pay for service reliability, taking into account the resources (e.g., income) of the residential customer or by a firm’s expected net revenues associated with the added reliability.",0,"Assumption/Estimate"]
["input63","Number of High Impedance Faults Cleared","# of events","The number of high impedance faults that were cleared without causing voltage sags.",0,"Impact Metric Data"]
["input64","Value of Service - Sags & Swells","$/event","Represents the true value of the avoided power quality events (voltage) to the utility customer without regard to the actual cost of providing the service. This input captures the value of service reliability quantified by the willingness of customers to pay for service reliability, taking into account the resources (e.g., income) of the residential customer or by a firm’s expected net revenues associated with the added reliability.",0,"Assumption/Estimate"]
["input65","Truck Rolls","# of events","The number of truck rolls avoided as a result of distribution automation and AMI technology. Truck rolls can be avoided due to functionality such as remote meter reads, remote meter connect/disconnect, remote switching operations, automated diagnostics and notification, and remote outage verification.",0,"Impact Metric Data"]
["input66","Average Miles Travelled per Truck Roll","miles/event","The average miles travelled per service call, maintenance operation, switching operation or other truck roll. The vehicles that would be used in the avoided truck rolls should be used to determine this input.",0,"Assumption/Estimate"]
["input67","Average Fuel Efficiency for Truck Roll Vehicle","miles/gallon","The average vehicle or fleet fuel efficiency (in miles per gallon) of the vehicles used for service calls and truck rolls. The vehicles that would be used in the avoided truck rolls should be used to determine this input.",0,"Assumption/Estimate"]
["input68","CO2 Emissions per Gallon of Fuel","tons/gallon","The typical amount of CO2 emitted from burning a gallon of fuel in vehicles used for service calls and truck rolls. The default data is based on gasoline fuel.",0,"Assumption/Estimate"]
["input69","Transmission Operations Cost","$","Total activity based cost for transmission operations during the reporting period. Cost related to line and capacitor switching operations as well as other transmission operations costs that could be impacted as a result of the smart grid project could be input. Alternatively, the avoided transmission operations costs could be entered. If avoided costs are entered they should be entered as negative numbers.",0,"Impact Metric Data"]
["input70","CO2 Emissions  ","tons","CO2 emissions from central generating sources. Functionality such as Automated Voltage and VAR Control, Customer Electricity Use Optimization, Plug-in Electric Vehicles, Stationary Electric Storage, Distributed Generation, and  Power Flow Control can offset central generation, reduce line losses and increase renewables integration which can lead to fewer CO2 emissions.  Alternatively, the avoided CO2 emissions could be entered. If avoided emissions are entered they should be entered as negative numbers.",0,"Impact Metric Data"]
["input71","Value of CO2","$/ton","The anticipated or current market price of carbon emissions.",0,"Assumption/Estimate"]
["input72","Sox Emissions per Gallon of Gas","tons/gallon","The typical amount of SOx emitted from burning a gallon of fuel in vehicles used for service calls and truck rolls. The default data is based on gasoline fuel.",0,"Assumption/Estimate"]
["input73","NOx Emissions per Gallon of Gas","tons/gallon","The typical amount of NOx emitted from burning a gallon of fuel in vehicles used for service calls and truck rolls. The default data is based on gasoline fuel.",0,"Assumption/Estimate"]
["input74","PM-2.5 per Gallon of Gas","tons/gallon","The typical amount of PM-2.5 emitted from burning a gallon of fuel in vehicles used for service calls and truck rolls. The default data is based on gasoline fuel.",0,"Assumption/Estimate"]
["input75","Number of Meter Tamper Detections - Residential","#","Total annual number of residential meter tamper cases detected and substantiated as legitimate theft attempts.",0,"Impact Metric Data"]
["input76","Number of Meter Tamper Detections - Commercial","#","Total annual number of commercial meter tamper cases detected and substantiated as legitimate theft attempts.",0,"Impact Metric Data"]
["input77",null,null,null,0,"Impact Metric Data"]
["input78","SOx Emissions","tons","The SOx, NOx, or PM-2.5 emissions from central generating sources. Functionality such as Automated Voltage and VAR Control, Customer Electricity Use Optimization, Plug-in Electric Vehicles, Stationary Electric Storage, Distributed Generation, and  Power Flow Control can offset central generation, reduce line losses and increase renewables integration which can lead to fewer CO2 emissions.  Alternatively, the avoided CO2 emissions could be entered. If avoided emissions are entered they should be entered as negative numbers.",0,"Impact Metric Data"]
["input79","NOx Emissions","tons","See SOx Emissions",0,"Impact Metric Data"]
["input80","PM-2.5 Emissions","tons","See SOx Emissions",0,"Impact Metric Data"]
["input81","Value of SOx","$/ton","The anticipated or current market price of SOx emissions.",0,"Assumption/Estimate"]
["input82","Value of NOx","$/ton","The anticipated or current market price of NOx emissions.",0,"Assumption/Estimate"]
["input83","Value of PM-2.5","$/ton","The anticipated or current market price of PM-2.5 emissions.",0,"Assumption/Estimate"]
["input84","Number of Feeder Switching or Maintenance Operations Completed","# of events","Total number of manual feeder switching or maintenance operations performed per year. Alternatively, the avoided number of manual switching operations could be entered. If avoided switching operations are entered they should be entered as negative numbers.",0,"Impact Metric Data"]
["input85","Average Miles Traveled per Switching or Maintenance Operation","miles/event","Average miles traveled per feeder switching or maintenance operation.",0,"Assumption/Estimate"]
["input86","Average Fuel Efficiency for Feeder Service Vehicle","miles/gallon","Average vehicle or fleet fuel efficiency for feeder service vehicles.",0,"Assumption/Estimate"]
["input87","Number of Diagnosis /Notification Operations Completed","# of events","Total number of manual inspections performed per year. Alternatively, the avoided number of manual diagnosis/notification operations could be entered. If avoided inspections are entered they should be entered as negative numbers.",0,"Impact Metric Data"]
["input88","Average Miles Traveled per Diagnosis /Notification Operation","miles/event","Average miles traveled per inspection.",0,"Assumption/Estimate"]
["input89","Average Fuel Efficiency for Diagnosis /Notification Service Vehicle","miles/gallon","Average vehicle or fleet fuel efficiency for service vehicles used for equipment diagnosis operations.",0,"Assumption/Estimate"]
["input90","Number of Meter Reading Operations","# of events","Total number of manual meter reads performed per year. Alternatively, the avoided meter reads could be entered. If avoided meter reads are entered they should be entered as negative numbers.",0,"Impact Metric Data"]
["input91","Average Miles Traveled per meter read","miles/event","Average miles traveled per meter read.",0,"Assumption/Estimate"]
["input92","Average Fuel Efficiency for Real-Time Load Measurement/Management Service Vehicle","miles/gallon","Average vehicle or fleet fuel efficiency for service vehicles used for meter reading.",0,"Assumption/Estimate"]
["input93","kWh of Electricity Consumed by PEVs","kWh","The total kWhs of electricity consumed by PEVs in the service territory. This could be determined from data collected from PEV charging stations.",0,"Impact Metric Data"]
["input94","Electricity to Fuel Conversion Factor","gallons/kWh","The equivalent amount of gasoline a PEV would use when it consumes one kWh of electricity.",0,"Assumption/Estimate"]
["input95","Number of Wide-scale Blackouts","# of events","The number of wide-scale blackouts per year.",0,"Impact Metric Data"]
["input96","Estimated Cost of each Wide-scale Blackout","$/event","The average, typical or calculated cost of each blackout event.",0,"Assumption/Estimate"]
["input97","Capital Carrying Charge of Distribution Upgrade","$","The total capital cost of distribution system investments that can be deferred as a direct result of the project. Reducing the load and stress on distribution elements increases asset utilization and reduces the potential need for upgrades. Please enter the total deferred cost in the first year that it will be deferred.",0,"Impact Metric Data"]
["input98","Distribution Investment Time Deferred","yrs","The time in years that the distribution investment will be deferred. Decimal numbers can be entered (ex. 5.5).",0,"Impact Metric Data"]
["input99","SAIDI (Impacted Feeders or Lines)","Index","SAIDI is defined as: Total Customer Hours Interrupted/Total Customers Served Total Customer. The customer data used to derive this index should only include customers on feeders that are expected to experience improved reliability as a result of installed DA equipment.",0,"Impact Metric Data"]
["input100","CAIDI (Impacted Feeders or Lines)","Index","CAIDI is defined as: Total Customer Hours Interrupted/Total Customers Interrupted. The customer data used to derive this index should only include customers on feeders that are expected to experience improved reliability as a result of installed equipment.",0,"Impact Metric Data"]
["input101","MAIFI (Impacted Feeders)","Index","MAIFI is defined as: Total number of Customer Momentary Outages(as defined by the IEEE)/Total Number of Customers Served. The customer data used to derive this index should only include customers on feeders that are expected to experience reduced momentary interruptions as a result of installed equipment.",0,"Impact Metric Data"]
["Input102","Total Residential Customers Served on Impacted Feeders (momentary)","#","Total residential customers served on   feeders that are expected to experience reduced momentary interruptions as a result of installed equipment.",0,"Assumption/Estimate"]
["input103","Total Commercial Customers Served on Impacted Feeders (momentary)","#","Total Commercial customers served on   feeders that are expected to experience reduced momentary interruptions as a result of installed equipment.",0,"Assumption/Estimate"]
["input104","Total Industrial Customers Served on Impacted Feeders (momentary)","#","Total Industrial customers served on   feeders that are expected to experience reduced momentary interruptions as a result of installed equipment.",0,"Assumption/Estimate"]
["input105","Total Customer Peak Demand","MW","The total customer peak demand for customers within the project scope. For some projects the scope might only include a subset of residential customers (i.e. residential customers with AMI technology), for other projects the project scope might include all customers within the service territory (including commercial and industrial customers). This input should already include any impacts from energy efficiency, demand response, or any other programs and technology that results in customer electricity use optimization.",0,"Impact Metric Data"]
["input106","Average Annual Customer Electricity Usage - Residential","kWh","This input represents the average annual electricity usage (kWh) of a single typical residential customer within the project scope. Because this input will be used to calculate the benefit of reduced electricity theft, the project scope should be defined by those customers who have AMI technology.",0,"Impact Metric Data"]
["input107","Average Annual Customer Electricity Usage - Commercial","kWh","This input represents the average annual electricity usage (kWh) of a single typical commercial customer within the project scope. Because this input will be used to calculate the benefit of reduced electricity theft, the project scope should be defined by those customers who have AMI technology.",0,"Impact Metric Data"]
["input108","Average Annual Customer Electricity Usage - Industrial","kWh","This input represents the average annual electricity usage (kWh) of a single typical industrial customer within the project scope. Because this input will be used to calculate the benefit of reduced electricity theft, the project scope should be defined by those customers who have AMI technology.",0,"Impact Metric Data"]
["input109","Average Hourly Load Not Served During Outage per Customer - Residential","kW","This input represents the average hourly load (kW) of a typical residential customer within the project scope. This average hourly load will be used to calculate the unserved electricity during an outage event. The project scope should be defined by those customers who are included in the SAIDI calculations.",0,"Assumption/Estimate"]
["input110","Average Hourly Load Not Served During Outage per Customer - Commercial","kW","This input represents the average hourly load (kW) of a typical commercial customer within the project scope. This average hourly load will be used to calculate the unserved electricity during an outage event. The project scope should be defined by those customers who are included in the SAIDI calculations.",0,"Assumption/Estimate"]
["input111","Average Hourly Load Not Served During Outage per Customer - Industrial","kW","This input represents the average hourly load (kW) of a typical industrial customer within the project scope. This average hourly load will be used to calculate the unserved electricity during an outage event. The project scope should be defined by those customers who are included in the SAIDI calculations.",0,"Assumption/Estimate"]
["input112"]
["input113"]
["input114"]
["input115"]
["input116"]
["input117"]

{"sheet":"FxnBenefit to Input Map","index":17,"n_rows":113,"n_cols":111,"rows_kept":113,"cut":false,"hidden":true,"merged":[]}
[null,"fxnben1","fxnben2","fxnben3","fxnben4","fxnben5","fxnben6","fxnben7","fxnben8","fxnben9","fxnben10","fxnben11","fxnben12","fxnben13","fxnben14","fxnben15","fxnben16","fxnben17","fxnben18","fxnben19","fxnben20","fxnben21","fxnben22","fxnben23","fxnben24","fxnben25","fxnben26","fxnben27","fxnben28","fxnben29","fxnben30","fxnben31","fxnben32","fxnben33","fxnben34","fxnben35","fxnben36","fxnben37","fxnben38","fxnben39","fxnben40","fxnben41","fxnben42","fxnben43","fxnben44","fxnben45","fxnben46","fxnben47","fxnben48","fxnben49","fxnben50","fxnben51","fxnben52","fxnben53","fxnben54","fxnben55","fxnben56","fxnben57","fxnben58","fxnben59","fxnben60","fxnben61","fxnben62","fxnben63","fxnben64","fxnben65","fxnben66","fxnben67","fxnben68","fxnben69","fxnben70","fxnben71","fxnben72","fxnben73","fxnben74","fxnben75","fxnben76","fxnben77","fxnben78","fxnben79","fxnben80","fxnben81","fxnben82","fxnben83","fxnben84","fxnben85","fxnben86","fxnben87","fxnben88","fxnben89","fxnben90","fxnben91","fxnben92","fxnben93","fxnben94","fxnben95","fxnben96","fxnben97","fxnben98","fxnben99","fxnben100","fxnben101","fxnben102","fxnben103","fxnben104","fxnben105","fxnben106","fxnben107","fxnben108","fxnben109","fxnben110"]
["fxn_input_map",{"$f":"INDIRECT(B1)","v":"Adaptive Protection_Reduced Restoration Cost"},{"$f":"INDIRECT(C1)","v":"Adaptive Protection_Reduced Sustained Outages"},"Automated Feeder and Line Switching_Reduced CO2 Emissions","Automated Feeder and Line Switching_Reduced Oil Usage (not monetized)","Automated Feeder and Line Switching_Reduced Restoration Cost","Automated Feeder and Line Switching_Reduced SOx, NOx, and PM-2.5 Emissions","Automated Feeder and Line Switching_Reduced Sustained Outages","Automated Feeder and Line Switching_Reduced T&D Operations Cost","Automated Islanding and Reconnection_Reduced Major Outages","Automated Islanding and Reconnection_Reduced Restoration Cost","Automated Islanding and Reconnection_Reduced Sustained Outages","Automated Voltage and VAR Control_Reduced Ancillary Service Cost","Automated Voltage and VAR Control_Reduced CO2 Emissions","Automated Voltage and VAR Control_Reduced Electricity Losses","Automated Voltage and VAR Control_Reduced SOx, NOx, and PM-2.5 Emissions","Automated Voltage and VAR Control_Reduced T&D Operations Cost1","Automated Voltage and VAR Control_Reduced T&D Operations Cost2","Customer Electricity Use Optimization_Deferred Distribution Capacity Investments","Customer Electricity Use Optimization_Deferred Generation Capacity Investments","Customer Electricity Use Optimization_Deferred Transmission Capacity Investments","Customer Electricity Use Optimization_Reduced Ancillary Service Cost","Customer Electricity Use Optimization_Reduced CO2 Emissions","Customer Electricity Use Optimization_Reduced Congestion Cost","Customer Electricity Use Optimization_Reduced Electricity Cost","Customer Electricity Use Optimization_Reduced Electricity Losses","Customer Electricity Use Optimization_Reduced SOx, NOx, and PM-2.5 Emissions","Diagnosis & Notification of Equipment Condition_Reduced CO2 Emissions","Diagnosis & Notification of Equipment Condition_Reduced Equipment Failures ","Diagnosis & Notification of Equipment Condition_Reduced Oil Usage (not monetized)","Diagnosis & Notification of Equipment Condition_Reduced Restoration Cost","Diagnosis & Notification of Equipment Condition_Reduced SOx, NOx, and PM-2.5 Emissions","Diagnosis & Notification of Equipment Condition_Reduced Sustained Outages","Diagnosis & Notification of Equipment Condition_Reduced T&D Equipment Maintenance Cost","Distributed Production of Electricity_Deferred Distribution Capacity Investments","Distributed Production of Electricity_Deferred Generation Capacity Investments","Distributed Production of Electricity_Deferred Transmission Capacity Investments","Distributed Production of Electricity_Optimized Generator Operation","Distributed Production of Electricity_Reduced Ancillary Service Cost","Distributed Production of Electricity_Reduced CO2 Emissions","Distributed Production of Electricity_Reduced Congestion Cost","Distributed Production of Electricity_Reduced Electricity Cost","Distributed Production of Electricity_Reduced Electricity Losses","Distributed Production of Electricity_Reduced SOx, NOx, and PM-2.5 Emissions","Distributed Production of Electricity_Reduced Sustained Outages","Dynamic Capability Rating_Deferred Distribution Capacity Investments","Dynamic Capability Rating_Deferred Transmission Capacity Investments","Dynamic Capability Rating_Reduced Congestion Cost","Dynamic Capability Rating_Reduced Equipment Failures ","Dynamic Capability Rating_Reduced Wide-scale Blackouts","Enhanced Fault Protection_Reduced Equipment Failures ","Enhanced Fault Protection_Reduced Momentary Outages","Enhanced Fault Protection_Reduced Restoration Cost","Enhanced Fault Protection_Reduced Sags and Swells","Enhanced Fault Protection_Reduced Sustained Outages","Fault Current Limiting_Deferred Transmission Capacity Investments","Fault Current Limiting_Reduced Equipment Failures ","SLOT NOT USED_Deferred Distribution Capacity Investments","SLOT NOT USED_Deferred Generation Capacity Investments","SLOT NOT USED_Deferred Transmission Capacity Investments","SLOT NOT USED_Optimized Generator Operation","SLOT NOT USED_Reduced Ancillary Service Cost","SLOT NOT USED_Reduced CO2 Emissions1","SLOT NOT USED_Reduced CO2 Emissions2","SLOT NOT USED_Reduced Congestion Cost","SLOT NOT USED_Reduced Electricity Cost",{"$f":"INDIRECT(BO1)","v":"SLOT NOT USED_Reduced Oil Usage (not monetized)"},"SLOT NOT USED_Reduced SOx, NOx, and PM-2.5 Emissions1","SLOT NOT USED_Reduced SOx, NOx, and PM-2.5 Emissions2","SLOT NOT USED_Reduced Sustained Outages","Power Flow Control_Deferred Transmission Capacity Investments","Power Flow Control_Reduced CO2 Emissions","Power Flow Control_Reduced Congestion Cost","Power Flow Control_Reduced Electricity Losses","Power Flow Control_Reduced SOx, NOx, and PM-2.5 Emissions","Real-Time Load Measurement & Management_Deferred Distribution Capacity Investments","Real-Time Load Measurement & Management_Reduced Ancillary Service Cost","Real-Time Load Measurement & Management_Reduced CO2 Emissions","Real-Time Load Measurement & Management_Reduced Electricity Losses","Real-Time Load Measurement & Management_Reduced Electricity Theft","Real-Time Load Measurement & Management_Reduced Major Outages","Real-Time Load Measurement & Management_Reduced Meter Reading Cost","Real-Time Load Measurement & Management_Reduced Oil Usage (not monetized)","Real-Time Load Measurement & Management_Reduced Restoration Cost","Real-Time Load Measurement & Management_Reduced SOx, NOx, and PM-2.5 Emissions","Real-Time Load Measurement & Management_Reduced Sustained Outages","Real-time Load Transfer_Deferred Distribution Capacity Investments","Real-time Load Transfer_Reduced Electricity Losses","Real-time Load Transfer_Reduced Major Outages","Storing Electricity for Later Use_Deferred Distribution Capacity Investments","Storing Electricity for Later Use_Deferred Generation Capacity Investments","Storing Electricity for Later Use_Deferred Transmission Capacity Investments","Storing Electricity for Later Use_Optimized Generator Operation","Storing Electricity for Later Use_Reduced Ancillary Service Cost","Storing Electricity for Later Use_Reduced CO2 Emissions","Storing Electricity for Later Use_Reduced Congestion Cost","Storing Electricity for Later Use_Reduced Electricity Cost","Storing Electricity for Later Use_Reduced Electricity Losses","Storing Electricity for Later Use_Reduced Momentary Outages","Storing Electricity for Later Use_Reduced Sags and Swells","Storing Electricity for Later Use_Reduced SOx, NOx, and PM-2.5 Emissions","Storing Electricity for Later Use_Reduced Sustained Outages","Wide Area Monitoring, Visualization, and Control_Deferred Transmission Capacity Investments","Wide Area Monitoring, Visualization, and Control_Optimized Generator Operation","Wide Area Monitoring, Visualization, and Control_Reduced Ancillary Service Cost","Wide Area Monitoring, Visualization, and Control_Reduced Congestion Cost","Wide Area Monitoring, Visualization, and Control_Reduced Major Outages","Wide Area Monitoring, Visualization, and Control_Reduced Wide-scale Blackouts","Real-time Load Transfer_Reduced CO2 Emissions","Real-time Load Transfer_Reduced SOx, NOx, and PM-2.5 Emissions","Storing Electricity for Later Use_Reduced Oil Usage (not monetized)"]
[{"$f":"INDIRECT('Inputs List'!A2)","v":"Average Hourly Generation Cost"},0,0,0,0,0,0,0,0,0,0,0,0,0,0,0,0,0,0,0,0,0,0,0,0,0,0,0,0,0,0,0,0,0,0,0,0,1,0,0,0,0,0,0,0,0,0,0,0,0,0,0,0,0,0,0,0,0,0,0,1,0,0,0,0,0,0,0,0,0,0,0,0,0,0,0,0,0,0,0,0,0,0,0,0,0,0,0,0,0,0,0,1,0,0,0,0,0,0,0,0,0,0,1,0,0,0,0,0,0,0]
[{"$f":"INDIRECT('Inputs List'!A3)","v":"Avoided Annual Generator Dispatch"},0,0,0,0,0,0,0,0,0,0,0,0,0,0,0,0,0,0,0,0,0,0,0,0,0,0,0,0,0,0,0,0,0,0,0,0,1,0,0,0,0,0,0,0,0,0,0,0,0,0,0,0,0,0,0,0,0,0,0,1,0,0,0,0,0,0,0,0,0,0,0,0,0,0,0,0,0,0,0,0,0,0,0,0,0,0,0,0,0,0,0,1,0,0,0,0,0,0,0,0,0,0,1,0,0,0,0,0,0,0]
[{"$f":"INDIRECT('Inputs List'!A4)","v":"Annual Energy Storage Efficiency"},0,0,0,0,0,0,0,0,0,0,0,0,0,0,0,0,0,0,0,0,0,0,0,0,0,0,0,0,0,0,0,0,0,0,0,0,0,0,0,0,0,0,0,0,0,0,0,0,0,0,0,0,0,0,0,0,0,0,0,0,0,0,0,0,0,0,0,0,0,0,0,0,0,0,0,0,0,0,0,0,0,0,0,0,0,0,0,0,0,0,0,1,0,0,0,0,0,0,0,0,0,0,0,0,0,0,0,0,0,0]
[{"$f":"INDIRECT('Inputs List'!A5)","v":"Annual PEV Efficiency"},0,0,0,0,0,0,0,0,0,0,0,0,0,0,0,0,0,0,0,0,0,0,0,0,0,0,0,0,0,0,0,0,0,0,0,0,0,0,0,0,0,0,0,0,0,0,0,0,0,0,0,0,0,0,0,0,0,0,0,1,0,0,0,0,0,0,0,0,0,0,0,0,0,0,0,0,0,0,0,0,0,0,0,0,0,0,0,0,0,0,0,0,0,0,0,0,0,0,0,0,0,0,0,0,0,0,0,0,0,0]
[{"$f":"INDIRECT('Inputs List'!A6)","v":"Price of Capacity at Annual Peak"},0,0,0,0,0,0,0,0,0,0,0,0,0,0,0,0,0,0,1,0,0,0,0,0,0,0,0,0,0,0,0,0,0,0,1,0,0,0,0,0,0,0,0,0,0,0,0,0,0,0,0,0,0,0,0,0,0,1,0,0,0,0,0,0,0,0,0,0,0,0,0,0,0,0,0,0,0,0,0,0,0,0,0,0,0,0,0,0,0,1,0,0,0,0,0,0,0,0,0,0,0,0,0,0,0,0,0,0,0,0]
[{"$f":"INDIRECT('Inputs List'!A7)","v":"Energy Storage Use at Annual Peak Time"},0,0,0,0,0,0,0,0,0,0,0,0,0,0,0,0,0,0,0,0,0,0,0,0,0,0,0,0,0,0,0,0,0,0,0,0,0,0,0,0,0,0,0,0,0,0,0,0,0,0,0,0,0,0,0,0,0,0,0,0,0,0,0,0,0,0,0,0,0,0,0,0,0,0,0,0,0,0,0,0,0,0,0,0,0,0,0,0,0,1,0,0,0,0,0,0,0,0,0,0,0,0,0,0,0,0,0,0,0,0]
[{"$f":"INDIRECT('Inputs List'!A8)","v":"Capital Carrying Charge of New Generation"},0,0,0,0,0,0,0,0,0,0,0,0,0,0,0,0,0,0,1,0,0,0,0,0,0,0,0,0,0,0,0,0,0,0,1,0,0,0,0,0,0,0,0,0,0,0,0,0,0,0,0,0,0,0,0,0,0,1,0,0,0,0,0,0,0,0,0,0,0,0,0,0,0,0,0,0,0,0,0,0,0,0,0,0,0,0,0,0,0,1,0,0,0,0,0,0,0,0,0,0,0,0,0,0,0,0,0,0,0,0]
[{"$f":"INDIRECT('Inputs List'!A9)","v":"Generation Investment Time Deferred"},0,0,0,0,0,0,0,0,0,0,0,0,0,0,0,0,0,0,1,0,0,0,0,0,0,0,0,0,0,0,0,0,0,0,1,0,0,0,0,0,0,0,0,0,0,0,0,0,0,0,0,0,0,0,0,0,0,1,0,0,0,0,0,0,0,0,0,0,0,0,0,0,0,0,0,0,0,0,0,0,0,0,0,0,0,0,0,0,0,1,0,0,0,0,0,0,0,0,0,0,0,0,0,0,0,0,0,0,0,0]
[{"$f":"INDIRECT('Inputs List'!A10)","v":"Distributed Generation Use at Annual Peak Time"},0,0,0,0,0,0,0,0,0,0,0,0,0,0,0,0,0,0,0,0,0,0,0,0,0,0,0,0,0,0,0,0,0,0,1,0,0,0,0,0,0,0,0,0,0,0,0,0,0,0,0,0,0,0,0,0,0,0,0,0,0,0,0,0,0,0,0,0,0,0,0,0,0,0,0,0,0,0,0,0,0,0,0,0,0,0,0,0,0,0,0,0,0,0,0,0,0,0,0,0,0,0,0,0,0,0,0,0,0,0]
[{"$f":"INDIRECT('Inputs List'!A11)","v":"PEV Use at Annual Peak Time"},0,0,0,0,0,0,0,0,0,0,0,0,0,0,0,0,0,0,0,0,0,0,0,0,0,0,0,0,0,0,0,0,0,0,0,0,0,0,0,0,0,0,0,0,0,0,0,0,0,0,0,0,0,0,0,0,0,1,0,0,0,0,0,0,0,0,0,0,0,0,0,0,0,0,0,0,0,0,0,0,0,0,0,0,0,0,0,0,0,0,0,0,0,0,0,0,0,0,0,0,0,0,0,0,0,0,0,0,0,0]
[{"$f":"INDIRECT('Inputs List'!A12)","v":"Average Price of Reserves"},0,0,0,0,0,0,0,0,0,0,0,1,0,0,0,0,0,0,0,0,1,0,0,0,0,0,0,0,0,0,0,0,0,0,0,0,0,1,0,0,0,0,0,0,0,0,0,0,0,0,0,0,0,0,0,0,0,0,0,0,1,0,0,0,0,0,0,0,0,0,0,0,0,0,0,1,0,0,0,0,0,0,0,0,0,0,0,0,0,0,0,0,1,0,0,0,0,0,0,0,0,0,0,1,0,0,0,0,0,0]
[{"$f":"INDIRECT('Inputs List'!A13)","v":"Reserve Purchases"},0,0,0,0,0,0,0,0,0,0,0,1,0,0,0,0,0,0,0,0,1,0,0,0,0,0,0,0,0,0,0,0,0,0,0,0,0,1,0,0,0,0,0,0,0,0,0,0,0,0,0,0,0,0,0,0,0,0,0,0,1,0,0,0,0,0,0,0,0,0,0,0,0,0,0,1,0,0,0,0,0,0,0,0,0,0,0,0,0,0,0,0,1,0,0,0,0,0,0,0,0,0,0,1,0,0,0,0,0,0]
[{"$f":"INDIRECT('Inputs List'!A14)","v":"Average Price of Frequency Regulation"},0,0,0,0,0,0,0,0,0,0,0,1,0,0,0,0,0,0,0,0,1,0,0,0,0,0,0,0,0,0,0,0,0,0,0,0,0,1,0,0,0,0,0,0,0,0,0,0,0,0,0,0,0,0,0,0,0,0,0,0,1,0,0,0,0,0,0,0,0,0,0,0,0,0,0,1,0,0,0,0,0,0,0,0,0,0,0,0,0,0,0,0,1,0,0,0,0,0,0,0,0,0,0,1,0,0,0,0,0,0]
[{"$f":"INDIRECT('Inputs List'!A15)","v":"Frequency Regulation Purchases"},0,0,0,0,0,0,0,0,0,0,0,1,0,0,0,0,0,0,0,0,1,0,0,0,0,0,0,0,0,0,0,0,0,0,0,0,0,1,0,0,0,0,0,0,0,0,0,0,0,0,0,0,0,0,0,0,0,0,0,0,1,0,0,0,0,0,0,0,0,0,0,0,0,0,0,1,0,0,0,0,0,0,0,0,0,0,0,0,0,0,0,0,1,0,0,0,0,0,0,0,0,0,0,1,0,0,0,0,0,0]
[{"$f":"INDIRECT('Inputs List'!A16)","v":"Average Price of Voltage Control"},0,0,0,0,0,0,0,0,0,0,0,1,0,0,0,0,0,0,0,0,1,0,0,0,0,0,0,0,0,0,0,0,0,0,0,0,0,1,0,0,0,0,0,0,0,0,0,0,0,0,0,0,0,0,0,0,0,0,0,0,1,0,0,0,0,0,0,0,0,0,0,0,0,0,0,1,0,0,0,0,0,0,0,0,0,0,0,0,0,0,0,0,1,0,0,0,0,0,0,0,0,0,0,1,0,0,0,0,0,0]
[{"$f":"INDIRECT('Inputs List'!A17)","v":"Voltage Control Purchases"},0,0,0,0,0,0,0,0,0,0,0,1,0,0,0,0,0,0,0,0,1,0,0,0,0,0,0,0,0,0,0,0,0,0,0,0,0,1,0,0,0,0,0,0,0,0,0,0,0,0,0,0,0,0,0,0,0,0,0,0,1,0,0,0,0,0,0,0,0,0,0,0,0,0,0,1,0,0,0,0,0,0,0,0,0,0,0,0,0,0,0,0,1,0,0,0,0,0,0,0,0,0,0,1,0,0,0,0,0,0]
[{"$f":"INDIRECT('Inputs List'!A18)","v":"Congestion"},0,0,0,0,0,0,0,0,0,0,0,0,0,0,0,0,0,0,0,0,0,0,1,0,0,0,0,0,0,0,0,0,0,0,0,0,0,0,0,1,0,0,0,0,0,0,1,0,0,0,0,0,0,0,0,0,0,0,0,0,0,0,0,1,0,0,0,0,0,0,0,1,0,0,0,0,0,0,0,0,0,0,0,0,0,0,0,0,0,0,0,0,0,0,1,0,0,0,0,0,0,0,0,0,1,0,0,0,0,0]
[{"$f":"INDIRECT('Inputs List'!A19)","v":"Average Price of Congestion"},0,0,0,0,0,0,0,0,0,0,0,0,0,0,0,0,0,0,0,0,0,0,1,0,0,0,0,0,0,0,0,0,0,0,0,0,0,0,0,1,0,0,0,0,0,0,1,0,0,0,0,0,0,0,0,0,0,0,0,0,0,0,0,1,0,0,0,0,0,0,0,1,0,0,0,0,0,0,0,0,0,0,0,0,0,0,0,0,0,0,0,0,0,0,1,0,0,0,0,0,0,0,0,0,1,0,0,0,0,0]
[{"$f":"INDIRECT('Inputs List'!A20)","v":"Capital Carrying Charge of Transmission Upgrade"},0,0,0,0,0,0,0,0,0,0,0,0,0,0,0,0,0,0,0,1,0,0,0,0,0,0,0,0,0,0,0,0,0,0,0,1,0,0,0,0,0,0,0,0,0,1,0,0,0,0,0,0,0,0,1,0,0,0,1,0,0,0,0,0,0,0,0,0,0,1,0,0,0,0,0,0,0,0,0,0,0,0,0,0,0,0,0,0,0,0,1,0,0,0,0,0,0,0,0,0,0,1,0,0,0,0,0,0,0,0]
[{"$f":"INDIRECT('Inputs List'!A21)","v":"Transmission Investment Time Deferred"},0,0,0,0,0,0,0,0,0,0,0,0,0,0,0,0,0,0,0,1,0,0,0,0,0,0,0,0,0,0,0,0,0,0,0,1,0,0,0,0,0,0,0,0,0,1,0,0,0,0,0,0,0,0,1,0,0,0,1,0,0,0,0,0,0,0,0,0,0,1,0,0,0,0,0,0,0,0,0,0,0,0,0,0,0,0,0,0,0,0,1,0,0,0,0,0,0,0,0,0,0,1,0,0,0,0,0,0,0,0]
[{"$f":"INDIRECT('Inputs List'!A22)","v":"Capital Replacement of Failed Equipment"},0,0,0,0,0,0,0,0,0,0,0,0,0,0,0,0,0,0,0,0,0,0,0,0,0,0,0,1,0,0,0,0,0,0,0,0,0,0,0,0,0,0,0,0,0,0,0,1,0,1,0,0,0,0,0,1,0,0,0,0,0,0,0,0,0,0,0,0,0,0,0,0,0,0,0,0,0,0,0,0,0,0,0,0,0,0,0,0,0,0,0,0,0,0,0,0,0,0,0,0,0,0,0,0,0,0,0,0,0,0]
[{"$f":"INDIRECT('Inputs List'!A23)","v":"Portion Caused by Fault Current or Overloaded Equipment "},0,0,0,0,0,0,0,0,0,0,0,0,0,0,0,0,0,0,0,0,0,0,0,0,0,0,0,0,0,0,0,0,0,0,0,0,0,0,0,0,0,0,0,0,0,0,0,1,0,1,0,0,0,0,0,1,0,0,0,0,0,0,0,0,0,0,0,0,0,0,0,0,0,0,0,0,0,0,0,0,0,0,0,0,0,0,0,0,0,0,0,0,0,0,0,0,0,0,0,0,0,0,0,0,0,0,0,0,0,0]
[{"$f":"INDIRECT('Inputs List'!A24)","v":"Portion Caused by Lack of Condition Diagnosis"},0,0,0,0,0,0,0,0,0,0,0,0,0,0,0,0,0,0,0,0,0,0,0,0,0,0,0,1,0,0,0,0,0,0,0,0,0,0,0,0,0,0,0,0,0,0,0,0,0,0,0,0,0,0,0,0,0,0,0,0,0,0,0,0,0,0,0,0,0,0,0,0,0,0,0,0,0,0,0,0,0,0,0,0,0,0,0,0,0,0,0,0,0,0,0,0,0,0,0,0,0,0,0,0,0,0,0,0,0,0]
[{"$f":"INDIRECT('Inputs List'!A25)","v":"Total Distribution Equipment Maintenance Cost"},0,0,0,0,0,0,0,0,0,0,0,0,0,0,0,0,0,0,0,0,0,0,0,0,0,0,0,0,0,0,0,0,1,0,0,0,0,0,0,0,0,0,0,0,0,0,0,0,0,0,0,0,0,0,0,0,0,0,0,0,0,0,0,0,0,0,0,0,0,0,0,0,0,0,0,0,0,0,0,0,0,0,0,0,0,0,0,0,0,0,0,0,0,0,0,0,0,0,0,0,0,0,0,0,0,0,0,0,0,0]
[{"$f":"INDIRECT('Inputs List'!A26)","v":"Distribution Feeder Switching Operations"},0,0,0,0,0,0,0,1,0,0,0,0,0,0,0,1,1,0,0,0,0,0,0,0,0,0,0,0,0,0,0,0,0,0,0,0,0,0,0,0,0,0,0,0,0,0,0,0,0,0,0,0,0,0,0,0,0,0,0,0,0,0,0,0,0,0,0,0,0,0,0,0,0,0,0,0,0,0,0,0,0,0,0,0,0,0,0,0,0,0,0,0,0,0,0,0,0,0,0,0,0,0,0,0,0,0,0,0,0,0]
[{"$f":"INDIRECT('Inputs List'!A27)","v":"Distribution Capacitor Switching Operations"},0,0,0,0,0,0,0,1,0,0,0,0,0,0,0,1,1,0,0,0,0,0,0,0,0,0,0,0,0,0,0,0,0,0,0,0,0,0,0,0,0,0,0,0,0,0,0,0,0,0,0,0,0,0,0,0,0,0,0,0,0,0,0,0,0,0,0,0,0,0,0,0,0,0,0,0,0,0,0,0,0,0,0,0,0,0,0,0,0,0,0,0,0,0,0,0,0,0,0,0,0,0,0,0,0,0,0,0,0,0]
[{"$f":"INDIRECT('Inputs List'!A28)","v":"Other Distribution Operations Cost"},0,0,0,0,0,0,0,1,0,0,0,0,0,0,0,1,1,0,0,0,0,0,0,0,0,0,0,0,0,0,0,0,0,0,0,0,0,0,0,0,0,0,0,0,0,0,0,0,0,0,0,0,0,0,0,0,0,0,0,0,0,0,0,0,0,0,0,0,0,0,0,0,0,0,0,0,0,0,0,0,0,0,0,0,0,0,0,0,0,0,0,0,0,0,0,0,0,0,0,0,0,0,0,0,0,0,0,0,0,0]
[{"$f":"INDIRECT('Inputs List'!A29)","v":"Meter Operations Cost"},0,0,0,0,0,0,0,0,0,0,0,0,0,0,0,0,0,0,0,0,0,0,0,0,0,0,0,0,0,0,0,0,0,0,0,0,0,0,0,0,0,0,0,0,0,0,0,0,0,0,0,0,0,0,0,0,0,0,0,0,0,0,0,0,0,0,0,0,0,0,0,0,0,0,0,0,0,0,0,0,1,0,0,0,0,0,0,0,0,0,0,0,0,0,0,0,0,0,0,0,0,0,0,0,0,0,0,0,0,0]
[{"$f":"INDIRECT('Inputs List'!A30)","v":"Number of Meter Tamper Detections - Industrial"},0,0,0,0,0,0,0,0,0,0,0,0,0,0,0,0,0,0,0,0,0,0,0,0,0,0,0,0,0,0,0,0,0,0,0,0,0,0,0,0,0,0,0,0,0,0,0,0,0,0,0,0,0,0,0,0,0,0,0,0,0,0,0,0,0,0,0,0,0,0,0,0,0,0,0,0,0,0,1,0,0,0,0,0,0,0,0,0,0,0,0,0,0,0,0,0,0,0,0,0,0,0,0,0,0,0,0,0,0,0]
[{"$f":"INDIRECT('Inputs List'!A31)","v":"Distribution Feeder Load"},0,0,0,0,0,0,0,0,0,0,0,0,0,1,0,0,0,0,0,0,0,0,0,0,1,0,0,0,0,0,0,0,0,0,0,0,0,0,0,0,0,1,0,0,0,0,0,0,0,0,0,0,0,0,0,0,0,0,0,0,0,0,0,0,0,0,0,0,0,0,0,0,1,0,0,0,0,1,0,0,0,0,0,0,0,0,1,0,0,0,0,0,0,0,0,0,1,0,0,0,0,0,0,0,0,0,0,0,0,0]
[{"$f":"INDIRECT('Inputs List'!A32)","v":"Distribution Losses"},0,0,0,0,0,0,0,0,0,0,0,0,0,1,0,0,0,0,0,0,0,0,0,0,1,0,0,0,0,0,0,0,0,0,0,0,0,0,0,0,0,1,0,0,0,0,0,0,0,0,0,0,0,0,0,0,0,0,0,0,0,0,0,0,0,0,0,0,0,0,0,0,1,0,0,0,0,1,0,0,0,0,0,0,0,0,1,0,0,0,0,0,0,0,0,0,1,0,0,0,0,0,0,0,0,0,0,0,0,0]
[{"$f":"INDIRECT('Inputs List'!A33)","v":"Transmission Line Load"},0,0,0,0,0,0,0,0,0,0,0,0,0,1,0,0,0,0,0,0,0,0,0,0,1,0,0,0,0,0,0,0,0,0,0,0,0,0,0,0,0,1,0,0,0,0,0,0,0,0,0,0,0,0,0,0,0,0,0,0,0,0,0,0,0,0,0,0,0,0,0,0,1,0,0,0,0,1,0,0,0,0,0,0,0,0,1,0,0,0,0,0,0,0,0,0,1,0,0,0,0,0,0,0,0,0,0,0,0,0]
[{"$f":"INDIRECT('Inputs List'!A34)","v":"Average Price of Wholesale Energy"},0,0,0,0,0,0,0,0,0,0,0,0,0,1,0,0,0,0,0,0,0,0,0,0,1,0,0,0,0,0,0,0,0,0,0,0,0,0,0,0,0,1,0,0,0,0,0,0,0,0,0,0,0,0,0,0,0,0,0,0,0,0,0,0,0,0,0,0,0,0,0,0,1,0,0,0,0,1,0,0,0,0,0,0,0,0,1,0,0,0,0,0,0,0,0,0,1,0,0,0,0,0,0,0,0,0,0,0,0,0]
[{"$f":"INDIRECT('Inputs List'!A35)","v":"Transmission Losses"},0,0,0,0,0,0,0,0,0,0,0,0,0,1,0,0,0,0,0,0,0,0,0,0,1,0,0,0,0,0,0,0,0,0,0,0,0,0,0,0,0,1,0,0,0,0,0,0,0,0,0,0,0,0,0,0,0,0,0,0,0,0,0,0,0,0,0,0,0,0,0,0,1,0,0,0,0,1,0,0,0,0,0,0,0,0,1,0,0,0,0,0,0,0,0,0,1,0,0,0,0,0,0,0,0,0,0,0,0,0]
[{"$f":"INDIRECT('Inputs List'!A36)","v":"Total Residential Electricity Cost"},0,0,0,0,0,0,0,0,0,0,0,0,0,0,0,0,0,0,0,0,0,0,0,1,0,0,0,0,0,0,0,0,0,0,0,0,0,0,0,0,1,0,0,0,0,0,0,0,0,0,0,0,0,0,0,0,0,0,0,0,0,0,0,0,1,0,0,0,0,0,0,0,0,0,0,0,0,0,0,0,0,0,0,0,0,0,0,0,0,0,0,0,0,0,0,1,0,0,0,0,0,0,0,0,0,0,0,0,0,0]
[{"$f":"INDIRECT('Inputs List'!A37)","v":"Total Commercial Electricity Cost"},0,0,0,0,0,0,0,0,0,0,0,0,0,0,0,0,0,0,0,0,0,0,0,1,0,0,0,0,0,0,0,0,0,0,0,0,0,0,0,0,1,0,0,0,0,0,0,0,0,0,0,0,0,0,0,0,0,0,0,0,0,0,0,0,1,0,0,0,0,0,0,0,0,0,0,0,0,0,0,0,0,0,0,0,0,0,0,0,0,0,0,0,0,0,0,1,0,0,0,0,0,0,0,0,0,0,0,0,0,0]
[{"$f":"INDIRECT('Inputs List'!A38)","v":"Total Industrial Electricity Cost"},0,0,0,0,0,0,0,0,0,0,0,0,0,0,0,0,0,0,0,0,0,0,0,1,0,0,0,0,0,0,0,0,0,0,0,0,0,0,0,0,1,0,0,0,0,0,0,0,0,0,0,0,0,0,0,0,0,0,0,0,0,0,0,0,1,0,0,0,0,0,0,0,0,0,0,0,0,0,0,0,0,0,0,0,0,0,0,0,0,0,0,0,0,0,0,1,0,0,0,0,0,0,0,0,0,0,0,0,0,0]
[{"$f":"INDIRECT('Inputs List'!A39)","v":"SAIDI (system)"},0,1,0,0,0,0,1,0,0,0,1,0,0,0,0,0,0,0,0,0,0,0,0,0,0,0,0,0,0,0,0,1,0,0,0,0,0,0,0,0,0,0,0,1,0,0,0,0,0,0,0,0,0,1,0,0,0,0,0,0,0,0,0,0,0,0,0,0,1,0,0,0,0,0,0,0,0,0,0,0,0,0,0,0,1,0,0,0,0,0,0,0,0,0,0,0,0,0,0,0,1,0,0,0,0,0,0,0,0,0]
[{"$f":"INDIRECT('Inputs List'!A40)","v":"CAIDI (system)"},0,0,0,0,0,0,0,0,0,0,0,0,0,0,0,0,0,0,0,0,0,0,0,0,0,0,0,0,0,0,0,0,0,0,0,0,0,0,0,0,0,0,0,0,0,0,0,0,0,0,0,0,0,0,0,0,0,0,0,0,0,0,0,0,0,0,0,0,0,0,0,0,0,0,0,0,0,0,0,0,0,0,0,0,0,0,0,0,0,0,0,0,0,0,0,0,0,0,0,0,0,0,0,0,0,0,0,0,0,0]
[{"$f":"INDIRECT('Inputs List'!A41)","v":"Value of Service - Residential "},0,1,0,0,0,0,1,0,1,0,1,0,0,0,0,0,0,0,0,0,0,0,0,0,0,0,0,0,0,0,0,1,0,0,0,0,0,0,0,0,0,0,0,1,0,0,0,0,0,0,0,0,0,1,0,0,0,0,0,0,0,0,0,0,0,0,0,0,1,0,0,0,0,0,0,0,0,0,0,1,0,0,0,0,1,0,0,1,0,0,0,0,0,0,0,0,0,0,0,0,1,0,0,0,0,1,0,0,0,0]
[{"$f":"INDIRECT('Inputs List'!A42)","v":"Total Residential Customers Served by Impacted Feeders or Lines"},0,1,0,0,0,0,1,0,0,0,1,0,0,0,0,0,0,0,0,0,0,0,0,0,0,0,0,0,0,0,0,1,0,0,0,0,0,0,0,0,0,0,0,1,0,0,0,0,0,0,0,0,0,1,0,0,0,0,0,0,0,0,0,0,0,0,0,0,1,0,0,0,0,0,0,0,0,0,0,0,0,0,0,0,1,0,0,0,0,0,0,0,0,0,0,0,0,0,0,0,1,0,0,0,0,0,0,0,0,0]
[{"$f":"INDIRECT('Inputs List'!A43)","v":"Total Commercial Customers Served by Impacted Feeders or Lines"},0,1,0,0,0,0,1,0,0,0,1,0,0,0,0,0,0,0,0,0,0,0,0,0,0,0,0,0,0,0,0,1,0,0,0,0,0,0,0,0,0,0,0,1,0,0,0,0,0,0,0,0,0,1,0,0,0,0,0,0,0,0,0,0,0,0,0,0,1,0,0,0,0,0,0,0,0,0,0,0,0,0,0,0,1,0,0,0,0,0,0,0,0,0,0,0,0,0,0,0,1,0,0,0,0,0,0,0,0,0]
[{"$f":"INDIRECT('Inputs List'!A44)","v":"Value of Service - Commercial"},0,1,0,0,0,0,1,0,1,0,1,0,0,0,0,0,0,0,0,0,0,0,0,0,0,0,0,0,0,0,0,1,0,0,0,0,0,0,0,0,0,0,0,1,0,0,0,0,0,0,0,0,0,1,0,0,0,0,0,0,0,0,0,0,0,0,0,0,1,0,0,0,0,0,0,0,0,0,0,1,0,0,0,0,1,0,0,1,0,0,0,0,0,0,0,0,0,0,0,0,1,0,0,0,0,1,0,0,0,0]
[{"$f":"INDIRECT('Inputs List'!A45)","v":"Total Industrial Customers Served by Impacted Feeders or Lines"},0,1,0,0,0,0,1,0,0,0,1,0,0,0,0,0,0,0,0,0,0,0,0,0,0,0,0,0,0,0,0,1,0,0,0,0,0,0,0,0,0,0,0,1,0,0,0,0,0,0,0,0,0,1,0,0,0,0,0,0,0,0,0,0,0,0,0,0,1,0,0,0,0,0,0,0,0,0,0,0,0,0,0,0,1,0,0,0,0,0,0,0,0,0,0,0,0,0,0,0,1,0,0,0,0,0,0,0,0,0]
[{"$f":"INDIRECT('Inputs List'!A46)","v":"Annual Generation Cost"},0,0,0,0,0,0,0,0,0,0,0,0,0,0,0,0,0,0,0,0,0,0,0,0,0,0,0,0,0,0,0,0,0,0,0,0,1,0,0,0,0,0,0,0,0,0,0,0,0,0,0,0,0,0,0,0,0,0,0,1,0,0,0,0,0,0,0,0,0,0,0,0,0,0,0,0,0,0,0,0,0,0,0,0,0,0,0,0,0,0,0,1,0,0,0,0,0,0,0,0,0,0,1,0,0,0,0,0,0,0]
[{"$f":"INDIRECT('Inputs List'!A47)","v":"Value of Service - Industrial"},0,1,0,0,0,0,1,0,1,0,1,0,0,0,0,0,0,0,0,0,0,0,0,0,0,0,0,0,0,0,0,1,0,0,0,0,0,0,0,0,0,0,0,1,0,0,0,0,0,0,0,0,0,1,0,0,0,0,0,0,0,0,0,0,0,0,0,0,1,0,0,0,0,0,0,0,0,0,0,1,0,0,0,0,1,0,0,1,0,0,0,0,0,0,0,0,0,0,0,0,1,0,0,0,0,1,0,0,0,0]
[{"$f":"INDIRECT('Inputs List'!A48)","v":"Total Transmission Equipment Maintenance Cost"},0,0,0,0,0,0,0,0,0,0,0,0,0,0,0,0,0,0,0,0,0,0,0,0,0,0,0,0,0,0,0,0,1,0,0,0,0,0,0,0,0,0,0,0,0,0,0,0,0,0,0,0,0,0,0,0,0,0,0,0,0,0,0,0,0,0,0,0,0,0,0,0,0,0,0,0,0,0,0,0,0,0,0,0,0,0,0,0,0,0,0,0,0,0,0,0,0,0,0,0,0,0,0,0,0,0,0,0,0,0]
[{"$f":"INDIRECT('Inputs List'!A49)","v":"Ancillary Services Cost"},0,0,0,0,0,0,0,0,0,0,0,1,0,0,0,0,0,0,0,0,1,0,0,0,0,0,0,0,0,0,0,0,0,0,0,0,0,1,0,0,0,0,0,0,0,0,0,0,0,0,0,0,0,0,0,0,0,0,0,0,1,0,0,0,0,0,0,0,0,0,0,0,0,0,0,1,0,0,0,0,0,0,0,0,0,0,0,0,0,0,0,0,1,0,0,0,0,0,0,0,0,0,0,1,0,0,0,0,0,0]
[{"$f":"INDIRECT('Inputs List'!A50)","v":"Congestion Cost "},0,0,0,0,0,0,0,0,0,0,0,0,0,0,0,0,0,0,0,0,0,0,1,0,0,0,0,0,0,0,0,0,0,0,0,0,0,0,0,1,0,0,0,0,0,0,1,0,0,0,0,0,0,0,0,0,0,0,0,0,0,0,0,1,0,0,0,0,0,0,0,1,0,0,0,0,0,0,0,0,0,0,0,0,0,0,0,0,0,0,0,0,0,0,1,0,0,0,0,0,0,0,0,0,1,0,0,0,0,0]
[{"$f":"INDIRECT('Inputs List'!A51)","v":"Outage Time of Major Outage - Residential"},0,0,0,0,0,0,0,0,1,0,0,0,0,0,0,0,0,0,0,0,0,0,0,0,0,0,0,0,0,0,0,0,0,0,0,0,0,0,0,0,0,0,0,0,0,0,0,0,0,0,0,0,0,0,0,0,0,0,0,0,0,0,0,0,0,0,0,0,0,0,0,0,0,0,0,0,0,0,0,1,0,0,0,0,0,0,0,1,0,0,0,0,0,0,0,0,0,0,0,0,0,0,0,0,0,1,0,0,0,0]
[{"$f":"INDIRECT('Inputs List'!A52)","v":"Number of Customers Affected by Major Outage - Residential "},0,0,0,0,0,0,0,0,1,0,0,0,0,0,0,0,0,0,0,0,0,0,0,0,0,0,0,0,0,0,0,0,0,0,0,0,0,0,0,0,0,0,0,0,0,0,0,0,0,0,0,0,0,0,0,0,0,0,0,0,0,0,0,0,0,0,0,0,0,0,0,0,0,0,0,0,0,0,0,1,0,0,0,0,0,0,0,1,0,0,0,0,0,0,0,0,0,0,0,0,0,0,0,0,0,1,0,0,0,0]
[{"$f":"INDIRECT('Inputs List'!A53)","v":"Outage Time of Major Outage - Commercial"},0,0,0,0,0,0,0,0,1,0,0,0,0,0,0,0,0,0,0,0,0,0,0,0,0,0,0,0,0,0,0,0,0,0,0,0,0,0,0,0,0,0,0,0,0,0,0,0,0,0,0,0,0,0,0,0,0,0,0,0,0,0,0,0,0,0,0,0,0,0,0,0,0,0,0,0,0,0,0,1,0,0,0,0,0,0,0,1,0,0,0,0,0,0,0,0,0,0,0,0,0,0,0,0,0,1,0,0,0,0]
[{"$f":"INDIRECT('Inputs List'!A54)","v":"Number of Customers Affected by Major Outage - Commercial"},0,0,0,0,0,0,0,0,1,0,0,0,0,0,0,0,0,0,0,0,0,0,0,0,0,0,0,0,0,0,0,0,0,0,0,0,0,0,0,0,0,0,0,0,0,0,0,0,0,0,0,0,0,0,0,0,0,0,0,0,0,0,0,0,0,0,0,0,0,0,0,0,0,0,0,0,0,0,0,1,0,0,0,0,0,0,0,1,0,0,0,0,0,0,0,0,0,0,0,0,0,0,0,0,0,1,0,0,0,0]
[{"$f":"INDIRECT('Inputs List'!A55)","v":"Outage Time of Major Outage - Industrial"},0,0,0,0,0,0,0,0,1,0,0,0,0,0,0,0,0,0,0,0,0,0,0,0,0,0,0,0,0,0,0,0,0,0,0,0,0,0,0,0,0,0,0,0,0,0,0,0,0,0,0,0,0,0,0,0,0,0,0,0,0,0,0,0,0,0,0,0,0,0,0,0,0,0,0,0,0,0,0,1,0,0,0,0,0,0,0,1,0,0,0,0,0,0,0,0,0,0,0,0,0,0,0,0,0,1,0,0,0,0]
[{"$f":"INDIRECT('Inputs List'!A56)","v":"Number of Customers Affected by Major Outage - Industrial"},0,0,0,0,0,0,0,0,1,0,0,0,0,0,0,0,0,0,0,0,0,0,0,0,0,0,0,0,0,0,0,0,0,0,0,0,0,0,0,0,0,0,0,0,0,0,0,0,0,0,0,0,0,0,0,0,0,0,0,0,0,0,0,0,0,0,0,0,0,0,0,0,0,0,0,0,0,0,0,1,0,0,0,0,0,0,0,1,0,0,0,0,0,0,0,0,0,0,0,0,0,0,0,0,0,1,0,0,0,0]
[{"$f":"INDIRECT('Inputs List'!A57)","v":"Distribution Restoration Cost"},1,0,0,0,1,0,0,0,0,1,0,0,0,0,0,0,0,0,0,0,0,0,0,0,0,0,0,0,0,1,0,0,0,0,0,0,0,0,0,0,0,0,0,0,0,0,0,0,0,0,0,1,0,0,0,0,0,0,0,0,0,0,0,0,0,0,0,0,0,0,0,0,0,0,0,0,0,0,0,0,0,0,1,0,0,0,0,0,0,0,0,0,0,0,0,0,0,0,0,0,0,0,0,0,0,0,0,0,0,0]
[{"$f":"INDIRECT('Inputs List'!A58)","v":"Transmission Restoration Cost"},1,0,0,0,1,0,0,0,0,1,0,0,0,0,0,0,0,0,0,0,0,0,0,0,0,0,0,0,0,1,0,0,0,0,0,0,0,0,0,0,0,0,0,0,0,0,0,0,0,0,0,1,0,0,0,0,0,0,0,0,0,0,0,0,0,0,0,0,0,0,0,0,0,0,0,0,0,0,0,0,0,0,1,0,0,0,0,0,0,0,0,0,0,0,0,0,0,0,0,0,0,0,0,0,0,0,0,0,0,0]
[{"$f":"INDIRECT('Inputs List'!A59)","v":"Number of Outage Events"},1,0,0,0,1,0,0,0,0,1,0,0,0,0,0,0,0,0,0,0,0,0,0,0,0,0,0,0,0,1,0,0,0,0,0,0,0,0,0,0,0,0,0,0,0,0,0,0,0,0,0,1,0,0,0,0,0,0,0,0,0,0,0,0,0,0,0,0,0,0,0,0,0,0,0,0,0,0,0,0,0,0,1,0,0,0,0,0,0,0,0,0,0,0,0,0,0,0,0,0,0,0,0,0,0,0,0,0,0,0]
[{"$f":"INDIRECT('Inputs List'!A60)","v":"Restoration Cost per Event"},1,0,0,0,1,0,0,0,0,1,0,0,0,0,0,0,0,0,0,0,0,0,0,0,0,0,0,0,0,1,0,0,0,0,0,0,0,0,0,0,0,0,0,0,0,0,0,0,0,0,0,1,0,0,0,0,0,0,0,0,0,0,0,0,0,0,0,0,0,0,0,0,0,0,0,0,0,0,0,0,0,0,1,0,0,0,0,0,0,0,0,0,0,0,0,0,0,0,0,0,0,0,0,0,0,0,0,0,0,0]
[{"$f":"INDIRECT('Inputs List'!A61)","v":"MAIFI (System)"},0,0,0,0,0,0,0,0,0,0,0,0,0,0,0,0,0,0,0,0,0,0,0,0,0,0,0,0,0,0,0,0,0,0,0,0,0,0,0,0,0,0,0,0,0,0,0,0,0,0,1,0,0,0,0,0,0,0,0,0,0,0,0,0,0,0,0,0,0,0,0,0,0,0,0,0,0,0,0,0,0,0,0,0,0,0,0,0,0,0,0,0,0,0,0,0,0,1,0,0,0,0,0,0,0,0,0,0,0,0]
[{"$f":"INDIRECT('Inputs List'!A62)","v":"Distribution Operations Cost"},0,0,0,0,0,0,0,1,0,0,0,0,0,0,0,1,1,0,0,0,0,0,0,0,0,0,0,0,0,0,0,0,0,0,0,0,0,0,0,0,0,0,0,0,0,0,0,0,0,0,0,0,0,0,0,0,0,0,0,0,0,0,0,0,0,0,0,0,0,0,0,0,0,0,0,0,0,0,0,0,0,0,0,0,0,0,0,0,0,0,0,0,0,0,0,0,0,0,0,0,0,0,0,0,0,0,0,0,0,0]
[{"$f":"INDIRECT('Inputs List'!A63)","v":"Value of Service - PQ"},0,0,0,0,0,0,0,0,0,0,0,0,0,0,0,0,0,0,0,0,0,0,0,0,0,0,0,0,0,0,0,0,0,0,0,0,0,0,0,0,0,0,0,0,0,0,0,0,0,0,1,0,0,0,0,0,0,0,0,0,0,0,0,0,0,0,0,0,0,0,0,0,0,0,0,0,0,0,0,0,0,0,0,0,0,0,0,0,0,0,0,0,0,0,0,0,0,1,0,0,0,0,0,0,0,0,0,0,0,0]
[{"$f":"INDIRECT('Inputs List'!A64)","v":"Number of High Impedance Faults Cleared"},0,0,0,0,0,0,0,0,0,0,0,0,0,0,0,0,0,0,0,0,0,0,0,0,0,0,0,0,0,0,0,0,0,0,0,0,0,0,0,0,0,0,0,0,0,0,0,0,0,0,0,0,1,0,0,0,0,0,0,0,0,0,0,0,0,0,0,0,0,0,0,0,0,0,0,0,0,0,0,0,0,0,0,0,0,0,0,0,0,0,0,0,0,0,0,0,0,0,1,0,0,0,0,0,0,0,0,0,0,0]
[{"$f":"INDIRECT('Inputs List'!A65)","v":"Value of Service - Sags & Swells"},0,0,0,0,0,0,0,0,0,0,0,0,0,0,0,0,0,0,0,0,0,0,0,0,0,0,0,0,0,0,0,0,0,0,0,0,0,0,0,0,0,0,0,0,0,0,0,0,0,0,0,0,1,0,0,0,0,0,0,0,0,0,0,0,0,0,0,0,0,0,0,0,0,0,0,0,0,0,0,0,0,0,0,0,0,0,0,0,0,0,0,0,0,0,0,0,0,0,1,0,0,0,0,0,0,0,0,0,0,0]
[{"$f":"INDIRECT('Inputs List'!A66)","v":"Truck Rolls"},0,0,1,1,0,1,0,0,0,0,0,0,0,0,0,0,0,0,0,0,0,0,0,0,0,0,1,0,1,0,1,0,0,0,0,0,0,0,0,0,0,0,0,0,0,0,0,0,0,0,0,0,0,0,0,0,0,0,0,0,0,0,0,0,0,0,0,0,0,0,0,0,0,0,0,0,1,0,0,0,0,1,0,1,0,0,0,0,0,0,0,0,0,0,0,0,0,0,0,0,0,0,0,0,0,0,0,0,0,0]
[{"$f":"INDIRECT('Inputs List'!A67)","v":"Average Miles Travelled per Truck Roll"},0,0,1,1,0,1,0,0,0,0,0,0,0,0,0,0,0,0,0,0,0,0,0,0,0,0,1,0,1,0,1,0,0,0,0,0,0,0,0,0,0,0,0,0,0,0,0,0,0,0,0,0,0,0,0,0,0,0,0,0,0,0,0,0,0,0,0,0,0,0,0,0,0,0,0,0,1,0,0,0,0,1,0,1,0,0,0,0,0,0,0,0,0,0,0,0,0,0,0,0,0,0,0,0,0,0,0,0,0,0]
[{"$f":"INDIRECT('Inputs List'!A68)","v":"Average Fuel Efficiency for Truck Roll Vehicle"},0,0,1,1,0,1,0,0,0,0,0,0,0,0,0,0,0,0,0,0,0,0,0,0,0,0,1,0,1,0,1,0,0,0,0,0,0,0,0,0,0,0,0,0,0,0,0,0,0,0,0,0,0,0,0,0,0,0,0,0,0,0,0,0,0,0,0,0,0,0,0,0,0,0,0,0,1,0,0,0,0,1,0,1,0,0,0,0,0,0,0,0,0,0,0,0,0,0,0,0,0,0,0,0,0,0,0,0,0,0]
[{"$f":"INDIRECT('Inputs List'!A69)","v":"CO2 Emissions per Gallon of Fuel"},0,0,1,0,0,0,0,0,0,0,0,0,0,0,0,0,0,0,0,0,0,0,0,0,0,0,1,0,0,0,0,0,0,0,0,0,0,0,0,0,0,0,0,0,0,0,0,0,0,0,0,0,0,0,0,0,0,0,0,0,0,0,1,0,0,0,0,0,0,0,0,0,0,0,0,0,1,0,0,0,0,0,0,0,0,0,0,0,0,0,0,0,0,0,0,0,0,0,0,0,0,0,0,0,0,0,0,0,0,0]
[{"$f":"INDIRECT('Inputs List'!A70)","v":"Transmission Operations Cost"},0,0,0,0,0,0,0,1,0,0,0,0,0,0,0,1,1,0,0,0,0,0,0,0,0,0,0,0,0,0,0,0,0,0,0,0,0,0,0,0,0,0,0,0,0,0,0,0,0,0,0,0,0,0,0,0,0,0,0,0,0,0,0,0,0,0,0,0,0,0,0,0,0,0,0,0,0,0,0,0,0,0,0,0,0,0,0,0,0,0,0,0,0,0,0,0,0,0,0,0,0,0,0,0,0,0,0,0,0,0]
[{"$f":"INDIRECT('Inputs List'!A71)","v":"CO2 Emissions  "},0,0,0,0,0,0,0,0,0,0,0,0,1,0,0,0,0,0,0,0,0,1,0,0,0,0,0,0,0,0,0,0,0,0,0,0,0,0,1,0,0,0,0,0,0,0,0,0,0,0,0,0,0,0,0,0,0,0,0,0,0,1,0,0,0,0,0,0,0,0,1,0,0,0,0,0,0,0,0,0,0,0,0,0,0,0,0,0,0,0,0,0,0,1,0,0,0,0,0,0,0,0,0,0,0,0,0,1,0,0]
[{"$f":"INDIRECT('Inputs List'!A72)","v":"Value of CO2"},0,0,1,0,0,0,0,0,0,0,0,0,1,0,0,0,0,0,0,0,0,1,0,0,0,0,1,0,0,0,0,0,0,0,0,0,0,0,1,0,0,0,0,0,0,0,0,0,0,0,0,0,0,0,0,0,0,0,0,0,0,1,1,0,0,0,0,0,0,0,1,0,0,0,0,0,1,0,0,0,0,0,0,0,0,0,0,0,0,0,0,0,0,1,0,0,0,0,0,0,0,0,0,0,0,0,0,1,0,0]
[{"$f":"INDIRECT('Inputs List'!A73)","v":"Sox Emissions per Gallon of Gas"},0,0,0,0,0,1,0,0,0,0,0,0,0,0,0,0,0,0,0,0,0,0,0,0,0,0,0,0,0,0,1,0,0,0,0,0,0,0,0,0,0,0,0,0,0,0,0,0,0,0,0,0,0,0,0,0,0,0,0,0,0,0,0,0,0,0,0,1,0,0,0,0,0,0,0,0,0,0,0,0,0,0,0,1,0,0,0,0,0,0,0,0,0,0,0,0,0,0,0,0,0,0,0,0,0,0,0,0,0,0]
[{"$f":"INDIRECT('Inputs List'!A74)","v":"NOx Emissions per Gallon of Gas"},0,0,0,0,0,1,0,0,0,0,0,0,0,0,0,0,0,0,0,0,0,0,0,0,0,0,0,0,0,0,1,0,0,0,0,0,0,0,0,0,0,0,0,0,0,0,0,0,0,0,0,0,0,0,0,0,0,0,0,0,0,0,0,0,0,0,0,1,0,0,0,0,0,0,0,0,0,0,0,0,0,0,0,1,0,0,0,0,0,0,0,0,0,0,0,0,0,0,0,0,0,0,0,0,0,0,0,0,0,0]
[{"$f":"INDIRECT('Inputs List'!A75)","v":"PM-2.5 per Gallon of Gas"},0,0,0,0,0,1,0,0,0,0,0,0,0,0,0,0,0,0,0,0,0,0,0,0,0,0,0,0,0,0,1,0,0,0,0,0,0,0,0,0,0,0,0,0,0,0,0,0,0,0,0,0,0,0,0,0,0,0,0,0,0,0,0,0,0,0,0,1,0,0,0,0,0,0,0,0,0,0,0,0,0,0,0,1,0,0,0,0,0,0,0,0,0,0,0,0,0,0,0,0,0,0,0,0,0,0,0,0,0,0]
[{"$f":"INDIRECT('Inputs List'!A76)","v":"Number of Meter Tamper Detections - Residential"},0,0,0,0,0,0,0,0,0,0,0,0,0,0,0,0,0,0,0,0,0,0,0,0,0,0,0,0,0,0,0,0,0,0,0,0,0,0,0,0,0,0,0,0,0,0,0,0,0,0,0,0,0,0,0,0,0,0,0,0,0,0,0,0,0,0,0,0,0,0,0,0,0,0,0,0,0,0,1,0,0,0,0,0,0,0,0,0,0,0,0,0,0,0,0,0,0,0,0,0,0,0,0,0,0,0,0,0,0,0]
[{"$f":"INDIRECT('Inputs List'!A77)","v":"Number of Meter Tamper Detections - Commercial"},0,0,0,0,0,0,0,0,0,0,0,0,0,0,0,0,0,0,0,0,0,0,0,0,0,0,0,0,0,0,0,0,0,0,0,0,0,0,0,0,0,0,0,0,0,0,0,0,0,0,0,0,0,0,0,0,0,0,0,0,0,0,0,0,0,0,0,0,0,0,0,0,0,0,0,0,0,0,1,0,0,0,0,0,0,0,0,0,0,0,0,0,0,0,0,0,0,0,0,0,0,0,0,0,0,0,0,0,0,0]
[{"$f":"INDIRECT('Inputs List'!A78)","v":0},0,0,0,0,0,0,0,0,0,0,0,0,0,0,0,0,0,0,0,0,0,0,0,0,0,0,0,0,0,0,0,0,0,0,0,0,0,0,0,0,0,0,0,0,0,0,0,0,0,0,0,0,0,0,0,0,0,0,0,0,0,0,0,0,0,0,0,0,0,0,0,0,0,0,0,0,0,0,0,0,0,0,0,0,0,0,0,0,0,0,0,0,0,0,0,0,0,0,0,0,0,0,0,0,0,0,0,0,0,0]
[{"$f":"INDIRECT('Inputs List'!A79)","v":"SOx Emissions"},0,0,0,0,0,0,0,0,0,0,0,0,0,0,1,0,0,0,0,0,0,0,0,0,0,1,0,0,0,0,0,0,0,0,0,0,0,0,0,0,0,0,1,0,0,0,0,0,0,0,0,0,0,0,0,0,0,0,0,0,0,0,0,0,0,0,1,0,0,0,0,0,0,1,0,0,0,0,0,0,0,0,0,0,0,0,0,0,0,0,0,0,0,0,0,0,0,0,0,1,0,0,0,0,0,0,0,0,1,0]
[{"$f":"INDIRECT('Inputs List'!A80)","v":"NOx Emissions"},0,0,0,0,0,0,0,0,0,0,0,0,0,0,1,0,0,0,0,0,0,0,0,0,0,1,0,0,0,0,0,0,0,0,0,0,0,0,0,0,0,0,1,0,0,0,0,0,0,0,0,0,0,0,0,0,0,0,0,0,0,0,0,0,0,0,1,0,0,0,0,0,0,1,0,0,0,0,0,0,0,0,0,0,0,0,0,0,0,0,0,0,0,0,0,0,0,0,0,1,0,0,0,0,0,0,0,0,1,0]
[{"$f":"INDIRECT('Inputs List'!A81)","v":"PM-2.5 Emissions"},0,0,0,0,0,0,0,0,0,0,0,0,0,0,1,0,0,0,0,0,0,0,0,0,0,1,0,0,0,0,0,0,0,0,0,0,0,0,0,0,0,0,1,0,0,0,0,0,0,0,0,0,0,0,0,0,0,0,0,0,0,0,0,0,0,0,1,0,0,0,0,0,0,1,0,0,0,0,0,0,0,0,0,0,0,0,0,0,0,0,0,0,0,0,0,0,0,0,0,1,0,0,0,0,0,0,0,0,1,0]
[{"$f":"INDIRECT('Inputs List'!A82)","v":"Value of SOx"},0,0,0,0,0,1,0,0,0,0,0,0,0,0,1,0,0,0,0,0,0,0,0,0,0,1,0,0,0,0,1,0,0,0,0,0,0,0,0,0,0,0,1,0,0,0,0,0,0,0,0,0,0,0,0,0,0,0,0,0,0,0,0,0,0,0,1,1,0,0,0,0,0,1,0,0,0,0,0,0,0,0,0,1,0,0,0,0,0,0,0,0,0,0,0,0,0,0,0,1,0,0,0,0,0,0,0,0,1,0]
[{"$f":"INDIRECT('Inputs List'!A83)","v":"Value of NOx"},0,0,0,0,0,1,0,0,0,0,0,0,0,0,1,0,0,0,0,0,0,0,0,0,0,1,0,0,0,0,1,0,0,0,0,0,0,0,0,0,0,0,1,0,0,0,0,0,0,0,0,0,0,0,0,0,0,0,0,0,0,0,0,0,0,0,1,1,0,0,0,0,0,1,0,0,0,0,0,0,0,0,0,1,0,0,0,0,0,0,0,0,0,0,0,0,0,0,0,1,0,0,0,0,0,0,0,0,1,0]
[{"$f":"INDIRECT('Inputs List'!A84)","v":"Value of PM-2.5"},0,0,0,0,0,1,0,0,0,0,0,0,0,0,1,0,0,0,0,0,0,0,0,0,0,1,0,0,0,0,1,0,0,0,0,0,0,0,0,0,0,0,1,0,0,0,0,0,0,0,0,0,0,0,0,0,0,0,0,0,0,0,0,0,0,0,1,1,0,0,0,0,0,1,0,0,0,0,0,0,0,0,0,1,0,0,0,0,0,0,0,0,0,0,0,0,0,0,0,1,0,0,0,0,0,0,0,0,1,0]
[{"$f":"INDIRECT('Inputs List'!A85)","v":"Number of Feeder Switching or Maintenance Operations Completed"},0,0,1,1,0,1,0,0,0,0,0,0,0,0,0,0,0,0,0,0,0,0,0,0,0,0,0,0,0,0,0,0,0,0,0,0,0,0,0,0,0,0,0,0,0,0,0,0,0,0,0,0,0,0,0,0,0,0,0,0,0,0,0,0,0,0,0,0,0,0,0,0,0,0,0,0,0,0,0,0,0,0,0,0,0,0,0,0,0,0,0,0,0,0,0,0,0,0,0,0,0,0,0,0,0,0,0,0,0,0]
[{"$f":"INDIRECT('Inputs List'!A86)","v":"Average Miles Traveled per Switching or Maintenance Operation"},0,0,1,1,0,1,0,0,0,0,0,0,0,0,0,0,0,0,0,0,0,0,0,0,0,0,0,0,0,0,0,0,0,0,0,0,0,0,0,0,0,0,0,0,0,0,0,0,0,0,0,0,0,0,0,0,0,0,0,0,0,0,0,0,0,0,0,0,0,0,0,0,0,0,0,0,0,0,0,0,0,0,0,0,0,0,0,0,0,0,0,0,0,0,0,0,0,0,0,0,0,0,0,0,0,0,0,0,0,0]
[{"$f":"INDIRECT('Inputs List'!A87)","v":"Average Fuel Efficiency for Feeder Service Vehicle"},0,0,1,1,0,1,0,0,0,0,0,0,0,0,0,0,0,0,0,0,0,0,0,0,0,0,0,0,0,0,0,0,0,0,0,0,0,0,0,0,0,0,0,0,0,0,0,0,0,0,0,0,0,0,0,0,0,0,0,0,0,0,0,0,0,0,0,0,0,0,0,0,0,0,0,0,0,0,0,0,0,0,0,0,0,0,0,0,0,0,0,0,0,0,0,0,0,0,0,0,0,0,0,0,0,0,0,0,0,0]
[{"$f":"INDIRECT('Inputs List'!A88)","v":"Number of Diagnosis /Notification Operations Completed"},0,0,0,0,0,0,0,0,0,0,0,0,0,0,0,0,0,0,0,0,0,0,0,0,0,0,1,0,1,0,1,0,0,0,0,0,0,0,0,0,0,0,0,0,0,0,0,0,0,0,0,0,0,0,0,0,0,0,0,0,0,0,0,0,0,0,0,0,0,0,0,0,0,0,0,0,0,0,0,0,0,0,0,0,0,0,0,0,0,0,0,0,0,0,0,0,0,0,0,0,0,0,0,0,0,0,0,0,0,0]
[{"$f":"INDIRECT('Inputs List'!A89)","v":"Average Miles Traveled per Diagnosis /Notification Operation"},0,0,0,0,0,0,0,0,0,0,0,0,0,0,0,0,0,0,0,0,0,0,0,0,0,0,1,0,1,0,1,0,0,0,0,0,0,0,0,0,0,0,0,0,0,0,0,0,0,0,0,0,0,0,0,0,0,0,0,0,0,0,0,0,0,0,0,0,0,0,0,0,0,0,0,0,0,0,0,0,0,0,0,0,0,0,0,0,0,0,0,0,0,0,0,0,0,0,0,0,0,0,0,0,0,0,0,0,0,0]
[{"$f":"INDIRECT('Inputs List'!A90)","v":"Average Fuel Efficiency for Diagnosis /Notification Service Vehicle"},0,0,0,0,0,0,0,0,0,0,0,0,0,0,0,0,0,0,0,0,0,0,0,0,0,0,1,0,1,0,1,0,0,0,0,0,0,0,0,0,0,0,0,0,0,0,0,0,0,0,0,0,0,0,0,0,0,0,0,0,0,0,0,0,0,0,0,0,0,0,0,0,0,0,0,0,0,0,0,0,0,0,0,0,0,0,0,0,0,0,0,0,0,0,0,0,0,0,0,0,0,0,0,0,0,0,0,0,0,0]
[{"$f":"INDIRECT('Inputs List'!A91)","v":"Number of Meter Reading Operations"},0,0,0,0,0,0,0,0,0,0,0,0,0,0,0,0,0,0,0,0,0,0,0,0,0,0,0,0,0,0,0,0,0,0,0,0,0,0,0,0,0,0,0,0,0,0,0,0,0,0,0,0,0,0,0,0,0,0,0,0,0,0,0,0,0,0,0,0,0,0,0,0,0,0,0,0,1,0,0,0,0,1,0,1,0,0,0,0,0,0,0,0,0,0,0,0,0,0,0,0,0,0,0,0,0,0,0,0,0,0]
[{"$f":"INDIRECT('Inputs List'!A92)","v":"Average Miles Traveled per meter read"},0,0,0,0,0,0,0,0,0,0,0,0,0,0,0,0,0,0,0,0,0,0,0,0,0,0,0,0,0,0,0,0,0,0,0,0,0,0,0,0,0,0,0,0,0,0,0,0,0,0,0,0,0,0,0,0,0,0,0,0,0,0,0,0,0,0,0,0,0,0,0,0,0,0,0,0,1,0,0,0,0,1,0,1,0,0,0,0,0,0,0,0,0,0,0,0,0,0,0,0,0,0,0,0,0,0,0,0,0,0]
[{"$f":"INDIRECT('Inputs List'!A93)","v":"Average Fuel Efficiency for Real-Time Load Measurement/Management Service Vehicle"},0,0,0,0,0,0,0,0,0,0,0,0,0,0,0,0,0,0,0,0,0,0,0,0,0,0,0,0,0,0,0,0,0,0,0,0,0,0,0,0,0,0,0,0,0,0,0,0,0,0,0,0,0,0,0,0,0,0,0,0,0,0,0,0,0,0,0,0,0,0,0,0,0,0,0,0,1,0,0,0,0,1,0,1,0,0,0,0,0,0,0,0,0,0,0,0,0,0,0,0,0,0,0,0,0,0,0,0,0,0]
[{"$f":"INDIRECT('Inputs List'!A94)","v":"kWh of Electricity Consumed by PEVs"},0,0,0,0,0,0,0,0,0,0,0,0,0,0,0,0,0,0,0,0,0,0,0,0,0,0,0,0,0,0,0,0,0,0,0,0,0,0,0,0,0,0,0,0,0,0,0,0,0,0,0,0,0,0,0,0,0,0,0,0,0,0,1,0,0,1,0,1,0,0,0,0,0,0,0,0,0,0,0,0,0,0,0,0,0,0,0,0,0,0,0,0,0,1,0,0,0,0,0,1,0,0,0,0,0,0,0,0,0,1]
[{"$f":"INDIRECT('Inputs List'!A95)","v":"Electricity to Fuel Conversion Factor"},0,0,0,0,0,0,0,0,0,0,0,0,0,0,0,0,0,0,0,0,0,0,0,0,0,0,0,0,0,0,0,0,0,0,0,0,0,0,0,0,0,0,0,0,0,0,0,0,0,0,0,0,0,0,0,0,0,0,0,0,0,0,1,0,0,1,0,1,0,0,0,0,0,0,0,0,0,0,0,0,0,0,0,0,0,0,0,0,0,0,0,0,0,1,0,0,0,0,0,1,0,0,0,0,0,0,0,0,0,1]
[{"$f":"INDIRECT('Inputs List'!A96)","v":"Number of Wide-scale Blackouts"},0,0,0,0,0,0,0,0,0,0,0,0,0,0,0,0,0,0,0,0,0,0,0,0,0,0,0,0,0,0,0,0,0,0,0,0,0,0,0,0,0,0,0,0,0,0,0,0,1,0,0,0,0,0,0,0,0,0,0,0,0,0,0,0,0,0,0,0,0,0,0,0,0,0,0,0,0,0,0,0,0,0,0,0,0,0,0,0,0,0,0,0,0,0,0,0,0,0,0,0,0,0,0,0,0,0,1,0,0,0]
[{"$f":"INDIRECT('Inputs List'!A97)","v":"Estimated Cost of each Wide-scale Blackout"},0,0,0,0,0,0,0,0,0,0,0,0,0,0,0,0,0,0,0,0,0,0,0,0,0,0,0,0,0,0,0,0,0,0,0,0,0,0,0,0,0,0,0,0,0,0,0,0,1,0,0,0,0,0,0,0,0,0,0,0,0,0,0,0,0,0,0,0,0,0,0,0,0,0,0,0,0,0,0,0,0,0,0,0,0,0,0,0,0,0,0,0,0,0,0,0,0,0,0,0,0,0,0,0,0,0,1,0,0,0]
[{"$f":"INDIRECT('Inputs List'!A98)","v":"Capital Carrying Charge of Distribution Upgrade"},0,0,0,0,0,0,0,0,0,0,0,0,0,0,0,0,0,1,0,0,0,0,0,0,0,0,0,0,0,0,0,0,0,1,0,0,0,0,0,0,0,0,0,0,1,0,0,0,0,0,0,0,0,0,0,0,1,0,0,0,0,0,0,0,0,0,0,0,0,0,0,0,0,0,1,0,0,0,0,0,0,0,0,0,0,1,0,0,1,0,0,0,0,0,0,0,0,0,0,0,0,0,0,0,0,0,0,0,0,0]
[{"$f":"INDIRECT('Inputs List'!A99)","v":"Distribution Investment Time Deferred"},0,0,0,0,0,0,0,0,0,0,0,0,0,0,0,0,0,1,0,0,0,0,0,0,0,0,0,0,0,0,0,0,0,1,0,0,0,0,0,0,0,0,0,0,1,0,0,0,0,0,0,0,0,0,0,0,1,0,0,0,0,0,0,0,0,0,0,0,0,0,0,0,0,0,1,0,0,0,0,0,0,0,0,0,0,1,0,0,1,0,0,0,0,0,0,0,0,0,0,0,0,0,0,0,0,0,0,0,0,0]
[{"$f":"INDIRECT('Inputs List'!A100)","v":"SAIDI (Impacted Feeders or Lines)"},0,1,0,0,0,0,1,0,0,0,1,0,0,0,0,0,0,0,0,0,0,0,0,0,0,0,0,0,0,0,0,1,0,0,0,0,0,0,0,0,0,0,0,1,0,0,0,0,0,0,0,0,0,1,0,0,0,0,0,0,0,0,0,0,0,0,0,0,1,0,0,0,0,0,0,0,0,0,0,0,0,0,0,0,1,0,0,0,0,0,0,0,0,0,0,0,0,0,0,0,1,0,0,0,0,0,0,0,0,0]
[{"$f":"INDIRECT('Inputs List'!A101)","v":"CAIDI (Impacted Feeders or Lines)"},0,0,0,0,0,0,0,0,0,0,0,0,0,0,0,0,0,0,0,0,0,0,0,0,0,0,0,0,0,0,0,0,0,0,0,0,0,0,0,0,0,0,0,0,0,0,0,0,0,0,0,0,0,0,0,0,0,0,0,0,0,0,0,0,0,0,0,0,0,0,0,0,0,0,0,0,0,0,0,0,0,0,0,0,0,0,0,0,0,0,0,0,0,0,0,0,0,0,0,0,0,0,0,0,0,0,0,0,0,0]
[{"$f":"INDIRECT('Inputs List'!A102)","v":"MAIFI (Impacted Feeders)"},0,0,0,0,0,0,0,0,0,0,0,0,0,0,0,0,0,0,0,0,0,0,0,0,0,0,0,0,0,0,0,0,0,0,0,0,0,0,0,0,0,0,0,0,0,0,0,0,0,0,1,0,0,0,0,0,0,0,0,0,0,0,0,0,0,0,0,0,0,0,0,0,0,0,0,0,0,0,0,0,0,0,0,0,0,0,0,0,0,0,0,0,0,0,0,0,0,1,0,0,0,0,0,0,0,0,0,0,0,0]
[{"$f":"INDIRECT('Inputs List'!A103)","v":"Total Residential Customers Served on Impacted Feeders (momentary)"},0,0,0,0,0,0,0,0,0,0,0,0,0,0,0,0,0,0,0,0,0,0,0,0,0,0,0,0,0,0,0,0,0,0,0,0,0,0,0,0,0,0,0,0,0,0,0,0,0,0,1,0,0,0,0,0,0,0,0,0,0,0,0,0,0,0,0,0,0,0,0,0,0,0,0,0,0,0,0,0,0,0,0,0,0,0,0,0,0,0,0,0,0,0,0,0,0,1,0,0,0,0,0,0,0,0,0,0,0,0]
[{"$f":"INDIRECT('Inputs List'!A104)","v":"Total Commercial Customers Served on Impacted Feeders (momentary)"},0,0,0,0,0,0,0,0,0,0,0,0,0,0,0,0,0,0,0,0,0,0,0,0,0,0,0,0,0,0,0,0,0,0,0,0,0,0,0,0,0,0,0,0,0,0,0,0,0,0,1,0,0,0,0,0,0,0,0,0,0,0,0,0,0,0,0,0,0,0,0,0,0,0,0,0,0,0,0,0,0,0,0,0,0,0,0,0,0,0,0,0,0,0,0,0,0,1,0,0,0,0,0,0,0,0,0,0,0,0]
[{"$f":"INDIRECT('Inputs List'!A105)","v":"Total Industrial Customers Served on Impacted Feeders (momentary)"},0,0,0,0,0,0,0,0,0,0,0,0,0,0,0,0,0,0,0,0,0,0,0,0,0,0,0,0,0,0,0,0,0,0,0,0,0,0,0,0,0,0,0,0,0,0,0,0,0,0,1,0,0,0,0,0,0,0,0,0,0,0,0,0,0,0,0,0,0,0,0,0,0,0,0,0,0,0,0,0,0,0,0,0,0,0,0,0,0,0,0,0,0,0,0,0,0,1,0,0,0,0,0,0,0,0,0,0,0,0]
[{"$f":"INDIRECT('Inputs List'!A106)","v":"Total Customer Peak Demand"},0,0,0,0,0,0,0,0,0,0,0,0,0,0,0,0,0,0,1,0,0,0,0,0,0,0,0,0,0,0,0,0,0,0,1,0,0,0,0,0,0,0,0,0,0,0,0,0,0,0,0,0,0,0,0,0,0,1,0,0,0,0,0,0,0,0,0,0,0,0,0,0,0,0,0,0,0,0,0,0,0,0,0,0,0,0,0,0,0,1,0,0,0,0,0,0,0,0,0,0,0,0,0,0,0,0,0,0,0,0]
[{"$f":"INDIRECT('Inputs List'!A107)","v":"Average Annual Customer Electricity Usage - Residential"},0,0,0,0,0,0,0,0,0,0,0,0,0,0,0,0,0,0,0,0,0,0,0,0,0,0,0,0,0,0,0,0,0,0,0,0,0,0,0,0,0,0,0,0,0,0,0,0,0,0,0,0,0,0,0,0,0,0,0,0,0,0,0,0,0,0,0,0,0,0,0,0,0,0,0,0,0,0,1,0,0,0,0,0,0,0,0,0,0,0,0,0,0,0,0,0,0,0,0,0,0,0,0,0,0,0,0,0,0,0]
[{"$f":"INDIRECT('Inputs List'!A108)","v":"Average Annual Customer Electricity Usage - Commercial"},0,0,0,0,0,0,0,0,0,0,0,0,0,0,0,0,0,0,0,0,0,0,0,0,0,0,0,0,0,0,0,0,0,0,0,0,0,0,0,0,0,0,0,0,0,0,0,0,0,0,0,0,0,0,0,0,0,0,0,0,0,0,0,0,0,0,0,0,0,0,0,0,0,0,0,0,0,0,1,0,0,0,0,0,0,0,0,0,0,0,0,0,0,0,0,0,0,0,0,0,0,0,0,0,0,0,0,0,0,0]
[{"$f":"INDIRECT('Inputs List'!A109)","v":"Average Annual Customer Electricity Usage - Industrial"},0,0,0,0,0,0,0,0,0,0,0,0,0,0,0,0,0,0,0,0,0,0,0,0,0,0,0,0,0,0,0,0,0,0,0,0,0,0,0,0,0,0,0,0,0,0,0,0,0,0,0,0,0,0,0,0,0,0,0,0,0,0,0,0,0,0,0,0,0,0,0,0,0,0,0,0,0,0,1,0,0,0,0,0,0,0,0,0,0,0,0,0,0,0,0,0,0,0,0,0,0,0,0,0,0,0,0,0,0,0]
[{"$f":"INDIRECT('Inputs List'!A110)","v":"Average Hourly Load Not Served During Outage per Customer - Residential"},0,1,0,0,0,0,1,0,1,0,1,0,0,0,0,0,0,0,0,0,0,0,0,0,0,0,0,0,0,0,0,1,0,0,0,0,0,0,0,0,0,0,0,1,0,0,0,0,0,0,0,0,0,1,0,0,0,0,0,0,0,0,0,0,0,0,0,0,1,0,0,0,0,0,0,0,0,0,0,1,0,0,0,0,1,0,0,1,0,0,0,0,0,0,0,0,0,0,0,0,1,0,0,0,0,1,0,0,0,0]
[{"$f":"INDIRECT('Inputs List'!A111)","v":"Average Hourly Load Not Served During Outage per Customer - Commercial"},0,1,0,0,0,0,1,0,1,0,1,0,0,0,0,0,0,0,0,0,0,0,0,0,0,0,0,0,0,0,0,1,0,0,0,0,0,0,0,0,0,0,0,1,0,0,0,0,0,0,0,0,0,1,0,0,0,0,0,0,0,0,0,0,0,0,0,0,1,0,0,0,0,0,0,0,0,0,0,1,0,0,0,0,1,0,0,1,0,0,0,0,0,0,0,0,0,0,0,0,1,0,0,0,0,1,0,0,0,0]
[{"$f":"INDIRECT('Inputs List'!A112)","v":"Average Hourly Load Not Served During Outage per Customer - Industrial"},0,1,0,0,0,0,1,0,1,0,1,0,0,0,0,0,0,0,0,0,0,0,0,0,0,0,0,0,0,0,0,1,0,0,0,0,0,0,0,0,0,0,0,1,0,0,0,0,0,0,0,0,0,1,0,0,0,0,0,0,0,0,0,0,0,0,0,0,1,0,0,0,0,0,0,0,0,0,0,1,0,0,0,0,1,0,0,1,0,0,0,0,0,0,0,0,0,0,0,0,1,0,0,0,0,1,0,0,0,0]

{"sheet":"Population and Tariff Entry","index":18,"n_rows":8811,"n_cols":30,"rows_kept":4500,"cut":true,"hidden":true,"merged":[[2,1,2,7],[41,2,41,8],[9,2,9,7]],"bounds":{"rows_first":2000,"rows_last":500,"rows_between":2000,"halvings":0}}
[]
[null,"DIM Step I :  Number of Customers, and Electricity Tariff Data"]
[null,"Directions: In the outlined section below the user should enter the appropriate electricity tariff and customer population data. The user should refer to the detailed directions in the section below for instruction on how to enter data. If pasting data from another source into these tables please use the \"Paste Value\" function to avoid changing cell formatting or pasting formulas. Once all data has been entered click the button below to finish this step and return to the DIM Main Page. After finishing this step a new page will become visible which contains all of the data entered in this step, the user can view this page to review all data entered in this step."]
[]
[]
[]
[]
[]
[]
[null,null,"In this section the user should enter electricity tariff rates and information about the number of customers served. For Table 1 at least one energy rate must be entered for each customer class and at least one demand charge must be entered for the commercial and industrial customer class. If there is no demand charge for a certain customer class a zero should be entered in the Average Demand Charge column of Table 1. Similarly for Table 2, a number must be entered for at least one sub-class for each customer class; if there are no customers served for a certain class a zero should be entered. Once the appropriate data has been entered in Tables 1 and 2 click the \"Submit Rate and Number of Customers Served Data\" button below to submit and store the entries."]
[]
[null,null,{"$f":"\"Table 1: Electricity Rates by Customer Class in \"&proj_start_yr","v":"Table 1: Electricity Rates by Customer Class in "},null,null,null,{"$f":"\"Table 2: Number of Customeres Served by Class in \"&proj_start_yr","v":"Table 2: Number of Customeres Served by Class in "}]
[null,null,null,"Average Energy Rate ($/kWh)","Average Demand Charge ($/kW-month)",null,null,"Customers Served"]
[null,null,"Residential Customer Class",null,null,null,"Residential Customer Class",null,null,null,null,null,null,null,null,null,null,null,null,null,null,null,null,null,null,"Population Data for Weighted Averages"]
[null,null,"Residential Rate Sub-Class 1",null,null,null,"Residential Rate Sub-Class 1",null,null,null,null,null,null,null,null,null,null,null,null,null,null,null,null,null,null,{"$f":"customer_entry_res1","v":0},{"$f":"H16","v":0},{"$f":"H17","v":0},{"$f":"H18","v":0},{"$f":"H19","v":0}]
[null,null,"Residential Rate Sub-Class 2",null,null,null,"Residential Rate Sub-Class 2"]
[null,null,"Residential Rate Sub-Class 3",null,null,null,"Residential Rate Sub-Class 3"]
[null,null,"Residential Rate Sub-Class 4",null,null,null,"Residential Rate Sub-Class 4"]
[null,null,"Residential Rate Sub-Class 5",null,null,null,"Residential Rate Sub-Class 5"]
[null,null,"Average Residential Rate",{"$f":"IFERROR(IF(SUMPRODUCT(D15:D19,numcust_data_allres/H20)=0,\"\",SUMPRODUCT(D15:D19,numcust_data_allres/H20)),\"\")","v":""},{"$f":"IF(ISERROR(AVERAGE(E15:E19)),\"\",AVERAGE(E15:E19))","v":""},null,"All Residential Classes",{"$f":"SUM(H15:H19)","v":0}]
[null,null,"Commercial Customer Class",null,null,null,"Commercial Customer Class"]
[null,null,"Commercial Rate Sub-Class 1",null,null,null,"Commercial Rate Sub-Class 1",null,null,null,null,null,null,null,null,null,null,null,null,null,null,null,null,null,null,{"$f":"customer_entry_com1","v":0},{"$f":"H23","v":0},{"$f":"H24","v":0},{"$f":"H25","v":0},{"$f":"H26","v":0}]
[null,null,"Commercial Rate Sub-Class 2",null,null,null,"Commercial Rate Sub-Class 2"]
[null,null,"Commercial Rate Sub-Class 3",null,null,null,"Commercial Rate Sub-Class 3"]
[null,null,"Commercial Rate Sub-Class 4",null,null,null,"Commercial Rate Sub-Class 4"]
[null,null,"Commercial Rate Sub-Class 5",null,null,null,"Commercial Rate Sub-Class 5"]
[null,null,"Average Commercial Rate",{"$f":"IFERROR(IF(SUMPRODUCT(D22:D26,numcust_data_allcom/H27)=0,\"\",SUMPRODUCT(D22:D26,numcust_data_allcom/H27)),\"\")","v":""},{"$f":"IF(ISERROR(AVERAGE(E22:E26)),\"\",AVERAGE(E22:E26))","v":""},null,"All Commercial Classes",{"$f":"SUM(H22:H26)","v":0}]
[null,null,"Industrial Customer Class",null,null,null,"Industrial Customer Class"]
[null,null,"Industrial Sub-Class 1",null,null,null,"Industrial Sub-Class 1",null,null,null,null,null,null,null,null,null,null,null,null,null,null,null,null,null,null,{"$f":"customer_entry_ind1","v":0},{"$f":"H30","v":0},{"$f":"H31","v":0},{"$f":"H32","v":0},{"$f":"H33","v":0}]
[null,null,"Industrial Sub-Class 2",null,null,null,"Industrial Sub-Class 2"]
[null,null,"Industrial Sub-Class 3",null,null,null,"Industrial Sub-Class 3"]
[null,null,"Industrial Sub-Class 4",null,null,null,"Industrial Sub-Class 4"]
[null,null,"Industrial Sub-Class 5",null,null,null,"Industrial Sub-Class 5"]
[null,null,"Average Industrial Rate",{"$f":"IFERROR(IF(SUMPRODUCT(D29:D33,numcust_data_allind/H34)=0,\"\",SUMPRODUCT(D29:D33,numcust_data_allind/H34)),\"\")","v":""},{"$f":"IF(ISERROR(AVERAGE(E29:E33)),\"\",AVERAGE(E29:E33))","v":""},null,"All Industrial Classes",{"$f":"SUM(H29:H33)","v":0}]
[null,null,"Average Retail Electricity Rate",{"$f":"IF(ISERROR(AVERAGE(D34,D27,D20)),\"\",AVERAGE(D34,D27,D20))","v":""},{"$f":"IF(ISERROR(AVERAGE(E34,E27,E20)),\"\",AVERAGE(E34,E27,E20))","v":""},null,"All Customer Classes",{"$f":"SUM(H34,H27,H20)","v":0}]
[]
[]
[]
[]
[]
[]
[null,null,"In this section the user should input average hourly customer load curves (kW). The user may input up to 5 typical load curves per customer class. Before keying in data select a data entry year using the drop down box below. Five years of baseline data and at least one year of project data must be entered before finishing this step in the PDIM. Once the data is keyed in for a particular entry year click the \"Submit Load Curve Data\" button to submit and store the data. Then select another entry year and repeat until all load curve data is submitted and stored. \nIf load curve data is not available, sample load curves can be used by selecting an entry year and clicking the \"Use Sample Load Curve Data\" button. This will populate the table with sample load curves which can then be submitted and stored per usual by clicking the \"Submit Load Curve Data\" button. These sample load curves are not based on the project service territory and should therefore be used only for illustrative purposes.\nFinally, for convenience a single set of load curves can be submitted and stored for all baseline years by keying in the data and then clicking the \"Use Data Below for all Baseline Entries\" button. This feature should only be used if it is reasonable to assume baseline customer usage would not have changed significantly over the next five years."]
[]
[]
[]
[]
[null,null,"Entry Year",null,{"$f":"VLOOKUP(load_curve_entry_yr,W52:X63,2,FALSE)","v":"y_0"}]
[]
[null,null,null,"RESIDENTIAL CUSTOMER CLASSES",null,null,null,null,null,"COMMERCIAL CUSTOMER CLASSES",null,null,null,null,null,"INDUSTRIAL CUSTOMER CLASSES"]
[null,null,{"$f":"\"Data Entry Year: \"&load_curve_entry_yr","v":"Data Entry Year: "},"Residential Sub-Class 1 (kW)","Residential Sub-Class 2 (kW)","Residential Sub-Class 3 (kW)","Residential Sub-Class 4 (kW)","Residential Sub-Class 5 (kW)","Weighted Average of Residential Sub-Classes (kW)","Commercial Sub-Class 1 (kW)","Commercial Sub-Class 2 (kW)","Commercial Sub-Class 3 (kW)","Commercial Sub-Class 4 (kW)","Commercial Sub-Class 5 (kW)","Weighted Average of Commercial Sub-Classes (kW)","Industrial Sub-Class 1 (kW)","Industrial Sub-Class 2 (kW)","Industrial Sub-Class 3 (kW)","Industrial Sub-Class 4 (kW)","Industrial Sub-Class 5 (kW)","Weighted Average of Industrial Sub-Classes (kW)"]
[null,null,"HOUR IN THE YEAR (HR)"]
[null,null,1,null,null,null,null,null,{"$f":"IF(SUMPRODUCT(D52:H52,$Z$15:$AD$15/$H$20)=0,\"\",SUMPRODUCT(D52:H52,$Z$15:$AD$15/$H$20))","v":{"$error":"#DIV/0!"}},null,null,null,null,null,{"$f":"IF(SUMPRODUCT(J52:N52,$Z$22:$AD$22/$H$27)=0,\"\",SUMPRODUCT(J52:N52,$Z$22:$AD$22/$H$27))","v":{"$error":"#DIV/0!"}},null,null,null,null,null,{"$f":"IF(SUMPRODUCT(P52:T52,$Z$29:$AD$29/$H$34)=0,\"\",SUMPRODUCT(P52:T52,$Z$29:$AD$29/$H$34))","v":{"$error":"#DIV/0!"}},null,{"$f":"\"Baseline \" & proj_start_yr","v":"Baseline "},"base0"]
[null,null,2,null,null,null,null,null,{"$f":"IF(SUMPRODUCT(D53:H53,$Z$15:$AD$15/$H$20)=0,\"\",SUMPRODUCT(D53:H53,$Z$15:$AD$15/$H$20))","v":{"$error":"#DIV/0!"}},null,null,null,null,null,{"$f":"IF(SUMPRODUCT(J53:N53,$Z$22:$AD$22/$H$27)=0,\"\",SUMPRODUCT(J53:N53,$Z$22:$AD$22/$H$27))","v":{"$error":"#DIV/0!"}},null,null,null,null,null,{"$f":"IF(SUMPRODUCT(P53:T53,$Z$29:$AD$29/$H$34)=0,\"\",SUMPRODUCT(P53:T53,$Z$29:$AD$29/$H$34))","v":{"$error":"#DIV/0!"}},null,{"$f":"\"Baseline \" & proj_start_yr+1","v":"Baseline 1"},"base1"]
[null,null,3,null,null,null,null,null,{"$f":"IF(SUMPRODUCT(D54:H54,$Z$15:$AD$15/$H$20)=0,\"\",SUMPRODUCT(D54:H54,$Z$15:$AD$15/$H$20))","v":{"$error":"#DIV/0!"}},null,null,null,null,null,{"$f":"IF(SUMPRODUCT(J54:N54,$Z$22:$AD$22/$H$27)=0,\"\",SUMPRODUCT(J54:N54,$Z$22:$AD$22/$H$27))","v":{"$error":"#DIV/0!"}},null,null,null,null,null,{"$error":"#DIV/0!"},null,{"$f":"\"Baseline \" & proj_start_yr+2","v":"Baseline 2"},"base2"]
[null,null,4,null,null,null,null,null,{"$error":"#DIV/0!"},null,null,null,null,null,{"$error":"#DIV/0!"},null,null,null,null,null,{"$error":"#DIV/0!"},null,{"$f":"\"Baseline \" & proj_start_yr+3","v":"Baseline 3"},"base3"]
[null,null,5,null,null,null,null,null,{"$error":"#DIV/0!"},null,null,null,null,null,{"$error":"#DIV/0!"},null,null,null,null,null,{"$error":"#DIV/0!"},null,{"$f":"\"Baseline \" & proj_start_yr+4","v":"Baseline 4"},"base4"]
[null,null,6,null,null,null,null,null,{"$error":"#DIV/0!"},null,null,null,null,null,{"$f":"IF(SUMPRODUCT(J57:N57,$Z$22:$AD$22/$H$27)=0,\"\",SUMPRODUCT(J57:N57,$Z$22:$AD$22/$H$27))","v":{"$error":"#DIV/0!"}},null,null,null,null,null,{"$error":"#DIV/0!"},null,{"$f":"proj_start_yr","v":0},"y_0"]
[null,null,7,null,null,null,null,null,{"$error":"#DIV/0!"},null,null,null,null,null,{"$error":"#DIV/0!"},null,null,null,null,null,{"$error":"#DIV/0!"},null,{"$f":"W57+1","v":1},"y_1"]
[null,null,8,null,null,null,null,null,{"$error":"#DIV/0!"},null,null,null,null,null,{"$error":"#DIV/0!"},null,null,null,null,null,{"$error":"#DIV/0!"},null,{"$f":"W58+1","v":2},"y_2"]
[null,null,9,null,null,null,null,null,{"$error":"#DIV/0!"},null,null,null,null,null,{"$error":"#DIV/0!"},null,null,null,null,null,{"$error":"#DIV/0!"},null,{"$f":"W59+1","v":3},"y_3"]
[null,null,10,null,null,null,null,null,{"$error":"#DIV/0!"},null,null,null,null,null,{"$error":"#DIV/0!"},null,null,null,null,null,{"$error":"#DIV/0!"},null,{"$f":"W60+1","v":4},"y_4"]
[null,null,11,null,null,null,null,null,{"$error":"#DIV/0!"},null,null,null,null,null,{"$error":"#DIV/0!"},null,null,null,null,null,{"$error":"#DIV/0!"}]
[null,null,12,null,null,null,null,null,{"$error":"#DIV/0!"},null,null,null,null,null,{"$error":"#DIV/0!"},null,null,null,null,null,{"$error":"#DIV/0!"}]
[null,null,13,null,null,null,null,null,{"$error":"#DIV/0!"},null,null,null,null,null,{"$error":"#DIV/0!"},null,null,null,null,null,{"$error":"#DIV/0!"}]
[null,null,14,null,null,null,null,null,{"$error":"#DIV/0!"},null,null,null,null,null,{"$error":"#DIV/0!"},null,null,null,null,null,{"$error":"#DIV/0!"}]
[null,null,15,null,null,null,null,null,{"$error":"#DIV/0!"},null,null,null,null,null,{"$error":"#DIV/0!"},null,null,null,null,null,{"$error":"#DIV/0!"}]
[null,null,16,null,null,null,null,null,{"$error":"#DIV/0!"},null,null,null,null,null,{"$error":"#DIV/0!"},null,null,null,null,null,{"$error":"#DIV/0!"}]
[null,null,17,null,null,null,null,null,{"$error":"#DIV/0!"},null,null,null,null,null,{"$error":"#DIV/0!"},null,null,null,null,null,{"$error":"#DIV/0!"}]
[null,null,18,null,null,null,null,null,{"$error":"#DIV/0!"},null,null,null,null,null,{"$error":"#DIV/0!"},null,null,null,null,null,{"$error":"#DIV/0!"}]
[null,null,19,null,null,null,null,null,{"$error":"#DIV/0!"},null,null,null,null,null,{"$error":"#DIV/0!"},null,null,null,null,null,{"$error":"#DIV/0!"}]
[null,null,20,null,null,null,null,null,{"$error":"#DIV/0!"},null,null,null,null,null,{"$error":"#DIV/0!"},null,null,null,null,null,{"$error":"#DIV/0!"}]
[null,null,21,null,null,null,null,null,{"$error":"#DIV/0!"},null,null,null,null,null,{"$error":"#DIV/0!"},null,null,null,null,null,{"$error":"#DIV/0!"}]
[null,null,22,null,null,null,null,null,{"$error":"#DIV/0!"},null,null,null,null,null,{"$error":"#DIV/0!"},null,null,null,null,null,{"$error":"#DIV/0!"}]
[null,null,23,null,null,null,null,null,{"$error":"#DIV/0!"},null,null,null,null,null,{"$error":"#DIV/0!"},null,null,null,null,null,{"$error":"#DIV/0!"}]
[null,null,24,null,null,null,null,null,{"$error":"#DIV/0!"},null,null,null,null,null,{"$error":"#DIV/0!"},null,null,null,null,null,{"$error":"#DIV/0!"}]
[null,null,25,null,null,null,null,null,{"$error":"#DIV/0!"},null,null,null,null,null,{"$error":"#DIV/0!"},null,null,null,null,null,{"$error":"#DIV/0!"}]
[null,null,26,null,null,null,null,null,{"$error":"#DIV/0!"},null,null,null,null,null,{"$error":"#DIV/0!"},null,null,null,null,null,{"$error":"#DIV/0!"}]
[null,null,27,null,null,null,null,null,{"$error":"#DIV/0!"},null,null,null,null,null,{"$error":"#DIV/0!"},null,null,null,null,null,{"$error":"#DIV/0!"}]
[null,null,28,null,null,null,null,null,{"$error":"#DIV/0!"},null,null,null,null,null,{"$error":"#DIV/0!"},null,null,null,null,null,{"$error":"#DIV/0!"}]
[null,null,29,null,null,null,null,null,{"$error":"#DIV/0!"},null,null,null,null,null,{"$error":"#DIV/0!"},null,null,null,null,null,{"$error":"#DIV/0!"}]
[null,null,30,null,null,null,null,null,{"$error":"#DIV/0!"},null,null,null,null,null,{"$error":"#DIV/0!"},null,null,null,null,null,{"$error":"#DIV/0!"}]
[null,null,31,null,null,null,null,null,{"$error":"#DIV/0!"},null,null,null,null,null,{"$error":"#DIV/0!"},null,null,null,null,null,{"$error":"#DIV/0!"}]
[null,null,32,null,null,null,null,null,{"$error":"#DIV/0!"},null,null,null,null,null,{"$error":"#DIV/0!"},null,null,null,null,null,{"$error":"#DIV/0!"}]
[null,null,33,null,null,null,null,null,{"$error":"#DIV/0!"},null,null,null,null,null,{"$error":"#DIV/0!"},null,null,null,null,null,{"$error":"#DIV/0!"}]
[null,null,34,null,null,null,null,null,{"$error":"#DIV/0!"},null,null,null,null,null,{"$error":"#DIV/0!"},null,null,null,null,null,{"$error":"#DIV/0!"}]
[null,null,35,null,null,null,null,null,{"$error":"#DIV/0!"},null,null,null,null,null,{"$error":"#DIV/0!"},null,null,null,null,null,{"$error":"#DIV/0!"}]
[null,null,36,null,null,null,null,null,{"$error":"#DIV/0!"},null,null,null,null,null,{"$error":"#DIV/0!"},null,null,null,null,null,{"$error":"#DIV/0!"}]
[null,null,37,null,null,null,null,null,{"$error":"#DIV/0!"},null,null,null,null,null,{"$error":"#DIV/0!"},null,null,null,null,null,{"$error":"#DIV/0!"}]
[null,null,38,null,null,null,null,null,{"$error":"#DIV/0!"},null,null,null,null,null,{"$error":"#DIV/0!"},null,null,null,null,null,{"$error":"#DIV/0!"}]
[null,null,39,null,null,null,null,null,{"$error":"#DIV/0!"},null,null,null,null,null,{"$error":"#DIV/0!"},null,null,null,null,null,{"$error":"#DIV/0!"}]
[null,null,40,null,null,null,null,null,{"$error":"#DIV/0!"},null,null,null,null,null,{"$error":"#DIV/0!"},null,null,null,null,null,{"$error":"#DIV/0!"}]
[null,null,41,null,null,null,null,null,{"$error":"#DIV/0!"},null,null,null,null,null,{"$error":"#DIV/0!"},null,null,null,null,null,{"$error":"#DIV/0!"}]
[null,null,42,null,null,null,null,null,{"$error":"#DIV/0!"},null,null,null,null,null,{"$error":"#DIV/0!"},null,null,null,null,null,{"$error":"#DIV/0!"}]
[null,null,43,null,null,null,null,null,{"$error":"#DIV/0!"},null,null,null,null,null,{"$error":"#DIV/0!"},null,null,null,null,null,{"$error":"#DIV/0!"}]
[null,null,44,null,null,null,null,null,{"$error":"#DIV/0!"},null,null,null,null,null,{"$error":"#DIV/0!"},null,null,null,null,null,{"$error":"#DIV/0!"}]
[null,null,45,null,null,null,null,null,{"$error":"#DIV/0!"},null,null,null,null,null,{"$error":"#DIV/0!"},null,null,null,null,null,{"$error":"#DIV/0!"}]
[null,null,46,null,null,null,null,null,{"$error":"#DIV/0!"},null,null,null,null,null,{"$error":"#DIV/0!"},null,null,null,null,null,{"$error":"#DIV/0!"}]
[null,null,47,null,null,null,null,null,{"$error":"#DIV/0!"},null,null,null,null,null,{"$error":"#DIV/0!"},null,null,null,null,null,{"$error":"#DIV/0!"}]
[null,null,48,null,null,null,null,null,{"$error":"#DIV/0!"},null,null,null,null,null,{"$error":"#DIV/0!"},null,null,null,null,null,{"$error":"#DIV/0!"}]
[null,null,49,null,null,null,null,null,{"$error":"#DIV/0!"},null,null,null,null,null,{"$error":"#DIV/0!"},null,null,null,null,null,{"$error":"#DIV/0!"}]
[null,null,50,null,null,null,null,null,{"$error":"#DIV/0!"},null,null,null,null,null,{"$error":"#DIV/0!"},null,null,null,null,null,{"$error":"#DIV/0!"}]
[null,null,51,null,null,null,null,null,{"$error":"#DIV/0!"},null,null,null,null,null,{"$error":"#DIV/0!"},null,null,null,null,null,{"$error":"#DIV/0!"}]
[null,null,52,null,null,null,null,null,{"$error":"#DIV/0!"},null,null,null,null,null,{"$error":"#DIV/0!"},null,null,null,null,null,{"$error":"#DIV/0!"}]
[null,null,53,null,null,null,null,null,{"$error":"#DIV/0!"},null,null,null,null,null,{"$error":"#DIV/0!"},null,null,null,null,null,{"$error":"#DIV/0!"}]
[null,null,54,null,null,null,null,null,{"$error":"#DIV/0!"},null,null,null,null,null,{"$error":"#DIV/0!"},null,null,null,null,null,{"$error":"#DIV/0!"}]
[null,null,55,null,null,null,null,null,{"$error":"#DIV/0!"},null,null,null,null,null,{"$error":"#DIV/0!"},null,null,null,null,null,{"$error":"#DIV/0!"}]
[null,null,56,null,null,null,null,null,{"$error":"#DIV/0!"},null,null,null,null,null,{"$error":"#DIV/0!"},null,null,null,null,null,{"$error":"#DIV/0!"}]
[null,null,57,null,null,null,null,null,{"$error":"#DIV/0!"},null,null,null,null,null,{"$error":"#DIV/0!"},null,null,null,null,null,{"$error":"#DIV/0!"}]
[null,null,58,null,null,null,null,null,{"$error":"#DIV/0!"},null,null,null,null,null,{"$error":"#DIV/0!"},null,null,null,null,null,{"$error":"#DIV/0!"}]
[null,null,59,null,null,null,null,null,{"$error":"#DIV/0!"},null,null,null,null,null,{"$error":"#DIV/0!"},null,null,null,null,null,{"$error":"#DIV/0!"}]
[null,null,60,null,null,null,null,null,{"$error":"#DIV/0!"},null,null,null,null,null,{"$error":"#DIV/0!"},null,null,null,null,null,{"$error":"#DIV/0!"}]
[null,null,61,null,null,null,null,null,{"$error":"#DIV/0!"},null,null,null,null,null,{"$error":"#DIV/0!"},null,null,null,null,null,{"$error":"#DIV/0!"}]
[null,null,62,null,null,null,null,null,{"$error":"#DIV/0!"},null,null,null,null,null,{"$error":"#DIV/0!"},null,null,null,null,null,{"$error":"#DIV/0!"}]
[null,null,63,null,null,null,null,null,{"$error":"#DIV/0!"},null,null,null,null,null,{"$error":"#DIV/0!"},null,null,null,null,null,{"$error":"#DIV/0!"}]
[null,null,64,null,null,null,null,null,{"$error":"#DIV/0!"},null,null,null,null,null,{"$error":"#DIV/0!"},null,null,null,null,null,{"$error":"#DIV/0!"}]
[null,null,65,null,null,null,null,null,{"$error":"#DIV/0!"},null,null,null,null,null,{"$error":"#DIV/0!"},null,null,null,null,null,{"$error":"#DIV/0!"}]
[null,null,66,null,null,null,null,null,{"$f":"IF(SUMPRODUCT(D117:H117,$Z$15:$AD$15/$H$20)=0,\"\",SUMPRODUCT(D117:H117,$Z$15:$AD$15/$H$20))","v":{"$error":"#DIV/0!"}},null,null,null,null,null,{"$f":"IF(SUMPRODUCT(J117:N117,$Z$22:$AD$22/$H$27)=0,\"\",SUMPRODUCT(J117:N117,$Z$22:$AD$22/$H$27))","v":{"$error":"#DIV/0!"}},null,null,null,null,null,{"$f":"IF(SUMPRODUCT(P117:T117,$Z$29:$AD$29/$H$34)=0,\"\",SUMPRODUCT(P117:T117,$Z$29:$AD$29/$H$34))","v":{"$error":"#DIV/0!"}}]
[null,null,67,null,null,null,null,null,{"$error":"#DIV/0!"},null,null,null,null,null,{"$error":"#DIV/0!"},null,null,null,null,null,{"$error":"#DIV/0!"}]
[null,null,68,null,null,null,null,null,{"$error":"#DIV/0!"},null,null,null,null,null,{"$error":"#DIV/0!"},null,null,null,null,null,{"$error":"#DIV/0!"}]
[null,null,69,null,null,null,null,null,{"$error":"#DIV/0!"},null,null,null,null,null,{"$error":"#DIV/0!"},null,null,null,null,null,{"$error":"#DIV/0!"}]
[null,null,70,null,null,null,null,null,{"$error":"#DIV/0!"},null,null,null,null,null,{"$error":"#DIV/0!"},null,null,null,null,null,{"$error":"#DIV/0!"}]
[null,null,71,null,null,null,null,null,{"$error":"#DIV/0!"},null,null,null,null,null,{"$error":"#DIV/0!"},null,null,null,null,null,{"$error":"#DIV/0!"}]
[null,null,72,null,null,null,null,null,{"$error":"#DIV/0!"},null,null,null,null,null,{"$error":"#DIV/0!"},null,null,null,null,null,{"$error":"#DIV/0!"}]
[null,null,73,null,null,null,null,null,{"$error":"#DIV/0!"},null,null,null,null,null,{"$error":"#DIV/0!"},null,null,null,null,null,{"$error":"#DIV/0!"}]
[null,null,74,null,null,null,null,null,{"$error":"#DIV/0!"},null,null,null,null,null,{"$error":"#DIV/0!"},null,null,null,null,null,{"$error":"#DIV/0!"}]
[null,null,75,null,null,null,null,null,{"$error":"#DIV/0!"},null,null,null,null,null,{"$error":"#DIV/0!"},null,null,null,null,null,{"$error":"#DIV/0!"}]
[null,null,76,null,null,null,null,null,{"$error":"#DIV/0!"},null,null,null,null,null,{"$error":"#DIV/0!"},null,null,null,null,null,{"$error":"#DIV/0!"}]
[null,null,77,null,null,null,null,null,{"$error":"#DIV/0!"},null,null,null,null,null,{"$error":"#DIV/0!"},null,null,null,null,null,{"$error":"#DIV/0!"}]
[null,null,78,null,null,null,null,null,{"$error":"#DIV/0!"},null,null,null,null,null,{"$error":"#DIV/0!"},null,null,null,null,null,{"$error":"#DIV/0!"}]
[null,null,79,null,null,null,null,null,{"$error":"#DIV/0!"},null,null,null,null,null,{"$error":"#DIV/0!"},null,null,null,null,null,{"$error":"#DIV/0!"}]
[null,null,80,null,null,null,null,null,{"$error":"#DIV/0!"},null,null,null,null,null,{"$error":"#DIV/0!"},null,null,null,null,null,{"$error":"#DIV/0!"}]
[null,null,81,null,null,null,null,null,{"$error":"#DIV/0!"},null,null,null,null,null,{"$error":"#DIV/0!"},null,null,null,null,null,{"$error":"#DIV/0!"}]
[null,null,82,null,null,null,null,null,{"$error":"#DIV/0!"},null,null,null,null,null,{"$error":"#DIV/0!"},null,null,null,null,null,{"$error":"#DIV/0!"}]
[null,null,83,null,null,null,null,null,{"$error":"#DIV/0!"},null,null,null,null,null,{"$error":"#DIV/0!"},null,null,null,null,null,{"$error":"#DIV/0!"}]
[null,null,84,null,null,null,null,null,{"$error":"#DIV/0!"},null,null,null,null,null,{"$error":"#DIV/0!"},null,null,null,null,null,{"$error":"#DIV/0!"}]
[null,null,85,null,null,null,null,null,{"$error":"#DIV/0!"},null,null,null,null,null,{"$error":"#DIV/0!"},null,null,null,null,null,{"$error":"#DIV/0!"}]
[null,null,86,null,null,null,null,null,{"$error":"#DIV/0!"},null,null,null,null,null,{"$error":"#DIV/0!"},null,null,null,null,null,{"$error":"#DIV/0!"}]
[null,null,87,null,null,null,null,null,{"$error":"#DIV/0!"},null,null,null,null,null,{"$error":"#DIV/0!"},null,null,null,null,null,{"$error":"#DIV/0!"}]
[null,null,88,null,null,null,null,null,{"$error":"#DIV/0!"},null,null,null,null,null,{"$error":"#DIV/0!"},null,null,null,null,null,{"$error":"#DIV/0!"}]
[null,null,89,null,null,null,null,null,{"$error":"#DIV/0!"},null,null,null,null,null,{"$error":"#DIV/0!"},null,null,null,null,null,{"$error":"#DIV/0!"}]
[null,null,90,null,null,null,null,null,{"$error":"#DIV/0!"},null,null,null,null,null,{"$error":"#DIV/0!"},null,null,null,null,null,{"$error":"#DIV/0!"}]
[null,null,91,null,null,null,null,null,{"$error":"#DIV/0!"},null,null,null,null,null,{"$error":"#DIV/0!"},null,null,null,null,null,{"$error":"#DIV/0!"}]
[null,null,92,null,null,null,null,null,{"$error":"#DIV/0!"},null,null,null,null,null,{"$error":"#DIV/0!"},null,null,null,null,null,{"$error":"#DIV/0!"}]
[null,null,93,null,null,null,null,null,{"$error":"#DIV/0!"},null,null,null,null,null,{"$error":"#DIV/0!"},null,null,null,null,null,{"$error":"#DIV/0!"}]
[null,null,94,null,null,null,null,null,{"$error":"#DIV/0!"},null,null,null,null,null,{"$error":"#DIV/0!"},null,null,null,null,null,{"$error":"#DIV/0!"}]
[null,null,95,null,null,null,null,null,{"$error":"#DIV/0!"},null,null,null,null,null,{"$error":"#DIV/0!"},null,null,null,null,null,{"$error":"#DIV/0!"}]
[null,null,96,null,null,null,null,null,{"$error":"#DIV/0!"},null,null,null,null,null,{"$error":"#DIV/0!"},null,null,null,null,null,{"$error":"#DIV/0!"}]
[null,null,97,null,null,null,null,null,{"$error":"#DIV/0!"},null,null,null,null,null,{"$error":"#DIV/0!"},null,null,null,null,null,{"$error":"#DIV/0!"}]
[null,null,98,null,null,null,null,null,{"$error":"#DIV/0!"},null,null,null,null,null,{"$error":"#DIV/0!"},null,null,null,null,null,{"$error":"#DIV/0!"}]
[null,null,99,null,null,null,null,null,{"$error":"#DIV/0!"},null,null,null,null,null,{"$error":"#DIV/0!"},null,null,null,null,null,{"$error":"#DIV/0!"}]
[null,null,100,null,null,null,null,null,{"$error":"#DIV/0!"},null,null,null,null,null,{"$error":"#DIV/0!"},null,null,null,null,null,{"$error":"#DIV/0!"}]
[null,null,101,null,null,null,null,null,{"$error":"#DIV/0!"},null,null,null,null,null,{"$error":"#DIV/0!"},null,null,null,null,null,{"$error":"#DIV/0!"}]
[null,null,102,null,null,null,null,null,{"$error":"#DIV/0!"},null,null,null,null,null,{"$error":"#DIV/0!"},null,null,null,null,null,{"$error":"#DIV/0!"}]
[null,null,103,null,null,null,null,null,{"$error":"#DIV/0!"},null,null,null,null,null,{"$error":"#DIV/0!"},null,null,null,null,null,{"$error":"#DIV/0!"}]
[null,null,104,null,null,null,null,null,{"$error":"#DIV/0!"},null,null,null,null,null,{"$error":"#DIV/0!"},null,null,null,null,null,{"$error":"#DIV/0!"}]
[null,null,105,null,null,null,null,null,{"$error":"#DIV/0!"},null,null,null,null,null,{"$error":"#DIV/0!"},null,null,null,null,null,{"$error":"#DIV/0!"}]
[null,null,106,null,null,null,null,null,{"$error":"#DIV/0!"},null,null,null,null,null,{"$error":"#DIV/0!"},null,null,null,null,null,{"$error":"#DIV/0!"}]
[null,null,107,null,null,null,null,null,{"$error":"#DIV/0!"},null,null,null,null,null,{"$error":"#DIV/0!"},null,null,null,null,null,{"$error":"#DIV/0!"}]
[null,null,108,null,null,null,null,null,{"$error":"#DIV/0!"},null,null,null,null,null,{"$error":"#DIV/0!"},null,null,null,null,null,{"$error":"#DIV/0!"}]
[null,null,109,null,null,null,null,null,{"$error":"#DIV/0!"},null,null,null,null,null,{"$error":"#DIV/0!"},null,null,null,null,null,{"$error":"#DIV/0!"}]
[null,null,110,null,null,null,null,null,{"$error":"#DIV/0!"},null,null,null,null,null,{"$error":"#DIV/0!"},null,null,null,null,null,{"$error":"#DIV/0!"}]
[null,null,111,null,null,null,null,null,{"$error":"#DIV/0!"},null,null,null,null,null,{"$error":"#DIV/0!"},null,null,null,null,null,{"$error":"#DIV/0!"}]
[null,null,112,null,null,null,null,null,{"$error":"#DIV/0!"},null,null,null,null,null,{"$error":"#DIV/0!"},null,null,null,null,null,{"$error":"#DIV/0!"}]
[null,null,113,null,null,null,null,null,{"$error":"#DIV/0!"},null,null,null,null,null,{"$error":"#DIV/0!"},null,null,null,null,null,{"$error":"#DIV/0!"}]
[null,null,114,null,null,null,null,null,{"$error":"#DIV/0!"},null,null,null,null,null,{"$error":"#DIV/0!"},null,null,null,null,null,{"$error":"#DIV/0!"}]
[null,null,115,null,null,null,null,null,{"$error":"#DIV/0!"},null,null,null,null,null,{"$error":"#DIV/0!"},null,null,null,null,null,{"$error":"#DIV/0!"}]
[null,null,116,null,null,null,null,null,{"$error":"#DIV/0!"},null,null,null,null,null,{"$error":"#DIV/0!"},null,null,null,null,null,{"$error":"#DIV/0!"}]
[null,null,117,null,null,null,null,null,{"$error":"#DIV/0!"},null,null,null,null,null,{"$error":"#DIV/0!"},null,null,null,null,null,{"$error":"#DIV/0!"}]
[null,null,118,null,null,null,null,null,{"$error":"#DIV/0!"},null,null,null,null,null,{"$error":"#DIV/0!"},null,null,null,null,null,{"$error":"#DIV/0!"}]
[null,null,119,null,null,null,null,null,{"$error":"#DIV/0!"},null,null,null,null,null,{"$error":"#DIV/0!"},null,null,null,null,null,{"$error":"#DIV/0!"}]
[null,null,120,null,null,null,null,null,{"$error":"#DIV/0!"},null,null,null,null,null,{"$error":"#DIV/0!"},null,null,null,null,null,{"$error":"#DIV/0!"}]
[null,null,121,null,null,null,null,null,{"$error":"#DIV/0!"},null,null,null,null,null,{"$error":"#DIV/0!"},null,null,null,null,null,{"$error":"#DIV/0!"}]
[null,null,122,null,null,null,null,null,{"$error":"#DIV/0!"},null,null,null,null,null,{"$error":"#DIV/0!"},null,null,null,null,null,{"$error":"#DIV/0!"}]
[null,null,123,null,null,null,null,null,{"$error":"#DIV/0!"},null,null,null,null,null,{"$error":"#DIV/0!"},null,null,null,null,null,{"$error":"#DIV/0!"}]
[null,null,124,null,null,null,null,null,{"$error":"#DIV/0!"},null,null,null,null,null,{"$error":"#DIV/0!"},null,null,null,null,null,{"$error":"#DIV/0!"}]
[null,null,125,null,null,null,null,null,{"$error":"#DIV/0!"},null,null,null,null,null,{"$error":"#DIV/0!"},null,null,null,null,null,{"$error":"#DIV/0!"}]
[null,null,126,null,null,null,null,null,{"$error":"#DIV/0!"},null,null,null,null,null,{"$error":"#DIV/0!"},null,null,null,null,null,{"$error":"#DIV/0!"}]
[null,null,127,null,null,null,null,null,{"$error":"#DIV/0!"},null,null,null,null,null,{"$error":"#DIV/0!"},null,null,null,null,null,{"$error":"#DIV/0!"}]
[null,null,128,null,null,null,null,null,{"$error":"#DIV/0!"},null,null,null,null,null,{"$error":"#DIV/0!"},null,null,null,null,null,{"$error":"#DIV/0!"}]
[null,null,129,null,null,null,null,null,{"$error":"#DIV/0!"},null,null,null,null,null,{"$error":"#DIV/0!"},null,null,null,null,null,{"$error":"#DIV/0!"}]
[null,null,130,null,null,null,null,null,{"$f":"IF(SUMPRODUCT(D181:H181,$Z$15:$AD$15/$H$20)=0,\"\",SUMPRODUCT(D181:H181,$Z$15:$AD$15/$H$20))","v":{"$error":"#DIV/0!"}},null,null,null,null,null,{"$f":"IF(SUMPRODUCT(J181:N181,$Z$22:$AD$22/$H$27)=0,\"\",SUMPRODUCT(J181:N181,$Z$22:$AD$22/$H$27))","v":{"$error":"#DIV/0!"}},null,null,null,null,null,{"$f":"IF(SUMPRODUCT(P181:T181,$Z$29:$AD$29/$H$34)=0,\"\",SUMPRODUCT(P181:T181,$Z$29:$AD$29/$H$34))","v":{"$error":"#DIV/0!"}}]
[null,null,131,null,null,null,null,null,{"$error":"#DIV/0!"},null,null,null,null,null,{"$error":"#DIV/0!"},null,null,null,null,null,{"$error":"#DIV/0!"}]
[null,null,132,null,null,null,null,null,{"$error":"#DIV/0!"},null,null,null,null,null,{"$error":"#DIV/0!"},null,null,null,null,null,{"$error":"#DIV/0!"}]
[null,null,133,null,null,null,null,null,{"$error":"#DIV/0!"},null,null,null,null,null,{"$error":"#DIV/0!"},null,null,null,null,null,{"$error":"#DIV/0!"}]
[null,null,134,null,null,null,null,null,{"$error":"#DIV/0!"},null,null,null,null,null,{"$error":"#DIV/0!"},null,null,null,null,null,{"$error":"#DIV/0!"}]
[null,null,135,null,null,null,null,null,{"$error":"#DIV/0!"},null,null,null,null,null,{"$error":"#DIV/0!"},null,null,null,null,null,{"$error":"#DIV/0!"}]
[null,null,136,null,null,null,null,null,{"$error":"#DIV/0!"},null,null,null,null,null,{"$error":"#DIV/0!"},null,null,null,null,null,{"$error":"#DIV/0!"}]
[null,null,137,null,null,null,null,null,{"$error":"#DIV/0!"},null,null,null,null,null,{"$error":"#DIV/0!"},null,null,null,null,null,{"$error":"#DIV/0!"}]
[null,null,138,null,null,null,null,null,{"$error":"#DIV/0!"},null,null,null,null,null,{"$error":"#DIV/0!"},null,null,null,null,null,{"$error":"#DIV/0!"}]
[null,null,139,null,null,null,null,null,{"$error":"#DIV/0!"},null,null,null,null,null,{"$error":"#DIV/0!"},null,null,null,null,null,{"$error":"#DIV/0!"}]
[null,null,140,null,null,null,null,null,{"$error":"#DIV/0!"},null,null,null,null,null,{"$error":"#DIV/0!"},null,null,null,null,null,{"$error":"#DIV/0!"}]
[null,null,141,null,null,null,null,null,{"$error":"#DIV/0!"},null,null,null,null,null,{"$error":"#DIV/0!"},null,null,null,null,null,{"$error":"#DIV/0!"}]
[null,null,142,null,null,null,null,null,{"$error":"#DIV/0!"},null,null,null,null,null,{"$error":"#DIV/0!"},null,null,null,null,null,{"$error":"#DIV/0!"}]
[null,null,143,null,null,null,null,null,{"$error":"#DIV/0!"},null,null,null,null,null,{"$error":"#DIV/0!"},null,null,null,null,null,{"$error":"#DIV/0!"}]
[null,null,144,null,null,null,null,null,{"$error":"#DIV/0!"},null,null,null,null,null,{"$error":"#DIV/0!"},null,null,null,null,null,{"$error":"#DIV/0!"}]
[null,null,145,null,null,null,null,null,{"$error":"#DIV/0!"},null,null,null,null,null,{"$error":"#DIV/0!"},null,null,null,null,null,{"$error":"#DIV/0!"}]
[null,null,146,null,null,null,null,null,{"$error":"#DIV/0!"},null,null,null,null,null,{"$error":"#DIV/0!"},null,null,null,null,null,{"$error":"#DIV/0!"}]
[null,null,147,null,null,null,null,null,{"$error":"#DIV/0!"},null,null,null,null,null,{"$error":"#DIV/0!"},null,null,null,null,null,{"$error":"#DIV/0!"}]
[null,null,148,null,null,null,null,null,{"$error":"#DIV/0!"},null,null,null,null,null,{"$error":"#DIV/0!"},null,null,null,null,null,{"$error":"#DIV/0!"}]
[null,null,149,null,null,null,null,null,{"$error":"#DIV/0!"},null,null,null,null,null,{"$error":"#DIV/0!"},null,null,null,null,null,{"$error":"#DIV/0!"}]
[null,null,150,null,null,null,null,null,{"$error":"#DIV/0!"},null,null,null,null,null,{"$error":"#DIV/0!"},null,null,null,null,null,{"$error":"#DIV/0!"}]
[null,null,151,null,null,null,null,null,{"$error":"#DIV/0!"},null,null,null,null,null,{"$error":"#DIV/0!"},null,null,null,null,null,{"$error":"#DIV/0!"}]
[null,null,152,null,null,null,null,null,{"$error":"#DIV/0!"},null,null,null,null,null,{"$error":"#DIV/0!"},null,null,null,null,null,{"$error":"#DIV/0!"}]
[null,null,153,null,null,null,null,null,{"$error":"#DIV/0!"},null,null,null,null,null,{"$error":"#DIV/0!"},null,null,null,null,null,{"$error":"#DIV/0!"}]
[null,null,154,null,null,null,null,null,{"$error":"#DIV/0!"},null,null,null,null,null,{"$error":"#DIV/0!"},null,null,null,null,null,{"$error":"#DIV/0!"}]
[null,null,155,null,null,null,null,null,{"$error":"#DIV/0!"},null,null,null,null,null,{"$error":"#DIV/0!"},null,null,null,null,null,{"$error":"#DIV/0!"}]
[null,null,156,null,null,null,null,null,{"$error":"#DIV/0!"},null,null,null,null,null,{"$error":"#DIV/0!"},null,null,null,null,null,{"$error":"#DIV/0!"}]
[null,null,157,null,null,null,null,null,{"$error":"#DIV/0!"},null,null,null,null,null,{"$error":"#DIV/0!"},null,null,null,null,null,{"$error":"#DIV/0!"}]
[null,null,158,null,null,null,null,null,{"$error":"#DIV/0!"},null,null,null,null,null,{"$error":"#DIV/0!"},null,null,null,null,null,{"$error":"#DIV/0!"}]
[null,null,159,null,null,null,null,null,{"$error":"#DIV/0!"},null,null,null,null,null,{"$error":"#DIV/0!"},null,null,null,null,null,{"$error":"#DIV/0!"}]
[null,null,160,null,null,null,null,null,{"$error":"#DIV/0!"},null,null,null,null,null,{"$error":"#DIV/0!"},null,null,null,null,null,{"$error":"#DIV/0!"}]
[null,null,161,null,null,null,null,null,{"$error":"#DIV/0!"},null,null,null,null,null,{"$error":"#DIV/0!"},null,null,null,null,null,{"$error":"#DIV/0!"}]
[null,null,162,null,null,null,null,null,{"$error":"#DIV/0!"},null,null,null,null,null,{"$error":"#DIV/0!"},null,null,null,null,null,{"$error":"#DIV/0!"}]
[null,null,163,null,null,null,null,null,{"$error":"#DIV/0!"},null,null,null,null,null,{"$error":"#DIV/0!"},null,null,null,null,null,{"$error":"#DIV/0!"}]
[null,null,164,null,null,null,null,null,{"$error":"#DIV/0!"},null,null,null,null,null,{"$error":"#DIV/0!"},null,null,null,null,null,{"$error":"#DIV/0!"}]
[null,null,165,null,null,null,null,null,{"$error":"#DIV/0!"},null,null,null,null,null,{"$error":"#DIV/0!"},null,null,null,null,null,{"$error":"#DIV/0!"}]
[null,null,166,null,null,null,null,null,{"$error":"#DIV/0!"},null,null,null,null,null,{"$error":"#DIV/0!"},null,null,null,null,null,{"$error":"#DIV/0!"}]
[null,null,167,null,null,null,null,null,{"$error":"#DIV/0!"},null,null,null,null,null,{"$error":"#DIV/0!"},null,null,null,null,null,{"$error":"#DIV/0!"}]
[null,null,168,null,null,null,null,null,{"$error":"#DIV/0!"},null,null,null,null,null,{"$error":"#DIV/0!"},null,null,null,null,null,{"$error":"#DIV/0!"}]
[null,null,169,null,null,null,null,null,{"$error":"#DIV/0!"},null,null,null,null,null,{"$error":"#DIV/0!"},null,null,null,null,null,{"$error":"#DIV/0!"}]
[null,null,170,null,null,null,null,null,{"$error":"#DIV/0!"},null,null,null,null,null,{"$error":"#DIV/0!"},null,null,null,null,null,{"$error":"#DIV/0!"}]
[null,null,171,null,null,null,null,null,{"$error":"#DIV/0!"},null,null,null,null,null,{"$error":"#DIV/0!"},null,null,null,null,null,{"$error":"#DIV/0!"}]
[null,null,172,null,null,null,null,null,{"$error":"#DIV/0!"},null,null,null,null,null,{"$error":"#DIV/0!"},null,null,null,null,null,{"$error":"#DIV/0!"}]
[null,null,173,null,null,null,null,null,{"$error":"#DIV/0!"},null,null,null,null,null,{"$error":"#DIV/0!"},null,null,null,null,null,{"$error":"#DIV/0!"}]
[null,null,174,null,null,null,null,null,{"$error":"#DIV/0!"},null,null,null,null,null,{"$error":"#DIV/0!"},null,null,null,null,null,{"$error":"#DIV/0!"}]
[null,null,175,null,null,null,null,null,{"$error":"#DIV/0!"},null,null,null,null,null,{"$error":"#DIV/0!"},null,null,null,null,null,{"$error":"#DIV/0!"}]
[null,null,176,null,null,null,null,null,{"$error":"#DIV/0!"},null,null,null,null,null,{"$error":"#DIV/0!"},null,null,null,null,null,{"$error":"#DIV/0!"}]
[null,null,177,null,null,null,null,null,{"$error":"#DIV/0!"},null,null,null,null,null,{"$error":"#DIV/0!"},null,null,null,null,null,{"$error":"#DIV/0!"}]
[null,null,178,null,null,null,null,null,{"$error":"#DIV/0!"},null,null,null,null,null,{"$error":"#DIV/0!"},null,null,null,null,null,{"$error":"#DIV/0!"}]
[null,null,179,null,null,null,null,null,{"$error":"#DIV/0!"},null,null,null,null,null,{"$error":"#DIV/0!"},null,null,null,null,null,{"$error":"#DIV/0!"}]
[null,null,180,null,null,null,null,null,{"$error":"#DIV/0!"},null,null,null,null,null,{"$error":"#DIV/0!"},null,null,null,null,null,{"$error":"#DIV/0!"}]
[null,null,181,null,null,null,null,null,{"$error":"#DIV/0!"},null,null,null,null,null,{"$error":"#DIV/0!"},null,null,null,null,null,{"$error":"#DIV/0!"}]
[null,null,182,null,null,null,null,null,{"$error":"#DIV/0!"},null,null,null,null,null,{"$error":"#DIV/0!"},null,null,null,null,null,{"$error":"#DIV/0!"}]
[null,null,183,null,null,null,null,null,{"$error":"#DIV/0!"},null,null,null,null,null,{"$error":"#DIV/0!"},null,null,null,null,null,{"$error":"#DIV/0!"}]
[null,null,184,null,null,null,null,null,{"$error":"#DIV/0!"},null,null,null,null,null,{"$error":"#DIV/0!"},null,null,null,null,null,{"$error":"#DIV/0!"}]
[null,null,185,null,null,null,null,null,{"$error":"#DIV/0!"},null,null,null,null,null,{"$error":"#DIV/0!"},null,null,null,null,null,{"$error":"#DIV/0!"}]
[null,null,186,null,null,null,null,null,{"$error":"#DIV/0!"},null,null,null,null,null,{"$error":"#DIV/0!"},null,null,null,null,null,{"$error":"#DIV/0!"}]
[null,null,187,null,null,null,null,null,{"$error":"#DIV/0!"},null,null,null,null,null,{"$error":"#DIV/0!"},null,null,null,null,null,{"$error":"#DIV/0!"}]
[null,null,188,null,null,null,null,null,{"$error":"#DIV/0!"},null,null,null,null,null,{"$error":"#DIV/0!"},null,null,null,null,null,{"$error":"#DIV/0!"}]
[null,null,189,null,null,null,null,null,{"$error":"#DIV/0!"},null,null,null,null,null,{"$error":"#DIV/0!"},null,null,null,null,null,{"$error":"#DIV/0!"}]
[null,null,190,null,null,null,null,null,{"$error":"#DIV/0!"},null,null,null,null,null,{"$error":"#DIV/0!"},null,null,null,null,null,{"$error":"#DIV/0!"}]
[null,null,191,null,null,null,null,null,{"$error":"#DIV/0!"},null,null,null,null,null,{"$error":"#DIV/0!"},null,null,null,null,null,{"$error":"#DIV/0!"}]
[null,null,192,null,null,null,null,null,{"$error":"#DIV/0!"},null,null,null,null,null,{"$error":"#DIV/0!"},null,null,null,null,null,{"$error":"#DIV/0!"}]
[null,null,193,null,null,null,null,null,{"$error":"#DIV/0!"},null,null,null,null,null,{"$error":"#DIV/0!"},null,null,null,null,null,{"$error":"#DIV/0!"}]
[null,null,194,null,null,null,null,null,{"$f":"IF(SUMPRODUCT(D245:H245,$Z$15:$AD$15/$H$20)=0,\"\",SUMPRODUCT(D245:H245,$Z$15:$AD$15/$H$20))","v":{"$error":"#DIV/0!"}},null,null,null,null,null,{"$f":"IF(SUMPRODUCT(J245:N245,$Z$22:$AD$22/$H$27)=0,\"\",SUMPRODUCT(J245:N245,$Z$22:$AD$22/$H$27))","v":{"$error":"#DIV/0!"}},null,null,null,null,null,{"$f":"IF(SUMPRODUCT(P245:T245,$Z$29:$AD$29/$H$34)=0,\"\",SUMPRODUCT(P245:T245,$Z$29:$AD$29/$H$34))","v":{"$error":"#DIV/0!"}}]
[null,null,195,null,null,null,null,null,{"$error":"#DIV/0!"},null,null,null,null,null,{"$error":"#DIV/0!"},null,null,null,null,null,{"$error":"#DIV/0!"}]
[null,null,196,null,null,null,null,null,{"$error":"#DIV/0!"},null,null,null,null,null,{"$error":"#DIV/0!"},null,null,null,null,null,{"$error":"#DIV/0!"}]
[null,null,197,null,null,null,null,null,{"$error":"#DIV/0!"},null,null,null,null,null,{"$error":"#DIV/0!"},null,null,null,null,null,{"$error":"#DIV/0!"}]
[null,null,198,null,null,null,null,null,{"$error":"#DIV/0!"},null,null,null,null,null,{"$error":"#DIV/0!"},null,null,null,null,null,{"$error":"#DIV/0!"}]
[null,null,199,null,null,null,null,null,{"$error":"#DIV/0!"},null,null,null,null,null,{"$error":"#DIV/0!"},null,null,null,null,null,{"$error":"#DIV/0!"}]
[null,null,200,null,null,null,null,null,{"$error":"#DIV/0!"},null,null,null,null,null,{"$error":"#DIV/0!"},null,null,null,null,null,{"$error":"#DIV/0!"}]
[null,null,201,null,null,null,null,null,{"$error":"#DIV/0!"},null,null,null,null,null,{"$error":"#DIV/0!"},null,null,null,null,null,{"$error":"#DIV/0!"}]
[null,null,202,null,null,null,null,null,{"$error":"#DIV/0!"},null,null,null,null,null,{"$error":"#DIV/0!"},null,null,null,null,null,{"$error":"#DIV/0!"}]
[null,null,203,null,null,null,null,null,{"$error":"#DIV/0!"},null,null,null,null,null,{"$error":"#DIV/0!"},null,null,null,null,null,{"$error":"#DIV/0!"}]
[null,null,204,null,null,null,null,null,{"$error":"#DIV/0!"},null,null,null,null,null,{"$error":"#DIV/0!"},null,null,null,null,null,{"$error":"#DIV/0!"}]
[null,null,205,null,null,null,null,null,{"$error":"#DIV/0!"},null,null,null,null,null,{"$error":"#DIV/0!"},null,null,null,null,null,{"$error":"#DIV/0!"}]
[null,null,206,null,null,null,null,null,{"$error":"#DIV/0!"},null,null,null,null,null,{"$error":"#DIV/0!"},null,null,null,null,null,{"$error":"#DIV/0!"}]
[null,null,207,null,null,null,null,null,{"$error":"#DIV/0!"},null,null,null,null,null,{"$error":"#DIV/0!"},null,null,null,null,null,{"$error":"#DIV/0!"}]
[null,null,208,null,null,null,null,null,{"$error":"#DIV/0!"},null,null,null,null,null,{"$error":"#DIV/0!"},null,null,null,null,null,{"$error":"#DIV/0!"}]
[null,null,209,null,null,null,null,null,{"$error":"#DIV/0!"},null,null,null,null,null,{"$error":"#DIV/0!"},null,null,null,null,null,{"$error":"#DIV/0!"}]
[null,null,210,null,null,null,null,null,{"$error":"#DIV/0!"},null,null,null,null,null,{"$error":"#DIV/0!"},null,null,null,null,null,{"$error":"#DIV/0!"}]
[null,null,211,null,null,null,null,null,{"$error":"#DIV/0!"},null,null,null,null,null,{"$error":"#DIV/0!"},null,null,null,null,null,{"$error":"#DIV/0!"}]
[null,null,212,null,null,null,null,null,{"$error":"#DIV/0!"},null,null,null,null,null,{"$error":"#DIV/0!"},null,null,null,null,null,{"$error":"#DIV/0!"}]
[null,null,213,null,null,null,null,null,{"$error":"#DIV/0!"},null,null,null,null,null,{"$error":"#DIV/0!"},null,null,null,null,null,{"$error":"#DIV/0!"}]
[null,null,214,null,null,null,null,null,{"$error":"#DIV/0!"},null,null,null,null,null,{"$error":"#DIV/0!"},null,null,null,null,null,{"$error":"#DIV/0!"}]
[null,null,215,null,null,null,null,null,{"$error":"#DIV/0!"},null,null,null,null,null,{"$error":"#DIV/0!"},null,null,null,null,null,{"$error":"#DIV/0!"}]
[null,null,216,null,null,null,null,null,{"$error":"#DIV/0!"},null,null,null,null,null,{"$error":"#DIV/0!"},null,null,null,null,null,{"$error":"#DIV/0!"}]
[null,null,217,null,null,null,null,null,{"$error":"#DIV/0!"},null,null,null,null,null,{"$error":"#DIV/0!"},null,null,null,null,null,{"$error":"#DIV/0!"}]
[null,null,218,null,null,null,null,null,{"$error":"#DIV/0!"},null,null,null,null,null,{"$error":"#DIV/0!"},null,null,null,null,null,{"$error":"#DIV/0!"}]
[null,null,219,null,null,null,null,null,{"$error":"#DIV/0!"},null,null,null,null,null,{"$error":"#DIV/0!"},null,null,null,null,null,{"$error":"#DIV/0!"}]
[null,null,220,null,null,null,null,null,{"$error":"#DIV/0!"},null,null,null,null,null,{"$error":"#DIV/0!"},null,null,null,null,null,{"$error":"#DIV/0!"}]
[null,null,221,null,null,null,null,null,{"$error":"#DIV/0!"},null,null,null,null,null,{"$error":"#DIV/0!"},null,null,null,null,null,{"$error":"#DIV/0!"}]
[null,null,222,null,null,null,null,null,{"$error":"#DIV/0!"},null,null,null,null,null,{"$error":"#DIV/0!"},null,null,null,null,null,{"$error":"#DIV/0!"}]
[null,null,223,null,null,null,null,null,{"$error":"#DIV/0!"},null,null,null,null,null,{"$error":"#DIV/0!"},null,null,null,null,null,{"$error":"#DIV/0!"}]
[null,null,224,null,null,null,null,null,{"$error":"#DIV/0!"},null,null,null,null,null,{"$error":"#DIV/0!"},null,null,null,null,null,{"$error":"#DIV/0!"}]
[null,null,225,null,null,null,null,null,{"$error":"#DIV/0!"},null,null,null,null,null,{"$error":"#DIV/0!"},null,null,null,null,null,{"$error":"#DIV/0!"}]
[null,null,226,null,null,null,null,null,{"$error":"#DIV/0!"},null,null,null,null,null,{"$error":"#DIV/0!"},null,null,null,null,null,{"$error":"#DIV/0!"}]
[null,null,227,null,null,null,null,null,{"$error":"#DIV/0!"},null,null,null,null,null,{"$error":"#DIV/0!"},null,null,null,null,null,{"$error":"#DIV/0!"}]
[null,null,228,null,null,null,null,null,{"$error":"#DIV/0!"},null,null,null,null,null,{"$error":"#DIV/0!"},null,null,null,null,null,{"$error":"#DIV/0!"}]
[null,null,229,null,null,null,null,null,{"$error":"#DIV/0!"},null,null,null,null,null,{"$error":"#DIV/0!"},null,null,null,null,null,{"$error":"#DIV/0!"}]
[null,null,230,null,null,null,null,null,{"$error":"#DIV/0!"},null,null,null,null,null,{"$error":"#DIV/0!"},null,null,null,null,null,{"$error":"#DIV/0!"}]
[null,null,231,null,null,null,null,null,{"$error":"#DIV/0!"},null,null,null,null,null,{"$error":"#DIV/0!"},null,null,null,null,null,{"$error":"#DIV/0!"}]
[null,null,232,null,null,null,null,null,{"$error":"#DIV/0!"},null,null,null,null,null,{"$error":"#DIV/0!"},null,null,null,null,null,{"$error":"#DIV/0!"}]
[null,null,233,null,null,null,null,null,{"$error":"#DIV/0!"},null,null,null,null,null,{"$error":"#DIV/0!"},null,null,null,null,null,{"$error":"#DIV/0!"}]
[null,null,234,null,null,null,null,null,{"$error":"#DIV/0!"},null,null,null,null,null,{"$error":"#DIV/0!"},null,null,null,null,null,{"$error":"#DIV/0!"}]
[null,null,235,null,null,null,null,null,{"$error":"#DIV/0!"},null,null,null,null,null,{"$error":"#DIV/0!"},null,null,null,null,null,{"$error":"#DIV/0!"}]
[null,null,236,null,null,null,null,null,{"$error":"#DIV/0!"},null,null,null,null,null,{"$error":"#DIV/0!"},null,null,null,null,null,{"$error":"#DIV/0!"}]
[null,null,237,null,null,null,null,null,{"$error":"#DIV/0!"},null,null,null,null,null,{"$error":"#DIV/0!"},null,null,null,null,null,{"$error":"#DIV/0!"}]
[null,null,238,null,null,null,null,null,{"$error":"#DIV/0!"},null,null,null,null,null,{"$error":"#DIV/0!"},null,null,null,null,null,{"$error":"#DIV/0!"}]
[null,null,239,null,null,null,null,null,{"$error":"#DIV/0!"},null,null,null,null,null,{"$error":"#DIV/0!"},null,null,null,null,null,{"$error":"#DIV/0!"}]
[null,null,240,null,null,null,null,null,{"$error":"#DIV/0!"},null,null,null,null,null,{"$error":"#DIV/0!"},null,null,null,null,null,{"$error":"#DIV/0!"}]
[null,null,241,null,null,null,null,null,{"$error":"#DIV/0!"},null,null,null,null,null,{"$error":"#DIV/0!"},null,null,null,null,null,{"$error":"#DIV/0!"}]
[null,null,242,null,null,null,null,null,{"$error":"#DIV/0!"},null,null,null,null,null,{"$error":"#DIV/0!"},null,null,null,null,null,{"$error":"#DIV/0!"}]
[null,null,243,null,null,null,null,null,{"$error":"#DIV/0!"},null,null,null,null,null,{"$error":"#DIV/0!"},null,null,null,null,null,{"$error":"#DIV/0!"}]
[null,null,244,null,null,null,null,null,{"$error":"#DIV/0!"},null,null,null,null,null,{"$error":"#DIV/0!"},null,null,null,null,null,{"$error":"#DIV/0!"}]
[null,null,245,null,null,null,null,null,{"$error":"#DIV/0!"},null,null,null,null,null,{"$error":"#DIV/0!"},null,null,null,null,null,{"$error":"#DIV/0!"}]
[null,null,246,null,null,null,null,null,{"$error":"#DIV/0!"},null,null,null,null,null,{"$error":"#DIV/0!"},null,null,null,null,null,{"$error":"#DIV/0!"}]
[null,null,247,null,null,null,null,null,{"$error":"#DIV/0!"},null,null,null,null,null,{"$error":"#DIV/0!"},null,null,null,null,null,{"$error":"#DIV/0!"}]
[null,null,248,null,null,null,null,null,{"$error":"#DIV/0!"},null,null,null,null,null,{"$error":"#DIV/0!"},null,null,null,null,null,{"$error":"#DIV/0!"}]
[null,null,249,null,null,null,null,null,{"$error":"#DIV/0!"},null,null,null,null,null,{"$error":"#DIV/0!"},null,null,null,null,null,{"$error":"#DIV/0!"}]
[null,null,250,null,null,null,null,null,{"$error":"#DIV/0!"},null,null,null,null,null,{"$error":"#DIV/0!"},null,null,null,null,null,{"$error":"#DIV/0!"}]
[null,null,251,null,null,null,null,null,{"$error":"#DIV/0!"},null,null,null,null,null,{"$error":"#DIV/0!"},null,null,null,null,null,{"$error":"#DIV/0!"}]
[null,null,252,null,null,null,null,null,{"$error":"#DIV/0!"},null,null,null,null,null,{"$error":"#DIV/0!"},null,null,null,null,null,{"$error":"#DIV/0!"}]
[null,null,253,null,null,null,null,null,{"$error":"#DIV/0!"},null,null,null,null,null,{"$error":"#DIV/0!"},null,null,null,null,null,{"$error":"#DIV/0!"}]
[null,null,254,null,null,null,null,null,{"$error":"#DIV/0!"},null,null,null,null,null,{"$error":"#DIV/0!"},null,null,null,null,null,{"$error":"#DIV/0!"}]
[null,null,255,null,null,null,null,null,{"$error":"#DIV/0!"},null,null,null,null,null,{"$error":"#DIV/0!"},null,null,null,null,null,{"$error":"#DIV/0!"}]
[null,null,256,null,null,null,null,null,{"$error":"#DIV/0!"},null,null,null,null,null,{"$error":"#DIV/0!"},null,null,null,null,null,{"$error":"#DIV/0!"}]
[null,null,257,null,null,null,null,null,{"$error":"#DIV/0!"},null,null,null,null,null,{"$error":"#DIV/0!"},null,null,null,null,null,{"$error":"#DIV/0!"}]
[null,null,258,null,null,null,null,null,{"$f":"IF(SUMPRODUCT(D309:H309,$Z$15:$AD$15/$H$20)=0,\"\",SUMPRODUCT(D309:H309,$Z$15:$AD$15/$H$20))","v":{"$error":"#DIV/0!"}},null,null,null,null,null,{"$f":"IF(SUMPRODUCT(J309:N309,$Z$22:$AD$22/$H$27)=0,\"\",SUMPRODUCT(J309:N309,$Z$22:$AD$22/$H$27))","v":{"$error":"#DIV/0!"}},null,null,null,null,null,{"$f":"IF(SUMPRODUCT(P309:T309,$Z$29:$AD$29/$H$34)=0,\"\",SUMPRODUCT(P309:T309,$Z$29:$AD$29/$H$34))","v":{"$error":"#DIV/0!"}}]
[null,null,259,null,null,null,null,null,{"$error":"#DIV/0!"},null,null,null,null,null,{"$error":"#DIV/0!"},null,null,null,null,null,{"$error":"#DIV/0!"}]
[null,null,260,null,null,null,null,null,{"$error":"#DIV/0!"},null,null,null,null,null,{"$error":"#DIV/0!"},null,null,null,null,null,{"$error":"#DIV/0!"}]
[null,null,261,null,null,null,null,null,{"$error":"#DIV/0!"},null,null,null,null,null,{"$error":"#DIV/0!"},null,null,null,null,null,{"$error":"#DIV/0!"}]
[null,null,262,null,null,null,null,null,{"$error":"#DIV/0!"},null,null,null,null,null,{"$error":"#DIV/0!"},null,null,null,null,null,{"$error":"#DIV/0!"}]
[null,null,263,null,null,null,null,null,{"$error":"#DIV/0!"},null,null,null,null,null,{"$error":"#DIV/0!"},null,null,null,null,null,{"$error":"#DIV/0!"}]
[null,null,264,null,null,null,null,null,{"$error":"#DIV/0!"},null,null,null,null,null,{"$error":"#DIV/0!"},null,null,null,null,null,{"$error":"#DIV/0!"}]
[null,null,265,null,null,null,null,null,{"$error":"#DIV/0!"},null,null,null,null,null,{"$error":"#DIV/0!"},null,null,null,null,null,{"$error":"#DIV/0!"}]
[null,null,266,null,null,null,null,null,{"$error":"#DIV/0!"},null,null,null,null,null,{"$error":"#DIV/0!"},null,null,null,null,null,{"$error":"#DIV/0!"}]
[null,null,267,null,null,null,null,null,{"$error":"#DIV/0!"},null,null,null,null,null,{"$error":"#DIV/0!"},null,null,null,null,null,{"$error":"#DIV/0!"}]
[null,null,268,null,null,null,null,null,{"$error":"#DIV/0!"},null,null,null,null,null,{"$error":"#DIV/0!"},null,null,null,null,null,{"$error":"#DIV/0!"}]
[null,null,269,null,null,null,null,null,{"$error":"#DIV/0!"},null,null,null,null,null,{"$error":"#DIV/0!"},null,null,null,null,null,{"$error":"#DIV/0!"}]
[null,null,270,null,null,null,null,null,{"$error":"#DIV/0!"},null,null,null,null,null,{"$error":"#DIV/0!"},null,null,null,null,null,{"$error":"#DIV/0!"}]
[null,null,271,null,null,null,null,null,{"$error":"#DIV/0!"},null,null,null,null,null,{"$error":"#DIV/0!"},null,null,null,null,null,{"$error":"#DIV/0!"}]
[null,null,272,null,null,null,null,null,{"$error":"#DIV/0!"},null,null,null,null,null,{"$error":"#DIV/0!"},null,null,null,null,null,{"$error":"#DIV/0!"}]
[null,null,273,null,null,null,null,null,{"$error":"#DIV/0!"},null,null,null,null,null,{"$error":"#DIV/0!"},null,null,null,null,null,{"$error":"#DIV/0!"}]
[null,null,274,null,null,null,null,null,{"$error":"#DIV/0!"},null,null,null,null,null,{"$error":"#DIV/0!"},null,null,null,null,null,{"$error":"#DIV/0!"}]
[null,null,275,null,null,null,null,null,{"$error":"#DIV/0!"},null,null,null,null,null,{"$error":"#DIV/0!"},null,null,null,null,null,{"$error":"#DIV/0!"}]
[null,null,276,null,null,null,null,null,{"$error":"#DIV/0!"},null,null,null,null,null,{"$error":"#DIV/0!"},null,null,null,null,null,{"$error":"#DIV/0!"}]
[null,null,277,null,null,null,null,null,{"$error":"#DIV/0!"},null,null,null,null,null,{"$error":"#DIV/0!"},null,null,null,null,null,{"$error":"#DIV/0!"}]
[null,null,278,null,null,null,null,null,{"$error":"#DIV/0!"},null,null,null,null,null,{"$error":"#DIV/0!"},null,null,null,null,null,{"$error":"#DIV/0!"}]
[null,null,279,null,null,null,null,null,{"$error":"#DIV/0!"},null,null,null,null,null,{"$error":"#DIV/0!"},null,null,null,null,null,{"$error":"#DIV/0!"}]
[null,null,280,null,null,null,null,null,{"$error":"#DIV/0!"},null,null,null,null,null,{"$error":"#DIV/0!"},null,null,null,null,null,{"$error":"#DIV/0!"}]
[null,null,281,null,null,null,null,null,{"$error":"#DIV/0!"},null,null,null,null,null,{"$error":"#DIV/0!"},null,null,null,null,null,{"$error":"#DIV/0!"}]
[null,null,282,null,null,null,null,null,{"$error":"#DIV/0!"},null,null,null,null,null,{"$error":"#DIV/0!"},null,null,null,null,null,{"$error":"#DIV/0!"}]
[null,null,283,null,null,null,null,null,{"$error":"#DIV/0!"},null,null,null,null,null,{"$error":"#DIV/0!"},null,null,null,null,null,{"$error":"#DIV/0!"}]
[null,null,284,null,null,null,null,null,{"$error":"#DIV/0!"},null,null,null,null,null,{"$error":"#DIV/0!"},null,null,null,null,null,{"$error":"#DIV/0!"}]
[null,null,285,null,null,null,null,null,{"$error":"#DIV/0!"},null,null,null,null,null,{"$error":"#DIV/0!"},null,null,null,null,null,{"$error":"#DIV/0!"}]
[null,null,286,null,null,null,null,null,{"$error":"#DIV/0!"},null,null,null,null,null,{"$error":"#DIV/0!"},null,null,null,null,null,{"$error":"#DIV/0!"}]
[null,null,287,null,null,null,null,null,{"$error":"#DIV/0!"},null,null,null,null,null,{"$error":"#DIV/0!"},null,null,null,null,null,{"$error":"#DIV/0!"}]
[null,null,288,null,null,null,null,null,{"$error":"#DIV/0!"},null,null,null,null,null,{"$error":"#DIV/0!"},null,null,null,null,null,{"$error":"#DIV/0!"}]
[null,null,289,null,null,null,null,null,{"$error":"#DIV/0!"},null,null,null,null,null,{"$error":"#DIV/0!"},null,null,null,null,null,{"$error":"#DIV/0!"}]
[null,null,290,null,null,null,null,null,{"$error":"#DIV/0!"},null,null,null,null,null,{"$error":"#DIV/0!"},null,null,null,null,null,{"$error":"#DIV/0!"}]
[null,null,291,null,null,null,null,null,{"$error":"#DIV/0!"},null,null,null,null,null,{"$error":"#DIV/0!"},null,null,null,null,null,{"$error":"#DIV/0!"}]
[null,null,292,null,null,null,null,null,{"$error":"#DIV/0!"},null,null,null,null,null,{"$error":"#DIV/0!"},null,null,null,null,null,{"$error":"#DIV/0!"}]
[null,null,293,null,null,null,null,null,{"$error":"#DIV/0!"},null,null,null,null,null,{"$error":"#DIV/0!"},null,null,null,null,null,{"$error":"#DIV/0!"}]
[null,null,294,null,null,null,null,null,{"$error":"#DIV/0!"},null,null,null,null,null,{"$error":"#DIV/0!"},null,null,null,null,null,{"$error":"#DIV/0!"}]
[null,null,295,null,null,null,null,null,{"$error":"#DIV/0!"},null,null,null,null,null,{"$error":"#DIV/0!"},null,null,null,null,null,{"$error":"#DIV/0!"}]
[null,null,296,null,null,null,null,null,{"$error":"#DIV/0!"},null,null,null,null,null,{"$error":"#DIV/0!"},null,null,null,null,null,{"$error":"#DIV/0!"}]
[null,null,297,null,null,null,null,null,{"$error":"#DIV/0!"},null,null,null,null,null,{"$error":"#DIV/0!"},null,null,null,null,null,{"$error":"#DIV/0!"}]
[null,null,298,null,null,null,null,null,{"$error":"#DIV/0!"},null,null,null,null,null,{"$error":"#DIV/0!"},null,null,null,null,null,{"$error":"#DIV/0!"}]
[null,null,299,null,null,null,null,null,{"$error":"#DIV/0!"},null,null,null,null,null,{"$error":"#DIV/0!"},null,null,null,null,null,{"$error":"#DIV/0!"}]
[null,null,300,null,null,null,null,null,{"$error":"#DIV/0!"},null,null,null,null,null,{"$error":"#DIV/0!"},null,null,null,null,null,{"$error":"#DIV/0!"}]
[null,null,301,null,null,null,null,null,{"$error":"#DIV/0!"},null,null,null,null,null,{"$error":"#DIV/0!"},null,null,null,null,null,{"$error":"#DIV/0!"}]
[null,null,302,null,null,null,null,null,{"$error":"#DIV/0!"},null,null,null,null,null,{"$error":"#DIV/0!"},null,null,null,null,null,{"$error":"#DIV/0!"}]
[null,null,303,null,null,null,null,null,{"$error":"#DIV/0!"},null,null,null,null,null,{"$error":"#DIV/0!"},null,null,null,null,null,{"$error":"#DIV/0!"}]
[null,null,304,null,null,null,null,null,{"$error":"#DIV/0!"},null,null,null,null,null,{"$error":"#DIV/0!"},null,null,null,null,null,{"$error":"#DIV/0!"}]
[null,null,305,null,null,null,null,null,{"$error":"#DIV/0!"},null,null,null,null,null,{"$error":"#DIV/0!"},null,null,null,null,null,{"$error":"#DIV/0!"}]
[null,null,306,null,null,null,null,null,{"$error":"#DIV/0!"},null,null,null,null,null,{"$error":"#DIV/0!"},null,null,null,null,null,{"$error":"#DIV/0!"}]
[null,null,307,null,null,null,null,null,{"$error":"#DIV/0!"},null,null,null,null,null,{"$error":"#DIV/0!"},null,null,null,null,null,{"$error":"#DIV/0!"}]
[null,null,308,null,null,null,null,null,{"$error":"#DIV/0!"},null,null,null,null,null,{"$error":"#DIV/0!"},null,null,null,null,null,{"$error":"#DIV/0!"}]
[null,null,309,null,null,null,null,null,{"$error":"#DIV/0!"},null,null,null,null,null,{"$error":"#DIV/0!"},null,null,null,null,null,{"$error":"#DIV/0!"}]
[null,null,310,null,null,null,null,null,{"$error":"#DIV/0!"},null,null,null,null,null,{"$error":"#DIV/0!"},null,null,null,null,null,{"$error":"#DIV/0!"}]
[null,null,311,null,null,null,null,null,{"$error":"#DIV/0!"},null,null,null,null,null,{"$error":"#DIV/0!"},null,null,null,null,null,{"$error":"#DIV/0!"}]
[null,null,312,null,null,null,null,null,{"$error":"#DIV/0!"},null,null,null,null,null,{"$error":"#DIV/0!"},null,null,null,null,null,{"$error":"#DIV/0!"}]
[null,null,313,null,null,null,null,null,{"$error":"#DIV/0!"},null,null,null,null,null,{"$error":"#DIV/0!"},null,null,null,null,null,{"$error":"#DIV/0!"}]
[null,null,314,null,null,null,null,null,{"$error":"#DIV/0!"},null,null,null,null,null,{"$error":"#DIV/0!"},null,null,null,null,null,{"$error":"#DIV/0!"}]
[null,null,315,null,null,null,null,null,{"$error":"#DIV/0!"},null,null,null,null,null,{"$error":"#DIV/0!"},null,null,null,null,null,{"$error":"#DIV/0!"}]
[null,null,316,null,null,null,null,null,{"$error":"#DIV/0!"},null,null,null,null,null,{"$error":"#DIV/0!"},null,null,null,null,null,{"$error":"#DIV/0!"}]
[null,null,317,null,null,null,null,null,{"$error":"#DIV/0!"},null,null,null,null,null,{"$error":"#DIV/0!"},null,null,null,null,null,{"$error":"#DIV/0!"}]
[null,null,318,null,null,null,null,null,{"$error":"#DIV/0!"},null,null,null,null,null,{"$error":"#DIV/0!"},null,null,null,null,null,{"$error":"#DIV/0!"}]
[null,null,319,null,null,null,null,null,{"$error":"#DIV/0!"},null,null,null,null,null,{"$error":"#DIV/0!"},null,null,null,null,null,{"$error":"#DIV/0!"}]
[null,null,320,null,null,null,null,null,{"$error":"#DIV/0!"},null,null,null,null,null,{"$error":"#DIV/0!"},null,null,null,null,null,{"$error":"#DIV/0!"}]
[null,null,321,null,null,null,null,null,{"$error":"#DIV/0!"},null,null,null,null,null,{"$error":"#DIV/0!"},null,null,null,null,null,{"$error":"#DIV/0!"}]
[null,null,322,null,null,null,null,null,{"$f":"IF(SUMPRODUCT(D373:H373,$Z$15:$AD$15/$H$20)=0,\"\",SUMPRODUCT(D373:H373,$Z$15:$AD$15/$H$20))","v":{"$error":"#DIV/0!"}},null,null,null,null,null,{"$f":"IF(SUMPRODUCT(J373:N373,$Z$22:$AD$22/$H$27)=0,\"\",SUMPRODUCT(J373:N373,$Z$22:$AD$22/$H$27))","v":{"$error":"#DIV/0!"}},null,null,null,null,null,{"$f":"IF(SUMPRODUCT(P373:T373,$Z$29:$AD$29/$H$34)=0,\"\",SUMPRODUCT(P373:T373,$Z$29:$AD$29/$H$34))","v":{"$error":"#DIV/0!"}}]
[null,null,323,null,null,null,null,null,{"$error":"#DIV/0!"},null,null,null,null,null,{"$error":"#DIV/0!"},null,null,null,null,null,{"$error":"#DIV/0!"}]
[null,null,324,null,null,null,null,null,{"$error":"#DIV/0!"},null,null,null,null,null,{"$error":"#DIV/0!"},null,null,null,null,null,{"$error":"#DIV/0!"}]
[null,null,325,null,null,null,null,null,{"$error":"#DIV/0!"},null,null,null,null,null,{"$error":"#DIV/0!"},null,null,null,null,null,{"$error":"#DIV/0!"}]
[null,null,326,null,null,null,null,null,{"$error":"#DIV/0!"},null,null,null,null,null,{"$error":"#DIV/0!"},null,null,null,null,null,{"$error":"#DIV/0!"}]
[null,null,327,null,null,null,null,null,{"$error":"#DIV/0!"},null,null,null,null,null,{"$error":"#DIV/0!"},null,null,null,null,null,{"$error":"#DIV/0!"}]
[null,null,328,null,null,null,null,null,{"$error":"#DIV/0!"},null,null,null,null,null,{"$error":"#DIV/0!"},null,null,null,null,null,{"$error":"#DIV/0!"}]
[null,null,329,null,null,null,null,null,{"$error":"#DIV/0!"},null,null,null,null,null,{"$error":"#DIV/0!"},null,null,null,null,null,{"$error":"#DIV/0!"}]
[null,null,330,null,null,null,null,null,{"$error":"#DIV/0!"},null,null,null,null,null,{"$error":"#DIV/0!"},null,null,null,null,null,{"$error":"#DIV/0!"}]
[null,null,331,null,null,null,null,null,{"$error":"#DIV/0!"},null,null,null,null,null,{"$error":"#DIV/0!"},null,null,null,null,null,{"$error":"#DIV/0!"}]
[null,null,332,null,null,null,null,null,{"$error":"#DIV/0!"},null,null,null,null,null,{"$error":"#DIV/0!"},null,null,null,null,null,{"$error":"#DIV/0!"}]
[null,null,333,null,null,null,null,null,{"$error":"#DIV/0!"},null,null,null,null,null,{"$error":"#DIV/0!"},null,null,null,null,null,{"$error":"#DIV/0!"}]
[null,null,334,null,null,null,null,null,{"$error":"#DIV/0!"},null,null,null,null,null,{"$error":"#DIV/0!"},null,null,null,null,null,{"$error":"#DIV/0!"}]
[null,null,335,null,null,null,null,null,{"$error":"#DIV/0!"},null,null,null,null,null,{"$error":"#DIV/0!"},null,null,null,null,null,{"$error":"#DIV/0!"}]
[null,null,336,null,null,null,null,null,{"$error":"#DIV/0!"},null,null,null,null,null,{"$error":"#DIV/0!"},null,null,null,null,null,{"$error":"#DIV/0!"}]
[null,null,337,null,null,null,null,null,{"$error":"#DIV/0!"},null,null,null,null,null,{"$error":"#DIV/0!"},null,null,null,null,null,{"$error":"#DIV/0!"}]
[null,null,338,null,null,null,null,null,{"$error":"#DIV/0!"},null,null,null,null,null,{"$error":"#DIV/0!"},null,null,null,null,null,{"$error":"#DIV/0!"}]
[null,null,339,null,null,null,null,null,{"$error":"#DIV/0!"},null,null,null,null,null,{"$error":"#DIV/0!"},null,null,null,null,null,{"$error":"#DIV/0!"}]
[null,null,340,null,null,null,null,null,{"$error":"#DIV/0!"},null,null,null,null,null,{"$error":"#DIV/0!"},null,null,null,null,null,{"$error":"#DIV/0!"}]
[null,null,341,null,null,null,null,null,{"$error":"#DIV/0!"},null,null,null,null,null,{"$error":"#DIV/0!"},null,null,null,null,null,{"$error":"#DIV/0!"}]
[null,null,342,null,null,null,null,null,{"$error":"#DIV/0!"},null,null,null,null,null,{"$error":"#DIV/0!"},null,null,null,null,null,{"$error":"#DIV/0!"}]
[null,null,343,null,null,null,null,null,{"$error":"#DIV/0!"},null,null,null,null,null,{"$error":"#DIV/0!"},null,null,null,null,null,{"$error":"#DIV/0!"}]
[null,null,344,null,null,null,null,null,{"$error":"#DIV/0!"},null,null,null,null,null,{"$error":"#DIV/0!"},null,null,null,null,null,{"$error":"#DIV/0!"}]
[null,null,345,null,null,null,null,null,{"$error":"#DIV/0!"},null,null,null,null,null,{"$error":"#DIV/0!"},null,null,null,null,null,{"$error":"#DIV/0!"}]
[null,null,346,null,null,null,null,null,{"$error":"#DIV/0!"},null,null,null,null,null,{"$error":"#DIV/0!"},null,null,null,null,null,{"$error":"#DIV/0!"}]
[null,null,347,null,null,null,null,null,{"$error":"#DIV/0!"},null,null,null,null,null,{"$error":"#DIV/0!"},null,null,null,null,null,{"$error":"#DIV/0!"}]
[null,null,348,null,null,null,null,null,{"$error":"#DIV/0!"},null,null,null,null,null,{"$error":"#DIV/0!"},null,null,null,null,null,{"$error":"#DIV/0!"}]
[null,null,349,null,null,null,null,null,{"$error":"#DIV/0!"},null,null,null,null,null,{"$error":"#DIV/0!"},null,null,null,null,null,{"$error":"#DIV/0!"}]
[null,null,350,null,null,null,null,null,{"$error":"#DIV/0!"},null,null,null,null,null,{"$error":"#DIV/0!"},null,null,null,null,null,{"$error":"#DIV/0!"}]
[null,null,351,null,null,null,null,null,{"$error":"#DIV/0!"},null,null,null,null,null,{"$error":"#DIV/0!"},null,null,null,null,null,{"$error":"#DIV/0!"}]
[null,null,352,null,null,null,null,null,{"$error":"#DIV/0!"},null,null,null,null,null,{"$error":"#DIV/0!"},null,null,null,null,null,{"$error":"#DIV/0!"}]
[null,null,353,null,null,null,null,null,{"$error":"#DIV/0!"},null,null,null,null,null,{"$error":"#DIV/0!"},null,null,null,null,null,{"$error":"#DIV/0!"}]
[null,null,354,null,null,null,null,null,{"$error":"#DIV/0!"},null,null,null,null,null,{"$error":"#DIV/0!"},null,null,null,null,null,{"$error":"#DIV/0!"}]
[null,null,355,null,null,null,null,null,{"$error":"#DIV/0!"},null,null,null,null,null,{"$error":"#DIV/0!"},null,null,null,null,null,{"$error":"#DIV/0!"}]
[null,null,356,null,null,null,null,null,{"$error":"#DIV/0!"},null,null,null,null,null,{"$error":"#DIV/0!"},null,null,null,null,null,{"$error":"#DIV/0!"}]
[null,null,357,null,null,null,null,null,{"$error":"#DIV/0!"},null,null,null,null,null,{"$error":"#DIV/0!"},null,null,null,null,null,{"$error":"#DIV/0!"}]
[null,null,358,null,null,null,null,null,{"$error":"#DIV/0!"},null,null,null,null,null,{"$error":"#DIV/0!"},null,null,null,null,null,{"$error":"#DIV/0!"}]
[null,null,359,null,null,null,null,null,{"$error":"#DIV/0!"},null,null,null,null,null,{"$error":"#DIV/0!"},null,null,null,null,null,{"$error":"#DIV/0!"}]
[null,null,360,null,null,null,null,null,{"$error":"#DIV/0!"},null,null,null,null,null,{"$error":"#DIV/0!"},null,null,null,null,null,{"$error":"#DIV/0!"}]
[null,null,361,null,null,null,null,null,{"$error":"#DIV/0!"},null,null,null,null,null,{"$error":"#DIV/0!"},null,null,null,null,null,{"$error":"#DIV/0!"}]
[null,null,362,null,null,null,null,null,{"$error":"#DIV/0!"},null,null,null,null,null,{"$error":"#DIV/0!"},null,null,null,null,null,{"$error":"#DIV/0!"}]
[null,null,363,null,null,null,null,null,{"$error":"#DIV/0!"},null,null,null,null,null,{"$error":"#DIV/0!"},null,null,null,null,null,{"$error":"#DIV/0!"}]
[null,null,364,null,null,null,null,null,{"$error":"#DIV/0!"},null,null,null,null,null,{"$error":"#DIV/0!"},null,null,null,null,null,{"$error":"#DIV/0!"}]
[null,null,365,null,null,null,null,null,{"$error":"#DIV/0!"},null,null,null,null,null,{"$error":"#DIV/0!"},null,null,null,null,null,{"$error":"#DIV/0!"}]
[null,null,366,null,null,null,null,null,{"$error":"#DIV/0!"},null,null,null,null,null,{"$error":"#DIV/0!"},null,null,null,null,null,{"$error":"#DIV/0!"}]
[null,null,367,null,null,null,null,null,{"$error":"#DIV/0!"},null,null,null,null,null,{"$error":"#DIV/0!"},null,null,null,null,null,{"$error":"#DIV/0!"}]
[null,null,368,null,null,null,null,null,{"$error":"#DIV/0!"},null,null,null,null,null,{"$error":"#DIV/0!"},null,null,null,null,null,{"$error":"#DIV/0!"}]
[null,null,369,null,null,null,null,null,{"$error":"#DIV/0!"},null,null,null,null,null,{"$error":"#DIV/0!"},null,null,null,null,null,{"$error":"#DIV/0!"}]
[null,null,370,null,null,null,null,null,{"$error":"#DIV/0!"},null,null,null,null,null,{"$error":"#DIV/0!"},null,null,null,null,null,{"$error":"#DIV/0!"}]
[null,null,371,null,null,null,null,null,{"$error":"#DIV/0!"},null,null,null,null,null,{"$error":"#DIV/0!"},null,null,null,null,null,{"$error":"#DIV/0!"}]
[null,null,372,null,null,null,null,null,{"$error":"#DIV/0!"},null,null,null,null,null,{"$error":"#DIV/0!"},null,null,null,null,null,{"$error":"#DIV/0!"}]
[null,null,373,null,null,null,null,null,{"$error":"#DIV/0!"},null,null,null,null,null,{"$error":"#DIV/0!"},null,null,null,null,null,{"$error":"#DIV/0!"}]
[null,null,374,null,null,null,null,null,{"$error":"#DIV/0!"},null,null,null,null,null,{"$error":"#DIV/0!"},null,null,null,null,null,{"$error":"#DIV/0!"}]
[null,null,375,null,null,null,null,null,{"$error":"#DIV/0!"},null,null,null,null,null,{"$error":"#DIV/0!"},null,null,null,null,null,{"$error":"#DIV/0!"}]
[null,null,376,null,null,null,null,null,{"$error":"#DIV/0!"},null,null,null,null,null,{"$error":"#DIV/0!"},null,null,null,null,null,{"$error":"#DIV/0!"}]
[null,null,377,null,null,null,null,null,{"$error":"#DIV/0!"},null,null,null,null,null,{"$error":"#DIV/0!"},null,null,null,null,null,{"$error":"#DIV/0!"}]
[null,null,378,null,null,null,null,null,{"$error":"#DIV/0!"},null,null,null,null,null,{"$error":"#DIV/0!"},null,null,null,null,null,{"$error":"#DIV/0!"}]
[null,null,379,null,null,null,null,null,{"$error":"#DIV/0!"},null,null,null,null,null,{"$error":"#DIV/0!"},null,null,null,null,null,{"$error":"#DIV/0!"}]
[null,null,380,null,null,null,null,null,{"$error":"#DIV/0!"},null,null,null,null,null,{"$error":"#DIV/0!"},null,null,null,null,null,{"$error":"#DIV/0!"}]
[null,null,381,null,null,null,null,null,{"$error":"#DIV/0!"},null,null,null,null,null,{"$error":"#DIV/0!"},null,null,null,null,null,{"$error":"#DIV/0!"}]
[null,null,382,null,null,null,null,null,{"$error":"#DIV/0!"},null,null,null,null,null,{"$error":"#DIV/0!"},null,null,null,null,null,{"$error":"#DIV/0!"}]
[null,null,383,null,null,null,null,null,{"$error":"#DIV/0!"},null,null,null,null,null,{"$error":"#DIV/0!"},null,null,null,null,null,{"$error":"#DIV/0!"}]
[null,null,384,null,null,null,null,null,{"$error":"#DIV/0!"},null,null,null,null,null,{"$error":"#DIV/0!"},null,null,null,null,null,{"$error":"#DIV/0!"}]
[null,null,385,null,null,null,null,null,{"$error":"#DIV/0!"},null,null,null,null,null,{"$error":"#DIV/0!"},null,null,null,null,null,{"$error":"#DIV/0!"}]
[null,null,386,null,null,null,null,null,{"$f":"IF(SUMPRODUCT(D437:H437,$Z$15:$AD$15/$H$20)=0,\"\",SUMPRODUCT(D437:H437,$Z$15:$AD$15/$H$20))","v":{"$error":"#DIV/0!"}},null,null,null,null,null,{"$f":"IF(SUMPRODUCT(J437:N437,$Z$22:$AD$22/$H$27)=0,\"\",SUMPRODUCT(J437:N437,$Z$22:$AD$22/$H$27))","v":{"$error":"#DIV/0!"}},null,null,null,null,null,{"$f":"IF(SUMPRODUCT(P437:T437,$Z$29:$AD$29/$H$34)=0,\"\",SUMPRODUCT(P437:T437,$Z$29:$AD$29/$H$34))","v":{"$error":"#DIV/0!"}}]
[null,null,387,null,null,null,null,null,{"$error":"#DIV/0!"},null,null,null,null,null,{"$error":"#DIV/0!"},null,null,null,null,null,{"$error":"#DIV/0!"}]
[null,null,388,null,null,null,null,null,{"$error":"#DIV/0!"},null,null,null,null,null,{"$error":"#DIV/0!"},null,null,null,null,null,{"$error":"#DIV/0!"}]
[null,null,389,null,null,null,null,null,{"$error":"#DIV/0!"},null,null,null,null,null,{"$error":"#DIV/0!"},null,null,null,null,null,{"$error":"#DIV/0!"}]
[null,null,390,null,null,null,null,null,{"$error":"#DIV/0!"},null,null,null,null,null,{"$error":"#DIV/0!"},null,null,null,null,null,{"$error":"#DIV/0!"}]
[null,null,391,null,null,null,null,null,{"$error":"#DIV/0!"},null,null,null,null,null,{"$error":"#DIV/0!"},null,null,null,null,null,{"$error":"#DIV/0!"}]
[null,null,392,null,null,null,null,null,{"$error":"#DIV/0!"},null,null,null,null,null,{"$error":"#DIV/0!"},null,null,null,null,null,{"$error":"#DIV/0!"}]
[null,null,393,null,null,null,null,null,{"$error":"#DIV/0!"},null,null,null,null,null,{"$error":"#DIV/0!"},null,null,null,null,null,{"$error":"#DIV/0!"}]
[null,null,394,null,null,null,null,null,{"$error":"#DIV/0!"},null,null,null,null,null,{"$error":"#DIV/0!"},null,null,null,null,null,{"$error":"#DIV/0!"}]
[null,null,395,null,null,null,null,null,{"$error":"#DIV/0!"},null,null,null,null,null,{"$error":"#DIV/0!"},null,null,null,null,null,{"$error":"#DIV/0!"}]
[null,null,396,null,null,null,null,null,{"$error":"#DIV/0!"},null,null,null,null,null,{"$error":"#DIV/0!"},null,null,null,null,null,{"$error":"#DIV/0!"}]
[null,null,397,null,null,null,null,null,{"$error":"#DIV/0!"},null,null,null,null,null,{"$error":"#DIV/0!"},null,null,null,null,null,{"$error":"#DIV/0!"}]
[null,null,398,null,null,null,null,null,{"$error":"#DIV/0!"},null,null,null,null,null,{"$error":"#DIV/0!"},null,null,null,null,null,{"$error":"#DIV/0!"}]
[null,null,399,null,null,null,null,null,{"$error":"#DIV/0!"},null,null,null,null,null,{"$error":"#DIV/0!"},null,null,null,null,null,{"$error":"#DIV/0!"}]
[null,null,400,null,null,null,null,null,{"$error":"#DIV/0!"},null,null,null,null,null,{"$error":"#DIV/0!"},null,null,null,null,null,{"$error":"#DIV/0!"}]
[null,null,401,null,null,null,null,null,{"$error":"#DIV/0!"},null,null,null,null,null,{"$error":"#DIV/0!"},null,null,null,null,null,{"$error":"#DIV/0!"}]
[null,null,402,null,null,null,null,null,{"$error":"#DIV/0!"},null,null,null,null,null,{"$error":"#DIV/0!"},null,null,null,null,null,{"$error":"#DIV/0!"}]
[null,null,403,null,null,null,null,null,{"$error":"#DIV/0!"},null,null,null,null,null,{"$error":"#DIV/0!"},null,null,null,null,null,{"$error":"#DIV/0!"}]
[null,null,404,null,null,null,null,null,{"$error":"#DIV/0!"},null,null,null,null,null,{"$error":"#DIV/0!"},null,null,null,null,null,{"$error":"#DIV/0!"}]
[null,null,405,null,null,null,null,null,{"$error":"#DIV/0!"},null,null,null,null,null,{"$error":"#DIV/0!"},null,null,null,null,null,{"$error":"#DIV/0!"}]
[null,null,406,null,null,null,null,null,{"$error":"#DIV/0!"},null,null,null,null,null,{"$error":"#DIV/0!"},null,null,null,null,null,{"$error":"#DIV/0!"}]
[null,null,407,null,null,null,null,null,{"$error":"#DIV/0!"},null,null,null,null,null,{"$error":"#DIV/0!"},null,null,null,null,null,{"$error":"#DIV/0!"}]
[null,null,408,null,null,null,null,null,{"$error":"#DIV/0!"},null,null,null,null,null,{"$error":"#DIV/0!"},null,null,null,null,null,{"$error":"#DIV/0!"}]
[null,null,409,null,null,null,null,null,{"$error":"#DIV/0!"},null,null,null,null,null,{"$error":"#DIV/0!"},null,null,null,null,null,{"$error":"#DIV/0!"}]
[null,null,410,null,null,null,null,null,{"$error":"#DIV/0!"},null,null,null,null,null,{"$error":"#DIV/0!"},null,null,null,null,null,{"$error":"#DIV/0!"}]
[null,null,411,null,null,null,null,null,{"$error":"#DIV/0!"},null,null,null,null,null,{"$error":"#DIV/0!"},null,null,null,null,null,{"$error":"#DIV/0!"}]
[null,null,412,null,null,null,null,null,{"$error":"#DIV/0!"},null,null,null,null,null,{"$error":"#DIV/0!"},null,null,null,null,null,{"$error":"#DIV/0!"}]
[null,null,413,null,null,null,null,null,{"$error":"#DIV/0!"},null,null,null,null,null,{"$error":"#DIV/0!"},null,null,null,null,null,{"$error":"#DIV/0!"}]
[null,null,414,null,null,null,null,null,{"$error":"#DIV/0!"},null,null,null,null,null,{"$error":"#DIV/0!"},null,null,null,null,null,{"$error":"#DIV/0!"}]
[null,null,415,null,null,null,null,null,{"$error":"#DIV/0!"},null,null,null,null,null,{"$error":"#DIV/0!"},null,null,null,null,null,{"$error":"#DIV/0!"}]
[null,null,416,null,null,null,null,null,{"$error":"#DIV/0!"},null,null,null,null,null,{"$error":"#DIV/0!"},null,null,null,null,null,{"$error":"#DIV/0!"}]
[null,null,417,null,null,null,null,null,{"$error":"#DIV/0!"},null,null,null,null,null,{"$error":"#DIV/0!"},null,null,null,null,null,{"$error":"#DIV/0!"}]
[null,null,418,null,null,null,null,null,{"$error":"#DIV/0!"},null,null,null,null,null,{"$error":"#DIV/0!"},null,null,null,null,null,{"$error":"#DIV/0!"}]
[null,null,419,null,null,null,null,null,{"$error":"#DIV/0!"},null,null,null,null,null,{"$error":"#DIV/0!"},null,null,null,null,null,{"$error":"#DIV/0!"}]
[null,null,420,null,null,null,null,null,{"$error":"#DIV/0!"},null,null,null,null,null,{"$error":"#DIV/0!"},null,null,null,null,null,{"$error":"#DIV/0!"}]
[null,null,421,null,null,null,null,null,{"$error":"#DIV/0!"},null,null,null,null,null,{"$error":"#DIV/0!"},null,null,null,null,null,{"$error":"#DIV/0!"}]
[null,null,422,null,null,null,null,null,{"$error":"#DIV/0!"},null,null,null,null,null,{"$error":"#DIV/0!"},null,null,null,null,null,{"$error":"#DIV/0!"}]
[null,null,423,null,null,null,null,null,{"$error":"#DIV/0!"},null,null,null,null,null,{"$error":"#DIV/0!"},null,null,null,null,null,{"$error":"#DIV/0!"}]
[null,null,424,null,null,null,null,null,{"$error":"#DIV/0!"},null,null,null,null,null,{"$error":"#DIV/0!"},null,null,null,null,null,{"$error":"#DIV/0!"}]
[null,null,425,null,null,null,null,null,{"$error":"#DIV/0!"},null,null,null,null,null,{"$error":"#DIV/0!"},null,null,null,null,null,{"$error":"#DIV/0!"}]
[null,null,426,null,null,null,null,null,{"$error":"#DIV/0!"},null,null,null,null,null,{"$error":"#DIV/0!"},null,null,null,null,null,{"$error":"#DIV/0!"}]
[null,null,427,null,null,null,null,null,{"$error":"#DIV/0!"},null,null,null,null,null,{"$error":"#DIV/0!"},null,null,null,null,null,{"$error":"#DIV/0!"}]
[null,null,428,null,null,null,null,null,{"$error":"#DIV/0!"},null,null,null,null,null,{"$error":"#DIV/0!"},null,null,null,null,null,{"$error":"#DIV/0!"}]
[null,null,429,null,null,null,null,null,{"$error":"#DIV/0!"},null,null,null,null,null,{"$error":"#DIV/0!"},null,null,null,null,null,{"$error":"#DIV/0!"}]
[null,null,430,null,null,null,null,null,{"$error":"#DIV/0!"},null,null,null,null,null,{"$error":"#DIV/0!"},null,null,null,null,null,{"$error":"#DIV/0!"}]
[null,null,431,null,null,null,null,null,{"$error":"#DIV/0!"},null,null,null,null,null,{"$error":"#DIV/0!"},null,null,null,null,null,{"$error":"#DIV/0!"}]
[null,null,432,null,null,null,null,null,{"$error":"#DIV/0!"},null,null,null,null,null,{"$error":"#DIV/0!"},null,null,null,null,null,{"$error":"#DIV/0!"}]
[null,null,433,null,null,null,null,null,{"$error":"#DIV/0!"},null,null,null,null,null,{"$error":"#DIV/0!"},null,null,null,null,null,{"$error":"#DIV/0!"}]
[null,null,434,null,null,null,null,null,{"$error":"#DIV/0!"},null,null,null,null,null,{"$error":"#DIV/0!"},null,null,null,null,null,{"$error":"#DIV/0!"}]
[null,null,435,null,null,null,null,null,{"$error":"#DIV/0!"},null,null,null,null,null,{"$error":"#DIV/0!"},null,null,null,null,null,{"$error":"#DIV/0!"}]
[null,null,436,null,null,null,null,null,{"$error":"#DIV/0!"},null,null,null,null,null,{"$error":"#DIV/0!"},null,null,null,null,null,{"$error":"#DIV/0!"}]
[null,null,437,null,null,null,null,null,{"$error":"#DIV/0!"},null,null,null,null,null,{"$error":"#DIV/0!"},null,null,null,null,null,{"$error":"#DIV/0!"}]
[null,null,438,null,null,null,null,null,{"$error":"#DIV/0!"},null,null,null,null,null,{"$error":"#DIV/0!"},null,null,null,null,null,{"$error":"#DIV/0!"}]
[null,null,439,null,null,null,null,null,{"$error":"#DIV/0!"},null,null,null,null,null,{"$error":"#DIV/0!"},null,null,null,null,null,{"$error":"#DIV/0!"}]
[null,null,440,null,null,null,null,null,{"$error":"#DIV/0!"},null,null,null,null,null,{"$error":"#DIV/0!"},null,null,null,null,null,{"$error":"#DIV/0!"}]
[null,null,441,null,null,null,null,null,{"$error":"#DIV/0!"},null,null,null,null,null,{"$error":"#DIV/0!"},null,null,null,null,null,{"$error":"#DIV/0!"}]
[null,null,442,null,null,null,null,null,{"$error":"#DIV/0!"},null,null,null,null,null,{"$error":"#DIV/0!"},null,null,null,null,null,{"$error":"#DIV/0!"}]
[null,null,443,null,null,null,null,null,{"$error":"#DIV/0!"},null,null,null,null,null,{"$error":"#DIV/0!"},null,null,null,null,null,{"$error":"#DIV/0!"}]
[null,null,444,null,null,null,null,null,{"$error":"#DIV/0!"},null,null,null,null,null,{"$error":"#DIV/0!"},null,null,null,null,null,{"$error":"#DIV/0!"}]
[null,null,445,null,null,null,null,null,{"$error":"#DIV/0!"},null,null,null,null,null,{"$error":"#DIV/0!"},null,null,null,null,null,{"$error":"#DIV/0!"}]
[null,null,446,null,null,null,null,null,{"$error":"#DIV/0!"},null,null,null,null,null,{"$error":"#DIV/0!"},null,null,null,null,null,{"$error":"#DIV/0!"}]
[null,null,447,null,null,null,null,null,{"$error":"#DIV/0!"},null,null,null,null,null,{"$error":"#DIV/0!"},null,null,null,null,null,{"$error":"#DIV/0!"}]
[null,null,448,null,null,null,null,null,{"$error":"#DIV/0!"},null,null,null,null,null,{"$error":"#DIV/0!"},null,null,null,null,null,{"$error":"#DIV/0!"}]
[null,null,449,null,null,null,null,null,{"$error":"#DIV/0!"},null,null,null,null,null,{"$error":"#DIV/0!"},null,null,null,null,null,{"$error":"#DIV/0!"}]
[null,null,450,null,null,null,null,null,{"$f":"IF(SUMPRODUCT(D501:H501,$Z$15:$AD$15/$H$20)=0,\"\",SUMPRODUCT(D501:H501,$Z$15:$AD$15/$H$20))","v":{"$error":"#DIV/0!"}},null,null,null,null,null,{"$f":"IF(SUMPRODUCT(J501:N501,$Z$22:$AD$22/$H$27)=0,\"\",SUMPRODUCT(J501:N501,$Z$22:$AD$22/$H$27))","v":{"$error":"#DIV/0!"}},null,null,null,null,null,{"$f":"IF(SUMPRODUCT(P501:T501,$Z$29:$AD$29/$H$34)=0,\"\",SUMPRODUCT(P501:T501,$Z$29:$AD$29/$H$34))","v":{"$error":"#DIV/0!"}}]
[null,null,451,null,null,null,null,null,{"$error":"#DIV/0!"},null,null,null,null,null,{"$error":"#DIV/0!"},null,null,null,null,null,{"$error":"#DIV/0!"}]
[null,null,452,null,null,null,null,null,{"$error":"#DIV/0!"},null,null,null,null,null,{"$error":"#DIV/0!"},null,null,null,null,null,{"$error":"#DIV/0!"}]
[null,null,453,null,null,null,null,null,{"$error":"#DIV/0!"},null,null,null,null,null,{"$error":"#DIV/0!"},null,null,null,null,null,{"$error":"#DIV/0!"}]
[null,null,454,null,null,null,null,null,{"$error":"#DIV/0!"},null,null,null,null,null,{"$error":"#DIV/0!"},null,null,null,null,null,{"$error":"#DIV/0!"}]
[null,null,455,null,null,null,null,null,{"$error":"#DIV/0!"},null,null,null,null,null,{"$error":"#DIV/0!"},null,null,null,null,null,{"$error":"#DIV/0!"}]
[null,null,456,null,null,null,null,null,{"$error":"#DIV/0!"},null,null,null,null,null,{"$error":"#DIV/0!"},null,null,null,null,null,{"$error":"#DIV/0!"}]
[null,null,457,null,null,null,null,null,{"$error":"#DIV/0!"},null,null,null,null,null,{"$error":"#DIV/0!"},null,null,null,null,null,{"$error":"#DIV/0!"}]
[null,null,458,null,null,null,null,null,{"$error":"#DIV/0!"},null,null,null,null,null,{"$error":"#DIV/0!"},null,null,null,null,null,{"$error":"#DIV/0!"}]
[null,null,459,null,null,null,null,null,{"$error":"#DIV/0!"},null,null,null,null,null,{"$error":"#DIV/0!"},null,null,null,null,null,{"$error":"#DIV/0!"}]
[null,null,460,null,null,null,null,null,{"$error":"#DIV/0!"},null,null,null,null,null,{"$error":"#DIV/0!"},null,null,null,null,null,{"$error":"#DIV/0!"}]
[null,null,461,null,null,null,null,null,{"$error":"#DIV/0!"},null,null,null,null,null,{"$error":"#DIV/0!"},null,null,null,null,null,{"$error":"#DIV/0!"}]
[null,null,462,null,null,null,null,null,{"$error":"#DIV/0!"},null,null,null,null,null,{"$error":"#DIV/0!"},null,null,null,null,null,{"$error":"#DIV/0!"}]
[null,null,463,null,null,null,null,null,{"$error":"#DIV/0!"},null,null,null,null,null,{"$error":"#DIV/0!"},null,null,null,null,null,{"$error":"#DIV/0!"}]
[null,null,464,null,null,null,null,null,{"$error":"#DIV/0!"},null,null,null,null,null,{"$error":"#DIV/0!"},null,null,null,null,null,{"$error":"#DIV/0!"}]
[null,null,465,null,null,null,null,null,{"$error":"#DIV/0!"},null,null,null,null,null,{"$error":"#DIV/0!"},null,null,null,null,null,{"$error":"#DIV/0!"}]
[null,null,466,null,null,null,null,null,{"$error":"#DIV/0!"},null,null,null,null,null,{"$error":"#DIV/0!"},null,null,null,null,null,{"$error":"#DIV/0!"}]
[null,null,467,null,null,null,null,null,{"$error":"#DIV/0!"},null,null,null,null,null,{"$error":"#DIV/0!"},null,null,null,null,null,{"$error":"#DIV/0!"}]
[null,null,468,null,null,null,null,null,{"$error":"#DIV/0!"},null,null,null,null,null,{"$error":"#DIV/0!"},null,null,null,null,null,{"$error":"#DIV/0!"}]
[null,null,469,null,null,null,null,null,{"$error":"#DIV/0!"},null,null,null,null,null,{"$error":"#DIV/0!"},null,null,null,null,null,{"$error":"#DIV/0!"}]
[null,null,470,null,null,null,null,null,{"$error":"#DIV/0!"},null,null,null,null,null,{"$error":"#DIV/0!"},null,null,null,null,null,{"$error":"#DIV/0!"}]
[null,null,471,null,null,null,null,null,{"$error":"#DIV/0!"},null,null,null,null,null,{"$error":"#DIV/0!"},null,null,null,null,null,{"$error":"#DIV/0!"}]
[null,null,472,null,null,null,null,null,{"$error":"#DIV/0!"},null,null,null,null,null,{"$error":"#DIV/0!"},null,null,null,null,null,{"$error":"#DIV/0!"}]
[null,null,473,null,null,null,null,null,{"$error":"#DIV/0!"},null,null,null,null,null,{"$error":"#DIV/0!"},null,null,null,null,null,{"$error":"#DIV/0!"}]
[null,null,474,null,null,null,null,null,{"$error":"#DIV/0!"},null,null,null,null,null,{"$error":"#DIV/0!"},null,null,null,null,null,{"$error":"#DIV/0!"}]
[null,null,475,null,null,null,null,null,{"$error":"#DIV/0!"},null,null,null,null,null,{"$error":"#DIV/0!"},null,null,null,null,null,{"$error":"#DIV/0!"}]
[null,null,476,null,null,null,null,null,{"$error":"#DIV/0!"},null,null,null,null,null,{"$error":"#DIV/0!"},null,null,null,null,null,{"$error":"#DIV/0!"}]
[null,null,477,null,null,null,null,null,{"$error":"#DIV/0!"},null,null,null,null,null,{"$error":"#DIV/0!"},null,null,null,null,null,{"$error":"#DIV/0!"}]
[null,null,478,null,null,null,null,null,{"$error":"#DIV/0!"},null,null,null,null,null,{"$error":"#DIV/0!"},null,null,null,null,null,{"$error":"#DIV/0!"}]
[null,null,479,null,null,null,null,null,{"$error":"#DIV/0!"},null,null,null,null,null,{"$error":"#DIV/0!"},null,null,null,null,null,{"$error":"#DIV/0!"}]
[null,null,480,null,null,null,null,null,{"$error":"#DIV/0!"},null,null,null,null,null,{"$error":"#DIV/0!"},null,null,null,null,null,{"$error":"#DIV/0!"}]
[null,null,481,null,null,null,null,null,{"$error":"#DIV/0!"},null,null,null,null,null,{"$error":"#DIV/0!"},null,null,null,null,null,{"$error":"#DIV/0!"}]
[null,null,482,null,null,null,null,null,{"$error":"#DIV/0!"},null,null,null,null,null,{"$error":"#DIV/0!"},null,null,null,null,null,{"$error":"#DIV/0!"}]
[null,null,483,null,null,null,null,null,{"$error":"#DIV/0!"},null,null,null,null,null,{"$error":"#DIV/0!"},null,null,null,null,null,{"$error":"#DIV/0!"}]
[null,null,484,null,null,null,null,null,{"$error":"#DIV/0!"},null,null,null,null,null,{"$error":"#DIV/0!"},null,null,null,null,null,{"$error":"#DIV/0!"}]
[null,null,485,null,null,null,null,null,{"$error":"#DIV/0!"},null,null,null,null,null,{"$error":"#DIV/0!"},null,null,null,null,null,{"$error":"#DIV/0!"}]
[null,null,486,null,null,null,null,null,{"$error":"#DIV/0!"},null,null,null,null,null,{"$error":"#DIV/0!"},null,null,null,null,null,{"$error":"#DIV/0!"}]
[null,null,487,null,null,null,null,null,{"$error":"#DIV/0!"},null,null,null,null,null,{"$error":"#DIV/0!"},null,null,null,null,null,{"$error":"#DIV/0!"}]
[null,null,488,null,null,null,null,null,{"$error":"#DIV/0!"},null,null,null,null,null,{"$error":"#DIV/0!"},null,null,null,null,null,{"$error":"#DIV/0!"}]
[null,null,489,null,null,null,null,null,{"$error":"#DIV/0!"},null,null,null,null,null,{"$error":"#DIV/0!"},null,null,null,null,null,{"$error":"#DIV/0!"}]
[null,null,490,null,null,null,null,null,{"$error":"#DIV/0!"},null,null,null,null,null,{"$error":"#DIV/0!"},null,null,null,null,null,{"$error":"#DIV/0!"}]
[null,null,491,null,null,null,null,null,{"$error":"#DIV/0!"},null,null,null,null,null,{"$error":"#DIV/0!"},null,null,null,null,null,{"$error":"#DIV/0!"}]
[null,null,492,null,null,null,null,null,{"$error":"#DIV/0!"},null,null,null,null,null,{"$error":"#DIV/0!"},null,null,null,null,null,{"$error":"#DIV/0!"}]
[null,null,493,null,null,null,null,null,{"$error":"#DIV/0!"},null,null,null,null,null,{"$error":"#DIV/0!"},null,null,null,null,null,{"$error":"#DIV/0!"}]
[null,null,494,null,null,null,null,null,{"$error":"#DIV/0!"},null,null,null,null,null,{"$error":"#DIV/0!"},null,null,null,null,null,{"$error":"#DIV/0!"}]
[null,null,495,null,null,null,null,null,{"$error":"#DIV/0!"},null,null,null,null,null,{"$error":"#DIV/0!"},null,null,null,null,null,{"$error":"#DIV/0!"}]
[null,null,496,null,null,null,null,null,{"$error":"#DIV/0!"},null,null,null,null,null,{"$error":"#DIV/0!"},null,null,null,null,null,{"$error":"#DIV/0!"}]
[null,null,497,null,null,null,null,null,{"$error":"#DIV/0!"},null,null,null,null,null,{"$error":"#DIV/0!"},null,null,null,null,null,{"$error":"#DIV/0!"}]
[null,null,498,null,null,null,null,null,{"$error":"#DIV/0!"},null,null,null,null,null,{"$error":"#DIV/0!"},null,null,null,null,null,{"$error":"#DIV/0!"}]
[null,null,499,null,null,null,null,null,{"$error":"#DIV/0!"},null,null,null,null,null,{"$error":"#DIV/0!"},null,null,null,null,null,{"$error":"#DIV/0!"}]
[null,null,500,null,null,null,null,null,{"$error":"#DIV/0!"},null,null,null,null,null,{"$error":"#DIV/0!"},null,null,null,null,null,{"$error":"#DIV/0!"}]
[null,null,501,null,null,null,null,null,{"$error":"#DIV/0!"},null,null,null,null,null,{"$error":"#DIV/0!"},null,null,null,null,null,{"$error":"#DIV/0!"}]
[null,null,502,null,null,null,null,null,{"$error":"#DIV/0!"},null,null,null,null,null,{"$error":"#DIV/0!"},null,null,null,null,null,{"$error":"#DIV/0!"}]
[null,null,503,null,null,null,null,null,{"$error":"#DIV/0!"},null,null,null,null,null,{"$error":"#DIV/0!"},null,null,null,null,null,{"$error":"#DIV/0!"}]
[null,null,504,null,null,null,null,null,{"$error":"#DIV/0!"},null,null,null,null,null,{"$error":"#DIV/0!"},null,null,null,null,null,{"$error":"#DIV/0!"}]
[null,null,505,null,null,null,null,null,{"$error":"#DIV/0!"},null,null,null,null,null,{"$error":"#DIV/0!"},null,null,null,null,null,{"$error":"#DIV/0!"}]
[null,null,506,null,null,null,null,null,{"$error":"#DIV/0!"},null,null,null,null,null,{"$error":"#DIV/0!"},null,null,null,null,null,{"$error":"#DIV/0!"}]
[null,null,507,null,null,null,null,null,{"$error":"#DIV/0!"},null,null,null,null,null,{"$error":"#DIV/0!"},null,null,null,null,null,{"$error":"#DIV/0!"}]
[null,null,508,null,null,null,null,null,{"$error":"#DIV/0!"},null,null,null,null,null,{"$error":"#DIV/0!"},null,null,null,null,null,{"$error":"#DIV/0!"}]
[null,null,509,null,null,null,null,null,{"$error":"#DIV/0!"},null,null,null,null,null,{"$error":"#DIV/0!"},null,null,null,null,null,{"$error":"#DIV/0!"}]
[null,null,510,null,null,null,null,null,{"$error":"#DIV/0!"},null,null,null,null,null,{"$error":"#DIV/0!"},null,null,null,null,null,{"$error":"#DIV/0!"}]
[null,null,511,null,null,null,null,null,{"$error":"#DIV/0!"},null,null,null,null,null,{"$error":"#DIV/0!"},null,null,null,null,null,{"$error":"#DIV/0!"}]
[null,null,512,null,null,null,null,null,{"$error":"#DIV/0!"},null,null,null,null,null,{"$error":"#DIV/0!"},null,null,null,null,null,{"$error":"#DIV/0!"}]
[null,null,513,null,null,null,null,null,{"$error":"#DIV/0!"},null,null,null,null,null,{"$error":"#DIV/0!"},null,null,null,null,null,{"$error":"#DIV/0!"}]
[null,null,514,null,null,null,null,null,{"$f":"IF(SUMPRODUCT(D565:H565,$Z$15:$AD$15/$H$20)=0,\"\",SUMPRODUCT(D565:H565,$Z$15:$AD$15/$H$20))","v":{"$error":"#DIV/0!"}},null,null,null,null,null,{"$f":"IF(SUMPRODUCT(J565:N565,$Z$22:$AD$22/$H$27)=0,\"\",SUMPRODUCT(J565:N565,$Z$22:$AD$22/$H$27))","v":{"$error":"#DIV/0!"}},null,null,null,null,null,{"$f":"IF(SUMPRODUCT(P565:T565,$Z$29:$AD$29/$H$34)=0,\"\",SUMPRODUCT(P565:T565,$Z$29:$AD$29/$H$34))","v":{"$error":"#DIV/0!"}}]
[null,null,515,null,null,null,null,null,{"$error":"#DIV/0!"},null,null,null,null,null,{"$error":"#DIV/0!"},null,null,null,null,null,{"$error":"#DIV/0!"}]
[null,null,516,null,null,null,null,null,{"$error":"#DIV/0!"},null,null,null,null,null,{"$error":"#DIV/0!"},null,null,null,null,null,{"$error":"#DIV/0!"}]
[null,null,517,null,null,null,null,null,{"$error":"#DIV/0!"},null,null,null,null,null,{"$error":"#DIV/0!"},null,null,null,null,null,{"$error":"#DIV/0!"}]
[null,null,518,null,null,null,null,null,{"$error":"#DIV/0!"},null,null,null,null,null,{"$error":"#DIV/0!"},null,null,null,null,null,{"$error":"#DIV/0!"}]
[null,null,519,null,null,null,null,null,{"$error":"#DIV/0!"},null,null,null,null,null,{"$error":"#DIV/0!"},null,null,null,null,null,{"$error":"#DIV/0!"}]
[null,null,520,null,null,null,null,null,{"$error":"#DIV/0!"},null,null,null,null,null,{"$error":"#DIV/0!"},null,null,null,null,null,{"$error":"#DIV/0!"}]
[null,null,521,null,null,null,null,null,{"$error":"#DIV/0!"},null,null,null,null,null,{"$error":"#DIV/0!"},null,null,null,null,null,{"$error":"#DIV/0!"}]
[null,null,522,null,null,null,null,null,{"$error":"#DIV/0!"},null,null,null,null,null,{"$error":"#DIV/0!"},null,null,null,null,null,{"$error":"#DIV/0!"}]
[null,null,523,null,null,null,null,null,{"$error":"#DIV/0!"},null,null,null,null,null,{"$error":"#DIV/0!"},null,null,null,null,null,{"$error":"#DIV/0!"}]
[null,null,524,null,null,null,null,null,{"$error":"#DIV/0!"},null,null,null,null,null,{"$error":"#DIV/0!"},null,null,null,null,null,{"$error":"#DIV/0!"}]
[null,null,525,null,null,null,null,null,{"$error":"#DIV/0!"},null,null,null,null,null,{"$error":"#DIV/0!"},null,null,null,null,null,{"$error":"#DIV/0!"}]
[null,null,526,null,null,null,null,null,{"$error":"#DIV/0!"},null,null,null,null,null,{"$error":"#DIV/0!"},null,null,null,null,null,{"$error":"#DIV/0!"}]
[null,null,527,null,null,null,null,null,{"$error":"#DIV/0!"},null,null,null,null,null,{"$error":"#DIV/0!"},null,null,null,null,null,{"$error":"#DIV/0!"}]
[null,null,528,null,null,null,null,null,{"$error":"#DIV/0!"},null,null,null,null,null,{"$error":"#DIV/0!"},null,null,null,null,null,{"$error":"#DIV/0!"}]
[null,null,529,null,null,null,null,null,{"$error":"#DIV/0!"},null,null,null,null,null,{"$error":"#DIV/0!"},null,null,null,null,null,{"$error":"#DIV/0!"}]
[null,null,530,null,null,null,null,null,{"$error":"#DIV/0!"},null,null,null,null,null,{"$error":"#DIV/0!"},null,null,null,null,null,{"$error":"#DIV/0!"}]
[null,null,531,null,null,null,null,null,{"$error":"#DIV/0!"},null,null,null,null,null,{"$error":"#DIV/0!"},null,null,null,null,null,{"$error":"#DIV/0!"}]
[null,null,532,null,null,null,null,null,{"$error":"#DIV/0!"},null,null,null,null,null,{"$error":"#DIV/0!"},null,null,null,null,null,{"$error":"#DIV/0!"}]
[null,null,533,null,null,null,null,null,{"$error":"#DIV/0!"},null,null,null,null,null,{"$error":"#DIV/0!"},null,null,null,null,null,{"$error":"#DIV/0!"}]
[null,null,534,null,null,null,null,null,{"$error":"#DIV/0!"},null,null,null,null,null,{"$error":"#DIV/0!"},null,null,null,null,null,{"$error":"#DIV/0!"}]
[null,null,535,null,null,null,null,null,{"$error":"#DIV/0!"},null,null,null,null,null,{"$error":"#DIV/0!"},null,null,null,null,null,{"$error":"#DIV/0!"}]
[null,null,536,null,null,null,null,null,{"$error":"#DIV/0!"},null,null,null,null,null,{"$error":"#DIV/0!"},null,null,null,null,null,{"$error":"#DIV/0!"}]
[null,null,537,null,null,null,null,null,{"$error":"#DIV/0!"},null,null,null,null,null,{"$error":"#DIV/0!"},null,null,null,null,null,{"$error":"#DIV/0!"}]
[null,null,538,null,null,null,null,null,{"$error":"#DIV/0!"},null,null,null,null,null,{"$error":"#DIV/0!"},null,null,null,null,null,{"$error":"#DIV/0!"}]
[null,null,539,null,null,null,null,null,{"$error":"#DIV/0!"},null,null,null,null,null,{"$error":"#DIV/0!"},null,null,null,null,null,{"$error":"#DIV/0!"}]
[null,null,540,null,null,null,null,null,{"$error":"#DIV/0!"},null,null,null,null,null,{"$error":"#DIV/0!"},null,null,null,null,null,{"$error":"#DIV/0!"}]
[null,null,541,null,null,null,null,null,{"$error":"#DIV/0!"},null,null,null,null,null,{"$error":"#DIV/0!"},null,null,null,null,null,{"$error":"#DIV/0!"}]
[null,null,542,null,null,null,null,null,{"$error":"#DIV/0!"},null,null,null,null,null,{"$error":"#DIV/0!"},null,null,null,null,null,{"$error":"#DIV/0!"}]
[null,null,543,null,null,null,null,null,{"$error":"#DIV/0!"},null,null,null,null,null,{"$error":"#DIV/0!"},null,null,null,null,null,{"$error":"#DIV/0!"}]
[null,null,544,null,null,null,null,null,{"$error":"#DIV/0!"},null,null,null,null,null,{"$error":"#DIV/0!"},null,null,null,null,null,{"$error":"#DIV/0!"}]
[null,null,545,null,null,null,null,null,{"$error":"#DIV/0!"},null,null,null,null,null,{"$error":"#DIV/0!"},null,null,null,null,null,{"$error":"#DIV/0!"}]
[null,null,546,null,null,null,null,null,{"$error":"#DIV/0!"},null,null,null,null,null,{"$error":"#DIV/0!"},null,null,null,null,null,{"$error":"#DIV/0!"}]
[null,null,547,null,null,null,null,null,{"$error":"#DIV/0!"},null,null,null,null,null,{"$error":"#DIV/0!"},null,null,null,null,null,{"$error":"#DIV/0!"}]
[null,null,548,null,null,null,null,null,{"$error":"#DIV/0!"},null,null,null,null,null,{"$error":"#DIV/0!"},null,null,null,null,null,{"$error":"#DIV/0!"}]
[null,null,549,null,null,null,null,null,{"$error":"#DIV/0!"},null,null,null,null,null,{"$error":"#DIV/0!"},null,null,null,null,null,{"$error":"#DIV/0!"}]
[null,null,550,null,null,null,null,null,{"$error":"#DIV/0!"},null,null,null,null,null,{"$error":"#DIV/0!"},null,null,null,null,null,{"$error":"#DIV/0!"}]
[null,null,551,null,null,null,null,null,{"$error":"#DIV/0!"},null,null,null,null,null,{"$error":"#DIV/0!"},null,null,null,null,null,{"$error":"#DIV/0!"}]
[null,null,552,null,null,null,null,null,{"$error":"#DIV/0!"},null,null,null,null,null,{"$error":"#DIV/0!"},null,null,null,null,null,{"$error":"#DIV/0!"}]
[null,null,553,null,null,null,null,null,{"$error":"#DIV/0!"},null,null,null,null,null,{"$error":"#DIV/0!"},null,null,null,null,null,{"$error":"#DIV/0!"}]
[null,null,554,null,null,null,null,null,{"$error":"#DIV/0!"},null,null,null,null,null,{"$error":"#DIV/0!"},null,null,null,null,null,{"$error":"#DIV/0!"}]
[null,null,555,null,null,null,null,null,{"$error":"#DIV/0!"},null,null,null,null,null,{"$error":"#DIV/0!"},null,null,null,null,null,{"$error":"#DIV/0!"}]
[null,null,556,null,null,null,null,null,{"$error":"#DIV/0!"},null,null,null,null,null,{"$error":"#DIV/0!"},null,null,null,null,null,{"$error":"#DIV/0!"}]
[null,null,557,null,null,null,null,null,{"$error":"#DIV/0!"},null,null,null,null,null,{"$error":"#DIV/0!"},null,null,null,null,null,{"$error":"#DIV/0!"}]
[null,null,558,null,null,null,null,null,{"$error":"#DIV/0!"},null,null,null,null,null,{"$error":"#DIV/0!"},null,null,null,null,null,{"$error":"#DIV/0!"}]
[null,null,559,null,null,null,null,null,{"$error":"#DIV/0!"},null,null,null,null,null,{"$error":"#DIV/0!"},null,null,null,null,null,{"$error":"#DIV/0!"}]
[null,null,560,null,null,null,null,null,{"$error":"#DIV/0!"},null,null,null,null,null,{"$error":"#DIV/0!"},null,null,null,null,null,{"$error":"#DIV/0!"}]
[null,null,561,null,null,null,null,null,{"$error":"#DIV/0!"},null,null,null,null,null,{"$error":"#DIV/0!"},null,null,null,null,null,{"$error":"#DIV/0!"}]
[null,null,562,null,null,null,null,null,{"$error":"#DIV/0!"},null,null,null,null,null,{"$error":"#DIV/0!"},null,null,null,null,null,{"$error":"#DIV/0!"}]
[null,null,563,null,null,null,null,null,{"$error":"#DIV/0!"},null,null,null,null,null,{"$error":"#DIV/0!"},null,null,null,null,null,{"$error":"#DIV/0!"}]
[null,null,564,null,null,null,null,null,{"$error":"#DIV/0!"},null,null,null,null,null,{"$error":"#DIV/0!"},null,null,null,null,null,{"$error":"#DIV/0!"}]
[null,null,565,null,null,null,null,null,{"$error":"#DIV/0!"},null,null,null,null,null,{"$error":"#DIV/0!"},null,null,null,null,null,{"$error":"#DIV/0!"}]
[null,null,566,null,null,null,null,null,{"$error":"#DIV/0!"},null,null,null,null,null,{"$error":"#DIV/0!"},null,null,null,null,null,{"$error":"#DIV/0!"}]
[null,null,567,null,null,null,null,null,{"$error":"#DIV/0!"},null,null,null,null,null,{"$error":"#DIV/0!"},null,null,null,null,null,{"$error":"#DIV/0!"}]
[null,null,568,null,null,null,null,null,{"$error":"#DIV/0!"},null,null,null,null,null,{"$error":"#DIV/0!"},null,null,null,null,null,{"$error":"#DIV/0!"}]
[null,null,569,null,null,null,null,null,{"$error":"#DIV/0!"},null,null,null,null,null,{"$error":"#DIV/0!"},null,null,null,null,null,{"$error":"#DIV/0!"}]
[null,null,570,null,null,null,null,null,{"$error":"#DIV/0!"},null,null,null,null,null,{"$error":"#DIV/0!"},null,null,null,null,null,{"$error":"#DIV/0!"}]
[null,null,571,null,null,null,null,null,{"$error":"#DIV/0!"},null,null,null,null,null,{"$error":"#DIV/0!"},null,null,null,null,null,{"$error":"#DIV/0!"}]
[null,null,572,null,null,null,null,null,{"$error":"#DIV/0!"},null,null,null,null,null,{"$error":"#DIV/0!"},null,null,null,null,null,{"$error":"#DIV/0!"}]
[null,null,573,null,null,null,null,null,{"$error":"#DIV/0!"},null,null,null,null,null,{"$error":"#DIV/0!"},null,null,null,null,null,{"$error":"#DIV/0!"}]
[null,null,574,null,null,null,null,null,{"$error":"#DIV/0!"},null,null,null,null,null,{"$error":"#DIV/0!"},null,null,null,null,null,{"$error":"#DIV/0!"}]
[null,null,575,null,null,null,null,null,{"$error":"#DIV/0!"},null,null,null,null,null,{"$error":"#DIV/0!"},null,null,null,null,null,{"$error":"#DIV/0!"}]
[null,null,576,null,null,null,null,null,{"$error":"#DIV/0!"},null,null,null,null,null,{"$error":"#DIV/0!"},null,null,null,null,null,{"$error":"#DIV/0!"}]
[null,null,577,null,null,null,null,null,{"$error":"#DIV/0!"},null,null,null,null,null,{"$error":"#DIV/0!"},null,null,null,null,null,{"$error":"#DIV/0!"}]
[null,null,578,null,null,null,null,null,{"$f":"IF(SUMPRODUCT(D629:H629,$Z$15:$AD$15/$H$20)=0,\"\",SUMPRODUCT(D629:H629,$Z$15:$AD$15/$H$20))","v":{"$error":"#DIV/0!"}},null,null,null,null,null,{"$f":"IF(SUMPRODUCT(J629:N629,$Z$22:$AD$22/$H$27)=0,\"\",SUMPRODUCT(J629:N629,$Z$22:$AD$22/$H$27))","v":{"$error":"#DIV/0!"}},null,null,null,null,null,{"$f":"IF(SUMPRODUCT(P629:T629,$Z$29:$AD$29/$H$34)=0,\"\",SUMPRODUCT(P629:T629,$Z$29:$AD$29/$H$34))","v":{"$error":"#DIV/0!"}}]
[null,null,579,null,null,null,null,null,{"$error":"#DIV/0!"},null,null,null,null,null,{"$error":"#DIV/0!"},null,null,null,null,null,{"$error":"#DIV/0!"}]
[null,null,580,null,null,null,null,null,{"$error":"#DIV/0!"},null,null,null,null,null,{"$error":"#DIV/0!"},null,null,null,null,null,{"$error":"#DIV/0!"}]
[null,null,581,null,null,null,null,null,{"$error":"#DIV/0!"},null,null,null,null,null,{"$error":"#DIV/0!"},null,null,null,null,null,{"$error":"#DIV/0!"}]
[null,null,582,null,null,null,null,null,{"$error":"#DIV/0!"},null,null,null,null,null,{"$error":"#DIV/0!"},null,null,null,null,null,{"$error":"#DIV/0!"}]
[null,null,583,null,null,null,null,null,{"$error":"#DIV/0!"},null,null,null,null,null,{"$error":"#DIV/0!"},null,null,null,null,null,{"$error":"#DIV/0!"}]
[null,null,584,null,null,null,null,null,{"$error":"#DIV/0!"},null,null,null,null,null,{"$error":"#DIV/0!"},null,null,null,null,null,{"$error":"#DIV/0!"}]
[null,null,585,null,null,null,null,null,{"$error":"#DIV/0!"},null,null,null,null,null,{"$error":"#DIV/0!"},null,null,null,null,null,{"$error":"#DIV/0!"}]
[null,null,586,null,null,null,null,null,{"$error":"#DIV/0!"},null,null,null,null,null,{"$error":"#DIV/0!"},null,null,null,null,null,{"$error":"#DIV/0!"}]
[null,null,587,null,null,null,null,null,{"$error":"#DIV/0!"},null,null,null,null,null,{"$error":"#DIV/0!"},null,null,null,null,null,{"$error":"#DIV/0!"}]
[null,null,588,null,null,null,null,null,{"$error":"#DIV/0!"},null,null,null,null,null,{"$error":"#DIV/0!"},null,null,null,null,null,{"$error":"#DIV/0!"}]
[null,null,589,null,null,null,null,null,{"$error":"#DIV/0!"},null,null,null,null,null,{"$error":"#DIV/0!"},null,null,null,null,null,{"$error":"#DIV/0!"}]
[null,null,590,null,null,null,null,null,{"$error":"#DIV/0!"},null,null,null,null,null,{"$error":"#DIV/0!"},null,null,null,null,null,{"$error":"#DIV/0!"}]
[null,null,591,null,null,null,null,null,{"$error":"#DIV/0!"},null,null,null,null,null,{"$error":"#DIV/0!"},null,null,null,null,null,{"$error":"#DIV/0!"}]
[null,null,592,null,null,null,null,null,{"$error":"#DIV/0!"},null,null,null,null,null,{"$error":"#DIV/0!"},null,null,null,null,null,{"$error":"#DIV/0!"}]
[null,null,593,null,null,null,null,null,{"$error":"#DIV/0!"},null,null,null,null,null,{"$error":"#DIV/0!"},null,null,null,null,null,{"$error":"#DIV/0!"}]
[null,null,594,null,null,null,null,null,{"$error":"#DIV/0!"},null,null,null,null,null,{"$error":"#DIV/0!"},null,null,null,null,null,{"$error":"#DIV/0!"}]
[null,null,595,null,null,null,null,null,{"$error":"#DIV/0!"},null,null,null,null,null,{"$error":"#DIV/0!"},null,null,null,null,null,{"$error":"#DIV/0!"}]
[null,null,596,null,null,null,null,null,{"$error":"#DIV/0!"},null,null,null,null,null,{"$error":"#DIV/0!"},null,null,null,null,null,{"$error":"#DIV/0!"}]
[null,null,597,null,null,null,null,null,{"$error":"#DIV/0!"},null,null,null,null,null,{"$error":"#DIV/0!"},null,null,null,null,null,{"$error":"#DIV/0!"}]
[null,null,598,null,null,null,null,null,{"$error":"#DIV/0!"},null,null,null,null,null,{"$error":"#DIV/0!"},null,null,null,null,null,{"$error":"#DIV/0!"}]
[null,null,599,null,null,null,null,null,{"$error":"#DIV/0!"},null,null,null,null,null,{"$error":"#DIV/0!"},null,null,null,null,null,{"$error":"#DIV/0!"}]
[null,null,600,null,null,null,null,null,{"$error":"#DIV/0!"},null,null,null,null,null,{"$error":"#DIV/0!"},null,null,null,null,null,{"$error":"#DIV/0!"}]
[null,null,601,null,null,null,null,null,{"$error":"#DIV/0!"},null,null,null,null,null,{"$error":"#DIV/0!"},null,null,null,null,null,{"$error":"#DIV/0!"}]
[null,null,602,null,null,null,null,null,{"$error":"#DIV/0!"},null,null,null,null,null,{"$error":"#DIV/0!"},null,null,null,null,null,{"$error":"#DIV/0!"}]
[null,null,603,null,null,null,null,null,{"$error":"#DIV/0!"},null,null,null,null,null,{"$error":"#DIV/0!"},null,null,null,null,null,{"$error":"#DIV/0!"}]
[null,null,604,null,null,null,null,null,{"$error":"#DIV/0!"},null,null,null,null,null,{"$error":"#DIV/0!"},null,null,null,null,null,{"$error":"#DIV/0!"}]
[null,null,605,null,null,null,null,null,{"$error":"#DIV/0!"},null,null,null,null,null,{"$error":"#DIV/0!"},null,null,null,null,null,{"$error":"#DIV/0!"}]
[null,null,606,null,null,null,null,null,{"$error":"#DIV/0!"},null,null,null,null,null,{"$error":"#DIV/0!"},null,null,null,null,null,{"$error":"#DIV/0!"}]
[null,null,607,null,null,null,null,null,{"$error":"#DIV/0!"},null,null,null,null,null,{"$error":"#DIV/0!"},null,null,null,null,null,{"$error":"#DIV/0!"}]
[null,null,608,null,null,null,null,null,{"$error":"#DIV/0!"},null,null,null,null,null,{"$error":"#DIV/0!"},null,null,null,null,null,{"$error":"#DIV/0!"}]
[null,null,609,null,null,null,null,null,{"$error":"#DIV/0!"},null,null,null,null,null,{"$error":"#DIV/0!"},null,null,null,null,null,{"$error":"#DIV/0!"}]
[null,null,610,null,null,null,null,null,{"$error":"#DIV/0!"},null,null,null,null,null,{"$error":"#DIV/0!"},null,null,null,null,null,{"$error":"#DIV/0!"}]
[null,null,611,null,null,null,null,null,{"$error":"#DIV/0!"},null,null,null,null,null,{"$error":"#DIV/0!"},null,null,null,null,null,{"$error":"#DIV/0!"}]
[null,null,612,null,null,null,null,null,{"$error":"#DIV/0!"},null,null,null,null,null,{"$error":"#DIV/0!"},null,null,null,null,null,{"$error":"#DIV/0!"}]
[null,null,613,null,null,null,null,null,{"$error":"#DIV/0!"},null,null,null,null,null,{"$error":"#DIV/0!"},null,null,null,null,null,{"$error":"#DIV/0!"}]
[null,null,614,null,null,null,null,null,{"$error":"#DIV/0!"},null,null,null,null,null,{"$error":"#DIV/0!"},null,null,null,null,null,{"$error":"#DIV/0!"}]
[null,null,615,null,null,null,null,null,{"$error":"#DIV/0!"},null,null,null,null,null,{"$error":"#DIV/0!"},null,null,null,null,null,{"$error":"#DIV/0!"}]
[null,null,616,null,null,null,null,null,{"$error":"#DIV/0!"},null,null,null,null,null,{"$error":"#DIV/0!"},null,null,null,null,null,{"$error":"#DIV/0!"}]
[null,null,617,null,null,null,null,null,{"$error":"#DIV/0!"},null,null,null,null,null,{"$error":"#DIV/0!"},null,null,null,null,null,{"$error":"#DIV/0!"}]
[null,null,618,null,null,null,null,null,{"$error":"#DIV/0!"},null,null,null,null,null,{"$error":"#DIV/0!"},null,null,null,null,null,{"$error":"#DIV/0!"}]
[null,null,619,null,null,null,null,null,{"$error":"#DIV/0!"},null,null,null,null,null,{"$error":"#DIV/0!"},null,null,null,null,null,{"$error":"#DIV/0!"}]
[null,null,620,null,null,null,null,null,{"$error":"#DIV/0!"},null,null,null,null,null,{"$error":"#DIV/0!"},null,null,null,null,null,{"$error":"#DIV/0!"}]
[null,null,621,null,null,null,null,null,{"$error":"#DIV/0!"},null,null,null,null,null,{"$error":"#DIV/0!"},null,null,null,null,null,{"$error":"#DIV/0!"}]
[null,null,622,null,null,null,null,null,{"$error":"#DIV/0!"},null,null,null,null,null,{"$error":"#DIV/0!"},null,null,null,null,null,{"$error":"#DIV/0!"}]
[null,null,623,null,null,null,null,null,{"$error":"#DIV/0!"},null,null,null,null,null,{"$error":"#DIV/0!"},null,null,null,null,null,{"$error":"#DIV/0!"}]
[null,null,624,null,null,null,null,null,{"$error":"#DIV/0!"},null,null,null,null,null,{"$error":"#DIV/0!"},null,null,null,null,null,{"$error":"#DIV/0!"}]
[null,null,625,null,null,null,null,null,{"$error":"#DIV/0!"},null,null,null,null,null,{"$error":"#DIV/0!"},null,null,null,null,null,{"$error":"#DIV/0!"}]
[null,null,626,null,null,null,null,null,{"$error":"#DIV/0!"},null,null,null,null,null,{"$error":"#DIV/0!"},null,null,null,null,null,{"$error":"#DIV/0!"}]
[null,null,627,null,null,null,null,null,{"$error":"#DIV/0!"},null,null,null,null,null,{"$error":"#DIV/0!"},null,null,null,null,null,{"$error":"#DIV/0!"}]
[null,null,628,null,null,null,null,null,{"$error":"#DIV/0!"},null,null,null,null,null,{"$error":"#DIV/0!"},null,null,null,null,null,{"$error":"#DIV/0!"}]
[null,null,629,null,null,null,null,null,{"$error":"#DIV/0!"},null,null,null,null,null,{"$error":"#DIV/0!"},null,null,null,null,null,{"$error":"#DIV/0!"}]
[null,null,630,null,null,null,null,null,{"$error":"#DIV/0!"},null,null,null,null,null,{"$error":"#DIV/0!"},null,null,null,null,null,{"$error":"#DIV/0!"}]
[null,null,631,null,null,null,null,null,{"$error":"#DIV/0!"},null,null,null,null,null,{"$error":"#DIV/0!"},null,null,null,null,null,{"$error":"#DIV/0!"}]
[null,null,632,null,null,null,null,null,{"$error":"#DIV/0!"},null,null,null,null,null,{"$error":"#DIV/0!"},null,null,null,null,null,{"$error":"#DIV/0!"}]
[null,null,633,null,null,null,null,null,{"$error":"#DIV/0!"},null,null,null,null,null,{"$error":"#DIV/0!"},null,null,null,null,null,{"$error":"#DIV/0!"}]
[null,null,634,null,null,null,null,null,{"$error":"#DIV/0!"},null,null,null,null,null,{"$error":"#DIV/0!"},null,null,null,null,null,{"$error":"#DIV/0!"}]
[null,null,635,null,null,null,null,null,{"$error":"#DIV/0!"},null,null,null,null,null,{"$error":"#DIV/0!"},null,null,null,null,null,{"$error":"#DIV/0!"}]
[null,null,636,null,null,null,null,null,{"$error":"#DIV/0!"},null,null,null,null,null,{"$error":"#DIV/0!"},null,null,null,null,null,{"$error":"#DIV/0!"}]
[null,null,637,null,null,null,null,null,{"$error":"#DIV/0!"},null,null,null,null,null,{"$error":"#DIV/0!"},null,null,null,null,null,{"$error":"#DIV/0!"}]
[null,null,638,null,null,null,null,null,{"$error":"#DIV/0!"},null,null,null,null,null,{"$error":"#DIV/0!"},null,null,null,null,null,{"$error":"#DIV/0!"}]
[null,null,639,null,null,null,null,null,{"$error":"#DIV/0!"},null,null,null,null,null,{"$error":"#DIV/0!"},null,null,null,null,null,{"$error":"#DIV/0!"}]
[null,null,640,null,null,null,null,null,{"$error":"#DIV/0!"},null,null,null,null,null,{"$error":"#DIV/0!"},null,null,null,null,null,{"$error":"#DIV/0!"}]
[null,null,641,null,null,null,null,null,{"$error":"#DIV/0!"},null,null,null,null,null,{"$error":"#DIV/0!"},null,null,null,null,null,{"$error":"#DIV/0!"}]
[null,null,642,null,null,null,null,null,{"$f":"IF(SUMPRODUCT(D693:H693,$Z$15:$AD$15/$H$20)=0,\"\",SUMPRODUCT(D693:H693,$Z$15:$AD$15/$H$20))","v":{"$error":"#DIV/0!"}},null,null,null,null,null,{"$f":"IF(SUMPRODUCT(J693:N693,$Z$22:$AD$22/$H$27)=0,\"\",SUMPRODUCT(J693:N693,$Z$22:$AD$22/$H$27))","v":{"$error":"#DIV/0!"}},null,null,null,null,null,{"$f":"IF(SUMPRODUCT(P693:T693,$Z$29:$AD$29/$H$34)=0,\"\",SUMPRODUCT(P693:T693,$Z$29:$AD$29/$H$34))","v":{"$error":"#DIV/0!"}}]
[null,null,643,null,null,null,null,null,{"$error":"#DIV/0!"},null,null,null,null,null,{"$error":"#DIV/0!"},null,null,null,null,null,{"$error":"#DIV/0!"}]
[null,null,644,null,null,null,null,null,{"$error":"#DIV/0!"},null,null,null,null,null,{"$error":"#DIV/0!"},null,null,null,null,null,{"$error":"#DIV/0!"}]
[null,null,645,null,null,null,null,null,{"$error":"#DIV/0!"},null,null,null,null,null,{"$error":"#DIV/0!"},null,null,null,null,null,{"$error":"#DIV/0!"}]
[null,null,646,null,null,null,null,null,{"$error":"#DIV/0!"},null,null,null,null,null,{"$error":"#DIV/0!"},null,null,null,null,null,{"$error":"#DIV/0!"}]
[null,null,647,null,null,null,null,null,{"$error":"#DIV/0!"},null,null,null,null,null,{"$error":"#DIV/0!"},null,null,null,null,null,{"$error":"#DIV/0!"}]
[null,null,648,null,null,null,null,null,{"$error":"#DIV/0!"},null,null,null,null,null,{"$error":"#DIV/0!"},null,null,null,null,null,{"$error":"#DIV/0!"}]
[null,null,649,null,null,null,null,null,{"$error":"#DIV/0!"},null,null,null,null,null,{"$error":"#DIV/0!"},null,null,null,null,null,{"$error":"#DIV/0!"}]
[null,null,650,null,null,null,null,null,{"$error":"#DIV/0!"},null,null,null,null,null,{"$error":"#DIV/0!"},null,null,null,null,null,{"$error":"#DIV/0!"}]
[null,null,651,null,null,null,null,null,{"$error":"#DIV/0!"},null,null,null,null,null,{"$error":"#DIV/0!"},null,null,null,null,null,{"$error":"#DIV/0!"}]
[null,null,652,null,null,null,null,null,{"$error":"#DIV/0!"},null,null,null,null,null,{"$error":"#DIV/0!"},null,null,null,null,null,{"$error":"#DIV/0!"}]
[null,null,653,null,null,null,null,null,{"$error":"#DIV/0!"},null,null,null,null,null,{"$error":"#DIV/0!"},null,null,null,null,null,{"$error":"#DIV/0!"}]
[null,null,654,null,null,null,null,null,{"$error":"#DIV/0!"},null,null,null,null,null,{"$error":"#DIV/0!"},null,null,null,null,null,{"$error":"#DIV/0!"}]
[null,null,655,null,null,null,null,null,{"$error":"#DIV/0!"},null,null,null,null,null,{"$error":"#DIV/0!"},null,null,null,null,null,{"$error":"#DIV/0!"}]
[null,null,656,null,null,null,null,null,{"$error":"#DIV/0!"},null,null,null,null,null,{"$error":"#DIV/0!"},null,null,null,null,null,{"$error":"#DIV/0!"}]
[null,null,657,null,null,null,null,null,{"$error":"#DIV/0!"},null,null,null,null,null,{"$error":"#DIV/0!"},null,null,null,null,null,{"$error":"#DIV/0!"}]
[null,null,658,null,null,null,null,null,{"$error":"#DIV/0!"},null,null,null,null,null,{"$error":"#DIV/0!"},null,null,null,null,null,{"$error":"#DIV/0!"}]
[null,null,659,null,null,null,null,null,{"$error":"#DIV/0!"},null,null,null,null,null,{"$error":"#DIV/0!"},null,null,null,null,null,{"$error":"#DIV/0!"}]
[null,null,660,null,null,null,null,null,{"$error":"#DIV/0!"},null,null,null,null,null,{"$error":"#DIV/0!"},null,null,null,null,null,{"$error":"#DIV/0!"}]
[null,null,661,null,null,null,null,null,{"$error":"#DIV/0!"},null,null,null,null,null,{"$error":"#DIV/0!"},null,null,null,null,null,{"$error":"#DIV/0!"}]
[null,null,662,null,null,null,null,null,{"$error":"#DIV/0!"},null,null,null,null,null,{"$error":"#DIV/0!"},null,null,null,null,null,{"$error":"#DIV/0!"}]
[null,null,663,null,null,null,null,null,{"$error":"#DIV/0!"},null,null,null,null,null,{"$error":"#DIV/0!"},null,null,null,null,null,{"$error":"#DIV/0!"}]
[null,null,664,null,null,null,null,null,{"$error":"#DIV/0!"},null,null,null,null,null,{"$error":"#DIV/0!"},null,null,null,null,null,{"$error":"#DIV/0!"}]
[null,null,665,null,null,null,null,null,{"$error":"#DIV/0!"},null,null,null,null,null,{"$error":"#DIV/0!"},null,null,null,null,null,{"$error":"#DIV/0!"}]
[null,null,666,null,null,null,null,null,{"$error":"#DIV/0!"},null,null,null,null,null,{"$error":"#DIV/0!"},null,null,null,null,null,{"$error":"#DIV/0!"}]
[null,null,667,null,null,null,null,null,{"$error":"#DIV/0!"},null,null,null,null,null,{"$error":"#DIV/0!"},null,null,null,null,null,{"$error":"#DIV/0!"}]
[null,null,668,null,null,null,null,null,{"$error":"#DIV/0!"},null,null,null,null,null,{"$error":"#DIV/0!"},null,null,null,null,null,{"$error":"#DIV/0!"}]
[null,null,669,null,null,null,null,null,{"$error":"#DIV/0!"},null,null,null,null,null,{"$error":"#DIV/0!"},null,null,null,null,null,{"$error":"#DIV/0!"}]
[null,null,670,null,null,null,null,null,{"$error":"#DIV/0!"},null,null,null,null,null,{"$error":"#DIV/0!"},null,null,null,null,null,{"$error":"#DIV/0!"}]
[null,null,671,null,null,null,null,null,{"$error":"#DIV/0!"},null,null,null,null,null,{"$error":"#DIV/0!"},null,null,null,null,null,{"$error":"#DIV/0!"}]
[null,null,672,null,null,null,null,null,{"$error":"#DIV/0!"},null,null,null,null,null,{"$error":"#DIV/0!"},null,null,null,null,null,{"$error":"#DIV/0!"}]
[null,null,673,null,null,null,null,null,{"$error":"#DIV/0!"},null,null,null,null,null,{"$error":"#DIV/0!"},null,null,null,null,null,{"$error":"#DIV/0!"}]
[null,null,674,null,null,null,null,null,{"$error":"#DIV/0!"},null,null,null,null,null,{"$error":"#DIV/0!"},null,null,null,null,null,{"$error":"#DIV/0!"}]
[null,null,675,null,null,null,null,null,{"$error":"#DIV/0!"},null,null,null,null,null,{"$error":"#DIV/0!"},null,null,null,null,null,{"$error":"#DIV/0!"}]
[null,null,676,null,null,null,null,null,{"$error":"#DIV/0!"},null,null,null,null,null,{"$error":"#DIV/0!"},null,null,null,null,null,{"$error":"#DIV/0!"}]
[null,null,677,null,null,null,null,null,{"$error":"#DIV/0!"},null,null,null,null,null,{"$error":"#DIV/0!"},null,null,null,null,null,{"$error":"#DIV/0!"}]
[null,null,678,null,null,null,null,null,{"$error":"#DIV/0!"},null,null,null,null,null,{"$error":"#DIV/0!"},null,null,null,null,null,{"$error":"#DIV/0!"}]
[null,null,679,null,null,null,null,null,{"$error":"#DIV/0!"},null,null,null,null,null,{"$error":"#DIV/0!"},null,null,null,null,null,{"$error":"#DIV/0!"}]
[null,null,680,null,null,null,null,null,{"$error":"#DIV/0!"},null,null,null,null,null,{"$error":"#DIV/0!"},null,null,null,null,null,{"$error":"#DIV/0!"}]
[null,null,681,null,null,null,null,null,{"$error":"#DIV/0!"},null,null,null,null,null,{"$error":"#DIV/0!"},null,null,null,null,null,{"$error":"#DIV/0!"}]
[null,null,682,null,null,null,null,null,{"$error":"#DIV/0!"},null,null,null,null,null,{"$error":"#DIV/0!"},null,null,null,null,null,{"$error":"#DIV/0!"}]
[null,null,683,null,null,null,null,null,{"$error":"#DIV/0!"},null,null,null,null,null,{"$error":"#DIV/0!"},null,null,null,null,null,{"$error":"#DIV/0!"}]
[null,null,684,null,null,null,null,null,{"$error":"#DIV/0!"},null,null,null,null,null,{"$error":"#DIV/0!"},null,null,null,null,null,{"$error":"#DIV/0!"}]
[null,null,685,null,null,null,null,null,{"$error":"#DIV/0!"},null,null,null,null,null,{"$error":"#DIV/0!"},null,null,null,null,null,{"$error":"#DIV/0!"}]
[null,null,686,null,null,null,null,null,{"$error":"#DIV/0!"},null,null,null,null,null,{"$error":"#DIV/0!"},null,null,null,null,null,{"$error":"#DIV/0!"}]
[null,null,687,null,null,null,null,null,{"$error":"#DIV/0!"},null,null,null,null,null,{"$error":"#DIV/0!"},null,null,null,null,null,{"$error":"#DIV/0!"}]
[null,null,688,null,null,null,null,null,{"$error":"#DIV/0!"},null,null,null,null,null,{"$error":"#DIV/0!"},null,null,null,null,null,{"$error":"#DIV/0!"}]
[null,null,689,null,null,null,null,null,{"$error":"#DIV/0!"},null,null,null,null,null,{"$error":"#DIV/0!"},null,null,null,null,null,{"$error":"#DIV/0!"}]
[null,null,690,null,null,null,null,null,{"$error":"#DIV/0!"},null,null,null,null,null,{"$error":"#DIV/0!"},null,null,null,null,null,{"$error":"#DIV/0!"}]
[null,null,691,null,null,null,null,null,{"$error":"#DIV/0!"},null,null,null,null,null,{"$error":"#DIV/0!"},null,null,null,null,null,{"$error":"#DIV/0!"}]
[null,null,692,null,null,null,null,null,{"$error":"#DIV/0!"},null,null,null,null,null,{"$error":"#DIV/0!"},null,null,null,null,null,{"$error":"#DIV/0!"}]
[null,null,693,null,null,null,null,null,{"$error":"#DIV/0!"},null,null,null,null,null,{"$error":"#DIV/0!"},null,null,null,null,null,{"$error":"#DIV/0!"}]
[null,null,694,null,null,null,null,null,{"$error":"#DIV/0!"},null,null,null,null,null,{"$error":"#DIV/0!"},null,null,null,null,null,{"$error":"#DIV/0!"}]
[null,null,695,null,null,null,null,null,{"$error":"#DIV/0!"},null,null,null,null,null,{"$error":"#DIV/0!"},null,null,null,null,null,{"$error":"#DIV/0!"}]
[null,null,696,null,null,null,null,null,{"$error":"#DIV/0!"},null,null,null,null,null,{"$error":"#DIV/0!"},null,null,null,null,null,{"$error":"#DIV/0!"}]
[null,null,697,null,null,null,null,null,{"$error":"#DIV/0!"},null,null,null,null,null,{"$error":"#DIV/0!"},null,null,null,null,null,{"$error":"#DIV/0!"}]
[null,null,698,null,null,null,null,null,{"$error":"#DIV/0!"},null,null,null,null,null,{"$error":"#DIV/0!"},null,null,null,null,null,{"$error":"#DIV/0!"}]
[null,null,699,null,null,null,null,null,{"$error":"#DIV/0!"},null,null,null,null,null,{"$error":"#DIV/0!"},null,null,null,null,null,{"$error":"#DIV/0!"}]
[null,null,700,null,null,null,null,null,{"$error":"#DIV/0!"},null,null,null,null,null,{"$error":"#DIV/0!"},null,null,null,null,null,{"$error":"#DIV/0!"}]
[null,null,701,null,null,null,null,null,{"$error":"#DIV/0!"},null,null,null,null,null,{"$error":"#DIV/0!"},null,null,null,null,null,{"$error":"#DIV/0!"}]
[null,null,702,null,null,null,null,null,{"$error":"#DIV/0!"},null,null,null,null,null,{"$error":"#DIV/0!"},null,null,null,null,null,{"$error":"#DIV/0!"}]
[null,null,703,null,null,null,null,null,{"$error":"#DIV/0!"},null,null,null,null,null,{"$error":"#DIV/0!"},null,null,null,null,null,{"$error":"#DIV/0!"}]
[null,null,704,null,null,null,null,null,{"$error":"#DIV/0!"},null,null,null,null,null,{"$error":"#DIV/0!"},null,null,null,null,null,{"$error":"#DIV/0!"}]
[null,null,705,null,null,null,null,null,{"$error":"#DIV/0!"},null,null,null,null,null,{"$error":"#DIV/0!"},null,null,null,null,null,{"$error":"#DIV/0!"}]
[null,null,706,null,null,null,null,null,{"$f":"IF(SUMPRODUCT(D757:H757,$Z$15:$AD$15/$H$20)=0,\"\",SUMPRODUCT(D757:H757,$Z$15:$AD$15/$H$20))","v":{"$error":"#DIV/0!"}},null,null,null,null,null,{"$f":"IF(SUMPRODUCT(J757:N757,$Z$22:$AD$22/$H$27)=0,\"\",SUMPRODUCT(J757:N757,$Z$22:$AD$22/$H$27))","v":{"$error":"#DIV/0!"}},null,null,null,null,null,{"$f":"IF(SUMPRODUCT(P757:T757,$Z$29:$AD$29/$H$34)=0,\"\",SUMPRODUCT(P757:T757,$Z$29:$AD$29/$H$34))","v":{"$error":"#DIV/0!"}}]
[null,null,707,null,null,null,null,null,{"$error":"#DIV/0!"},null,null,null,null,null,{"$error":"#DIV/0!"},null,null,null,null,null,{"$error":"#DIV/0!"}]
[null,null,708,null,null,null,null,null,{"$error":"#DIV/0!"},null,null,null,null,null,{"$error":"#DIV/0!"},null,null,null,null,null,{"$error":"#DIV/0!"}]
[null,null,709,null,null,null,null,null,{"$error":"#DIV/0!"},null,null,null,null,null,{"$error":"#DIV/0!"},null,null,null,null,null,{"$error":"#DIV/0!"}]
[null,null,710,null,null,null,null,null,{"$error":"#DIV/0!"},null,null,null,null,null,{"$error":"#DIV/0!"},null,null,null,null,null,{"$error":"#DIV/0!"}]
[null,null,711,null,null,null,null,null,{"$error":"#DIV/0!"},null,null,null,null,null,{"$error":"#DIV/0!"},null,null,null,null,null,{"$error":"#DIV/0!"}]
[null,null,712,null,null,null,null,null,{"$error":"#DIV/0!"},null,null,null,null,null,{"$error":"#DIV/0!"},null,null,null,null,null,{"$error":"#DIV/0!"}]
[null,null,713,null,null,null,null,null,{"$error":"#DIV/0!"},null,null,null,null,null,{"$error":"#DIV/0!"},null,null,null,null,null,{"$error":"#DIV/0!"}]
[null,null,714,null,null,null,null,null,{"$error":"#DIV/0!"},null,null,null,null,null,{"$error":"#DIV/0!"},null,null,null,null,null,{"$error":"#DIV/0!"}]
[null,null,715,null,null,null,null,null,{"$error":"#DIV/0!"},null,null,null,null,null,{"$error":"#DIV/0!"},null,null,null,null,null,{"$error":"#DIV/0!"}]
[null,null,716,null,null,null,null,null,{"$error":"#DIV/0!"},null,null,null,null,null,{"$error":"#DIV/0!"},null,null,null,null,null,{"$error":"#DIV/0!"}]
[null,null,717,null,null,null,null,null,{"$error":"#DIV/0!"},null,null,null,null,null,{"$error":"#DIV/0!"},null,null,null,null,null,{"$error":"#DIV/0!"}]
[null,null,718,null,null,null,null,null,{"$error":"#DIV/0!"},null,null,null,null,null,{"$error":"#DIV/0!"},null,null,null,null,null,{"$error":"#DIV/0!"}]
[null,null,719,null,null,null,null,null,{"$error":"#DIV/0!"},null,null,null,null,null,{"$error":"#DIV/0!"},null,null,null,null,null,{"$error":"#DIV/0!"}]
[null,null,720,null,null,null,null,null,{"$error":"#DIV/0!"},null,null,null,null,null,{"$error":"#DIV/0!"},null,null,null,null,null,{"$error":"#DIV/0!"}]
[null,null,721,null,null,null,null,null,{"$error":"#DIV/0!"},null,null,null,null,null,{"$error":"#DIV/0!"},null,null,null,null,null,{"$error":"#DIV/0!"}]
[null,null,722,null,null,null,null,null,{"$error":"#DIV/0!"},null,null,null,null,null,{"$error":"#DIV/0!"},null,null,null,null,null,{"$error":"#DIV/0!"}]
[null,null,723,null,null,null,null,null,{"$error":"#DIV/0!"},null,null,null,null,null,{"$error":"#DIV/0!"},null,null,null,null,null,{"$error":"#DIV/0!"}]
[null,null,724,null,null,null,null,null,{"$error":"#DIV/0!"},null,null,null,null,null,{"$error":"#DIV/0!"},null,null,null,null,null,{"$error":"#DIV/0!"}]
[null,null,725,null,null,null,null,null,{"$error":"#DIV/0!"},null,null,null,null,null,{"$error":"#DIV/0!"},null,null,null,null,null,{"$error":"#DIV/0!"}]
[null,null,726,null,null,null,null,null,{"$error":"#DIV/0!"},null,null,null,null,null,{"$error":"#DIV/0!"},null,null,null,null,null,{"$error":"#DIV/0!"}]
[null,null,727,null,null,null,null,null,{"$error":"#DIV/0!"},null,null,null,null,null,{"$error":"#DIV/0!"},null,null,null,null,null,{"$error":"#DIV/0!"}]
[null,null,728,null,null,null,null,null,{"$error":"#DIV/0!"},null,null,null,null,null,{"$error":"#DIV/0!"},null,null,null,null,null,{"$error":"#DIV/0!"}]
[null,null,729,null,null,null,null,null,{"$error":"#DIV/0!"},null,null,null,null,null,{"$error":"#DIV/0!"},null,null,null,null,null,{"$error":"#DIV/0!"}]
[null,null,730,null,null,null,null,null,{"$error":"#DIV/0!"},null,null,null,null,null,{"$error":"#DIV/0!"},null,null,null,null,null,{"$error":"#DIV/0!"}]
[null,null,731,null,null,null,null,null,{"$error":"#DIV/0!"},null,null,null,null,null,{"$error":"#DIV/0!"},null,null,null,null,null,{"$error":"#DIV/0!"}]
[null,null,732,null,null,null,null,null,{"$error":"#DIV/0!"},null,null,null,null,null,{"$error":"#DIV/0!"},null,null,null,null,null,{"$error":"#DIV/0!"}]
[null,null,733,null,null,null,null,null,{"$error":"#DIV/0!"},null,null,null,null,null,{"$error":"#DIV/0!"},null,null,null,null,null,{"$error":"#DIV/0!"}]
[null,null,734,null,null,null,null,null,{"$error":"#DIV/0!"},null,null,null,null,null,{"$error":"#DIV/0!"},null,null,null,null,null,{"$error":"#DIV/0!"}]
[null,null,735,null,null,null,null,null,{"$error":"#DIV/0!"},null,null,null,null,null,{"$error":"#DIV/0!"},null,null,null,null,null,{"$error":"#DIV/0!"}]
[null,null,736,null,null,null,null,null,{"$error":"#DIV/0!"},null,null,null,null,null,{"$error":"#DIV/0!"},null,null,null,null,null,{"$error":"#DIV/0!"}]
[null,null,737,null,null,null,null,null,{"$error":"#DIV/0!"},null,null,null,null,null,{"$error":"#DIV/0!"},null,null,null,null,null,{"$error":"#DIV/0!"}]
[null,null,738,null,null,null,null,null,{"$error":"#DIV/0!"},null,null,null,null,null,{"$error":"#DIV/0!"},null,null,null,null,null,{"$error":"#DIV/0!"}]
[null,null,739,null,null,null,null,null,{"$error":"#DIV/0!"},null,null,null,null,null,{"$error":"#DIV/0!"},null,null,null,null,null,{"$error":"#DIV/0!"}]
[null,null,740,null,null,null,null,null,{"$error":"#DIV/0!"},null,null,null,null,null,{"$error":"#DIV/0!"},null,null,null,null,null,{"$error":"#DIV/0!"}]
[null,null,741,null,null,null,null,null,{"$error":"#DIV/0!"},null,null,null,null,null,{"$error":"#DIV/0!"},null,null,null,null,null,{"$error":"#DIV/0!"}]
[null,null,742,null,null,null,null,null,{"$error":"#DIV/0!"},null,null,null,null,null,{"$error":"#DIV/0!"},null,null,null,null,null,{"$error":"#DIV/0!"}]
[null,null,743,null,null,null,null,null,{"$error":"#DIV/0!"},null,null,null,null,null,{"$error":"#DIV/0!"},null,null,null,null,null,{"$error":"#DIV/0!"}]
[null,null,744,null,null,null,null,null,{"$error":"#DIV/0!"},null,null,null,null,null,{"$error":"#DIV/0!"},null,null,null,null,null,{"$error":"#DIV/0!"}]
[null,null,745,null,null,null,null,null,{"$error":"#DIV/0!"},null,null,null,null,null,{"$error":"#DIV/0!"},null,null,null,null,null,{"$error":"#DIV/0!"}]
[null,null,746,null,null,null,null,null,{"$error":"#DIV/0!"},null,null,null,null,null,{"$error":"#DIV/0!"},null,null,null,null,null,{"$error":"#DIV/0!"}]
[null,null,747,null,null,null,null,null,{"$error":"#DIV/0!"},null,null,null,null,null,{"$error":"#DIV/0!"},null,null,null,null,null,{"$error":"#DIV/0!"}]
[null,null,748,null,null,null,null,null,{"$error":"#DIV/0!"},null,null,null,null,null,{"$error":"#DIV/0!"},null,null,null,null,null,{"$error":"#DIV/0!"}]
[null,null,749,null,null,null,null,null,{"$error":"#DIV/0!"},null,null,null,null,null,{"$error":"#DIV/0!"},null,null,null,null,null,{"$error":"#DIV/0!"}]
[null,null,750,null,null,null,null,null,{"$error":"#DIV/0!"},null,null,null,null,null,{"$error":"#DIV/0!"},null,null,null,null,null,{"$error":"#DIV/0!"}]
[null,null,751,null,null,null,null,null,{"$error":"#DIV/0!"},null,null,null,null,null,{"$error":"#DIV/0!"},null,null,null,null,null,{"$error":"#DIV/0!"}]
[null,null,752,null,null,null,null,null,{"$error":"#DIV/0!"},null,null,null,null,null,{"$error":"#DIV/0!"},null,null,null,null,null,{"$error":"#DIV/0!"}]
[null,null,753,null,null,null,null,null,{"$error":"#DIV/0!"},null,null,null,null,null,{"$error":"#DIV/0!"},null,null,null,null,null,{"$error":"#DIV/0!"}]
[null,null,754,null,null,null,null,null,{"$error":"#DIV/0!"},null,null,null,null,null,{"$error":"#DIV/0!"},null,null,null,null,null,{"$error":"#DIV/0!"}]
[null,null,755,null,null,null,null,null,{"$error":"#DIV/0!"},null,null,null,null,null,{"$error":"#DIV/0!"},null,null,null,null,null,{"$error":"#DIV/0!"}]
[null,null,756,null,null,null,null,null,{"$error":"#DIV/0!"},null,null,null,null,null,{"$error":"#DIV/0!"},null,null,null,null,null,{"$error":"#DIV/0!"}]
[null,null,757,null,null,null,null,null,{"$error":"#DIV/0!"},null,null,null,null,null,{"$error":"#DIV/0!"},null,null,null,null,null,{"$error":"#DIV/0!"}]
[null,null,758,null,null,null,null,null,{"$error":"#DIV/0!"},null,null,null,null,null,{"$error":"#DIV/0!"},null,null,null,null,null,{"$error":"#DIV/0!"}]
[null,null,759,null,null,null,null,null,{"$error":"#DIV/0!"},null,null,null,null,null,{"$error":"#DIV/0!"},null,null,null,null,null,{"$error":"#DIV/0!"}]
[null,null,760,null,null,null,null,null,{"$error":"#DIV/0!"},null,null,null,null,null,{"$error":"#DIV/0!"},null,null,null,null,null,{"$error":"#DIV/0!"}]
[null,null,761,null,null,null,null,null,{"$error":"#DIV/0!"},null,null,null,null,null,{"$error":"#DIV/0!"},null,null,null,null,null,{"$error":"#DIV/0!"}]
[null,null,762,null,null,null,null,null,{"$error":"#DIV/0!"},null,null,null,null,null,{"$error":"#DIV/0!"},null,null,null,null,null,{"$error":"#DIV/0!"}]
[null,null,763,null,null,null,null,null,{"$error":"#DIV/0!"},null,null,null,null,null,{"$error":"#DIV/0!"},null,null,null,null,null,{"$error":"#DIV/0!"}]
[null,null,764,null,null,null,null,null,{"$error":"#DIV/0!"},null,null,null,null,null,{"$error":"#DIV/0!"},null,null,null,null,null,{"$error":"#DIV/0!"}]
[null,null,765,null,null,null,null,null,{"$error":"#DIV/0!"},null,null,null,null,null,{"$error":"#DIV/0!"},null,null,null,null,null,{"$error":"#DIV/0!"}]
[null,null,766,null,null,null,null,null,{"$error":"#DIV/0!"},null,null,null,null,null,{"$error":"#DIV/0!"},null,null,null,null,null,{"$error":"#DIV/0!"}]
[null,null,767,null,null,null,null,null,{"$error":"#DIV/0!"},null,null,null,null,null,{"$error":"#DIV/0!"},null,null,null,null,null,{"$error":"#DIV/0!"}]
[null,null,768,null,null,null,null,null,{"$error":"#DIV/0!"},null,null,null,null,null,{"$error":"#DIV/0!"},null,null,null,null,null,{"$error":"#DIV/0!"}]
[null,null,769,null,null,null,null,null,{"$error":"#DIV/0!"},null,null,null,null,null,{"$error":"#DIV/0!"},null,null,null,null,null,{"$error":"#DIV/0!"}]
[null,null,770,null,null,null,null,null,{"$f":"IF(SUMPRODUCT(D821:H821,$Z$15:$AD$15/$H$20)=0,\"\",SUMPRODUCT(D821:H821,$Z$15:$AD$15/$H$20))","v":{"$error":"#DIV/0!"}},null,null,null,null,null,{"$f":"IF(SUMPRODUCT(J821:N821,$Z$22:$AD$22/$H$27)=0,\"\",SUMPRODUCT(J821:N821,$Z$22:$AD$22/$H$27))","v":{"$error":"#DIV/0!"}},null,null,null,null,null,{"$f":"IF(SUMPRODUCT(P821:T821,$Z$29:$AD$29/$H$34)=0,\"\",SUMPRODUCT(P821:T821,$Z$29:$AD$29/$H$34))","v":{"$error":"#DIV/0!"}}]
[null,null,771,null,null,null,null,null,{"$error":"#DIV/0!"},null,null,null,null,null,{"$error":"#DIV/0!"},null,null,null,null,null,{"$error":"#DIV/0!"}]
[null,null,772,null,null,null,null,null,{"$error":"#DIV/0!"},null,null,null,null,null,{"$error":"#DIV/0!"},null,null,null,null,null,{"$error":"#DIV/0!"}]
[null,null,773,null,null,null,null,null,{"$error":"#DIV/0!"},null,null,null,null,null,{"$error":"#DIV/0!"},null,null,null,null,null,{"$error":"#DIV/0!"}]
[null,null,774,null,null,null,null,null,{"$error":"#DIV/0!"},null,null,null,null,null,{"$error":"#DIV/0!"},null,null,null,null,null,{"$error":"#DIV/0!"}]
[null,null,775,null,null,null,null,null,{"$error":"#DIV/0!"},null,null,null,null,null,{"$error":"#DIV/0!"},null,null,null,null,null,{"$error":"#DIV/0!"}]
[null,null,776,null,null,null,null,null,{"$error":"#DIV/0!"},null,null,null,null,null,{"$error":"#DIV/0!"},null,null,null,null,null,{"$error":"#DIV/0!"}]
[null,null,777,null,null,null,null,null,{"$error":"#DIV/0!"},null,null,null,null,null,{"$error":"#DIV/0!"},null,null,null,null,null,{"$error":"#DIV/0!"}]
[null,null,778,null,null,null,null,null,{"$error":"#DIV/0!"},null,null,null,null,null,{"$error":"#DIV/0!"},null,null,null,null,null,{"$error":"#DIV/0!"}]
[null,null,779,null,null,null,null,null,{"$error":"#DIV/0!"},null,null,null,null,null,{"$error":"#DIV/0!"},null,null,null,null,null,{"$error":"#DIV/0!"}]
[null,null,780,null,null,null,null,null,{"$error":"#DIV/0!"},null,null,null,null,null,{"$error":"#DIV/0!"},null,null,null,null,null,{"$error":"#DIV/0!"}]
[null,null,781,null,null,null,null,null,{"$error":"#DIV/0!"},null,null,null,null,null,{"$error":"#DIV/0!"},null,null,null,null,null,{"$error":"#DIV/0!"}]
[null,null,782,null,null,null,null,null,{"$error":"#DIV/0!"},null,null,null,null,null,{"$error":"#DIV/0!"},null,null,null,null,null,{"$error":"#DIV/0!"}]
[null,null,783,null,null,null,null,null,{"$error":"#DIV/0!"},null,null,null,null,null,{"$error":"#DIV/0!"},null,null,null,null,null,{"$error":"#DIV/0!"}]
[null,null,784,null,null,null,null,null,{"$error":"#DIV/0!"},null,null,null,null,null,{"$error":"#DIV/0!"},null,null,null,null,null,{"$error":"#DIV/0!"}]
[null,null,785,null,null,null,null,null,{"$error":"#DIV/0!"},null,null,null,null,null,{"$error":"#DIV/0!"},null,null,null,null,null,{"$error":"#DIV/0!"}]
[null,null,786,null,null,null,null,null,{"$error":"#DIV/0!"},null,null,null,null,null,{"$error":"#DIV/0!"},null,null,null,null,null,{"$error":"#DIV/0!"}]
[null,null,787,null,null,null,null,null,{"$error":"#DIV/0!"},null,null,null,null,null,{"$error":"#DIV/0!"},null,null,null,null,null,{"$error":"#DIV/0!"}]
[null,null,788,null,null,null,null,null,{"$error":"#DIV/0!"},null,null,null,null,null,{"$error":"#DIV/0!"},null,null,null,null,null,{"$error":"#DIV/0!"}]
[null,null,789,null,null,null,null,null,{"$error":"#DIV/0!"},null,null,null,null,null,{"$error":"#DIV/0!"},null,null,null,null,null,{"$error":"#DIV/0!"}]
[null,null,790,null,null,null,null,null,{"$error":"#DIV/0!"},null,null,null,null,null,{"$error":"#DIV/0!"},null,null,null,null,null,{"$error":"#DIV/0!"}]
[null,null,791,null,null,null,null,null,{"$error":"#DIV/0!"},null,null,null,null,null,{"$error":"#DIV/0!"},null,null,null,null,null,{"$error":"#DIV/0!"}]
[null,null,792,null,null,null,null,null,{"$error":"#DIV/0!"},null,null,null,null,null,{"$error":"#DIV/0!"},null,null,null,null,null,{"$error":"#DIV/0!"}]
[null,null,793,null,null,null,null,null,{"$error":"#DIV/0!"},null,null,null,null,null,{"$error":"#DIV/0!"},null,null,null,null,null,{"$error":"#DIV/0!"}]
[null,null,794,null,null,null,null,null,{"$error":"#DIV/0!"},null,null,null,null,null,{"$error":"#DIV/0!"},null,null,null,null,null,{"$error":"#DIV/0!"}]
[null,null,795,null,null,null,null,null,{"$error":"#DIV/0!"},null,null,null,null,null,{"$error":"#DIV/0!"},null,null,null,null,null,{"$error":"#DIV/0!"}]
[null,null,796,null,null,null,null,null,{"$error":"#DIV/0!"},null,null,null,null,null,{"$error":"#DIV/0!"},null,null,null,null,null,{"$error":"#DIV/0!"}]
[null,null,797,null,null,null,null,null,{"$error":"#DIV/0!"},null,null,null,null,null,{"$error":"#DIV/0!"},null,null,null,null,null,{"$error":"#DIV/0!"}]
[null,null,798,null,null,null,null,null,{"$error":"#DIV/0!"},null,null,null,null,null,{"$error":"#DIV/0!"},null,null,null,null,null,{"$error":"#DIV/0!"}]
[null,null,799,null,null,null,null,null,{"$error":"#DIV/0!"},null,null,null,null,null,{"$error":"#DIV/0!"},null,null,null,null,null,{"$error":"#DIV/0!"}]
[null,null,800,null,null,null,null,null,{"$error":"#DIV/0!"},null,null,null,null,null,{"$error":"#DIV/0!"},null,null,null,null,null,{"$error":"#DIV/0!"}]
[null,null,801,null,null,null,null,null,{"$error":"#DIV/0!"},null,null,null,null,null,{"$error":"#DIV/0!"},null,null,null,null,null,{"$error":"#DIV/0!"}]
[null,null,802,null,null,null,null,null,{"$error":"#DIV/0!"},null,null,null,null,null,{"$error":"#DIV/0!"},null,null,null,null,null,{"$error":"#DIV/0!"}]
[null,null,803,null,null,null,null,null,{"$error":"#DIV/0!"},null,null,null,null,null,{"$error":"#DIV/0!"},null,null,null,null,null,{"$error":"#DIV/0!"}]
[null,null,804,null,null,null,null,null,{"$error":"#DIV/0!"},null,null,null,null,null,{"$error":"#DIV/0!"},null,null,null,null,null,{"$error":"#DIV/0!"}]
[null,null,805,null,null,null,null,null,{"$error":"#DIV/0!"},null,null,null,null,null,{"$error":"#DIV/0!"},null,null,null,null,null,{"$error":"#DIV/0!"}]
[null,null,806,null,null,null,null,null,{"$error":"#DIV/0!"},null,null,null,null,null,{"$error":"#DIV/0!"},null,null,null,null,null,{"$error":"#DIV/0!"}]
[null,null,807,null,null,null,null,null,{"$error":"#DIV/0!"},null,null,null,null,null,{"$error":"#DIV/0!"},null,null,null,null,null,{"$error":"#DIV/0!"}]
[null,null,808,null,null,null,null,null,{"$error":"#DIV/0!"},null,null,null,null,null,{"$error":"#DIV/0!"},null,null,null,null,null,{"$error":"#DIV/0!"}]
[null,null,809,null,null,null,null,null,{"$error":"#DIV/0!"},null,null,null,null,null,{"$error":"#DIV/0!"},null,null,null,null,null,{"$error":"#DIV/0!"}]
[null,null,810,null,null,null,null,null,{"$error":"#DIV/0!"},null,null,null,null,null,{"$error":"#DIV/0!"},null,null,null,null,null,{"$error":"#DIV/0!"}]
[null,null,811,null,null,null,null,null,{"$error":"#DIV/0!"},null,null,null,null,null,{"$error":"#DIV/0!"},null,null,null,null,null,{"$error":"#DIV/0!"}]
[null,null,812,null,null,null,null,null,{"$error":"#DIV/0!"},null,null,null,null,null,{"$error":"#DIV/0!"},null,null,null,null,null,{"$error":"#DIV/0!"}]
[null,null,813,null,null,null,null,null,{"$error":"#DIV/0!"},null,null,null,null,null,{"$error":"#DIV/0!"},null,null,null,null,null,{"$error":"#DIV/0!"}]
[null,null,814,null,null,null,null,null,{"$error":"#DIV/0!"},null,null,null,null,null,{"$error":"#DIV/0!"},null,null,null,null,null,{"$error":"#DIV/0!"}]
[null,null,815,null,null,null,null,null,{"$error":"#DIV/0!"},null,null,null,null,null,{"$error":"#DIV/0!"},null,null,null,null,null,{"$error":"#DIV/0!"}]
[null,null,816,null,null,null,null,null,{"$error":"#DIV/0!"},null,null,null,null,null,{"$error":"#DIV/0!"},null,null,null,null,null,{"$error":"#DIV/0!"}]
[null,null,817,null,null,null,null,null,{"$error":"#DIV/0!"},null,null,null,null,null,{"$error":"#DIV/0!"},null,null,null,null,null,{"$error":"#DIV/0!"}]
[null,null,818,null,null,null,null,null,{"$error":"#DIV/0!"},null,null,null,null,null,{"$error":"#DIV/0!"},null,null,null,null,null,{"$error":"#DIV/0!"}]
[null,null,819,null,null,null,null,null,{"$error":"#DIV/0!"},null,null,null,null,null,{"$error":"#DIV/0!"},null,null,null,null,null,{"$error":"#DIV/0!"}]
[null,null,820,null,null,null,null,null,{"$error":"#DIV/0!"},null,null,null,null,null,{"$error":"#DIV/0!"},null,null,null,null,null,{"$error":"#DIV/0!"}]
[null,null,821,null,null,null,null,null,{"$error":"#DIV/0!"},null,null,null,null,null,{"$error":"#DIV/0!"},null,null,null,null,null,{"$error":"#DIV/0!"}]
[null,null,822,null,null,null,null,null,{"$error":"#DIV/0!"},null,null,null,null,null,{"$error":"#DIV/0!"},null,null,null,null,null,{"$error":"#DIV/0!"}]
[null,null,823,null,null,null,null,null,{"$error":"#DIV/0!"},null,null,null,null,null,{"$error":"#DIV/0!"},null,null,null,null,null,{"$error":"#DIV/0!"}]
[null,null,824,null,null,null,null,null,{"$error":"#DIV/0!"},null,null,null,null,null,{"$error":"#DIV/0!"},null,null,null,null,null,{"$error":"#DIV/0!"}]
[null,null,825,null,null,null,null,null,{"$error":"#DIV/0!"},null,null,null,null,null,{"$error":"#DIV/0!"},null,null,null,null,null,{"$error":"#DIV/0!"}]
[null,null,826,null,null,null,null,null,{"$error":"#DIV/0!"},null,null,null,null,null,{"$error":"#DIV/0!"},null,null,null,null,null,{"$error":"#DIV/0!"}]
[null,null,827,null,null,null,null,null,{"$error":"#DIV/0!"},null,null,null,null,null,{"$error":"#DIV/0!"},null,null,null,null,null,{"$error":"#DIV/0!"}]
[null,null,828,null,null,null,null,null,{"$error":"#DIV/0!"},null,null,null,null,null,{"$error":"#DIV/0!"},null,null,null,null,null,{"$error":"#DIV/0!"}]
[null,null,829,null,null,null,null,null,{"$error":"#DIV/0!"},null,null,null,null,null,{"$error":"#DIV/0!"},null,null,null,null,null,{"$error":"#DIV/0!"}]
[null,null,830,null,null,null,null,null,{"$error":"#DIV/0!"},null,null,null,null,null,{"$error":"#DIV/0!"},null,null,null,null,null,{"$error":"#DIV/0!"}]
[null,null,831,null,null,null,null,null,{"$error":"#DIV/0!"},null,null,null,null,null,{"$error":"#DIV/0!"},null,null,null,null,null,{"$error":"#DIV/0!"}]
[null,null,832,null,null,null,null,null,{"$error":"#DIV/0!"},null,null,null,null,null,{"$error":"#DIV/0!"},null,null,null,null,null,{"$error":"#DIV/0!"}]
[null,null,833,null,null,null,null,null,{"$error":"#DIV/0!"},null,null,null,null,null,{"$error":"#DIV/0!"},null,null,null,null,null,{"$error":"#DIV/0!"}]
[null,null,834,null,null,null,null,null,{"$f":"IF(SUMPRODUCT(D885:H885,$Z$15:$AD$15/$H$20)=0,\"\",SUMPRODUCT(D885:H885,$Z$15:$AD$15/$H$20))","v":{"$error":"#DIV/0!"}},null,null,null,null,null,{"$f":"IF(SUMPRODUCT(J885:N885,$Z$22:$AD$22/$H$27)=0,\"\",SUMPRODUCT(J885:N885,$Z$22:$AD$22/$H$27))","v":{"$error":"#DIV/0!"}},null,null,null,null,null,{"$f":"IF(SUMPRODUCT(P885:T885,$Z$29:$AD$29/$H$34)=0,\"\",SUMPRODUCT(P885:T885,$Z$29:$AD$29/$H$34))","v":{"$error":"#DIV/0!"}}]
[null,null,835,null,null,null,null,null,{"$error":"#DIV/0!"},null,null,null,null,null,{"$error":"#DIV/0!"},null,null,null,null,null,{"$error":"#DIV/0!"}]
[null,null,836,null,null,null,null,null,{"$error":"#DIV/0!"},null,null,null,null,null,{"$error":"#DIV/0!"},null,null,null,null,null,{"$error":"#DIV/0!"}]
[null,null,837,null,null,null,null,null,{"$error":"#DIV/0!"},null,null,null,null,null,{"$error":"#DIV/0!"},null,null,null,null,null,{"$error":"#DIV/0!"}]
[null,null,838,null,null,null,null,null,{"$error":"#DIV/0!"},null,null,null,null,null,{"$error":"#DIV/0!"},null,null,null,null,null,{"$error":"#DIV/0!"}]
[null,null,839,null,null,null,null,null,{"$error":"#DIV/0!"},null,null,null,null,null,{"$error":"#DIV/0!"},null,null,null,null,null,{"$error":"#DIV/0!"}]
[null,null,840,null,null,null,null,null,{"$error":"#DIV/0!"},null,null,null,null,null,{"$error":"#DIV/0!"},null,null,null,null,null,{"$error":"#DIV/0!"}]
[null,null,841,null,null,null,null,null,{"$error":"#DIV/0!"},null,null,null,null,null,{"$error":"#DIV/0!"},null,null,null,null,null,{"$error":"#DIV/0!"}]
[null,null,842,null,null,null,null,null,{"$error":"#DIV/0!"},null,null,null,null,null,{"$error":"#DIV/0!"},null,null,null,null,null,{"$error":"#DIV/0!"}]
[null,null,843,null,null,null,null,null,{"$error":"#DIV/0!"},null,null,null,null,null,{"$error":"#DIV/0!"},null,null,null,null,null,{"$error":"#DIV/0!"}]
[null,null,844,null,null,null,null,null,{"$error":"#DIV/0!"},null,null,null,null,null,{"$error":"#DIV/0!"},null,null,null,null,null,{"$error":"#DIV/0!"}]
[null,null,845,null,null,null,null,null,{"$error":"#DIV/0!"},null,null,null,null,null,{"$error":"#DIV/0!"},null,null,null,null,null,{"$error":"#DIV/0!"}]
[null,null,846,null,null,null,null,null,{"$error":"#DIV/0!"},null,null,null,null,null,{"$error":"#DIV/0!"},null,null,null,null,null,{"$error":"#DIV/0!"}]
[null,null,847,null,null,null,null,null,{"$error":"#DIV/0!"},null,null,null,null,null,{"$error":"#DIV/0!"},null,null,null,null,null,{"$error":"#DIV/0!"}]
[null,null,848,null,null,null,null,null,{"$error":"#DIV/0!"},null,null,null,null,null,{"$error":"#DIV/0!"},null,null,null,null,null,{"$error":"#DIV/0!"}]
[null,null,849,null,null,null,null,null,{"$error":"#DIV/0!"},null,null,null,null,null,{"$error":"#DIV/0!"},null,null,null,null,null,{"$error":"#DIV/0!"}]
[null,null,850,null,null,null,null,null,{"$error":"#DIV/0!"},null,null,null,null,null,{"$error":"#DIV/0!"},null,null,null,null,null,{"$error":"#DIV/0!"}]
[null,null,851,null,null,null,null,null,{"$error":"#DIV/0!"},null,null,null,null,null,{"$error":"#DIV/0!"},null,null,null,null,null,{"$error":"#DIV/0!"}]
[null,null,852,null,null,null,null,null,{"$error":"#DIV/0!"},null,null,null,null,null,{"$error":"#DIV/0!"},null,null,null,null,null,{"$error":"#DIV/0!"}]
[null,null,853,null,null,null,null,null,{"$error":"#DIV/0!"},null,null,null,null,null,{"$error":"#DIV/0!"},null,null,null,null,null,{"$error":"#DIV/0!"}]
[null,null,854,null,null,null,null,null,{"$error":"#DIV/0!"},null,null,null,null,null,{"$error":"#DIV/0!"},null,null,null,null,null,{"$error":"#DIV/0!"}]
[null,null,855,null,null,null,null,null,{"$error":"#DIV/0!"},null,null,null,null,null,{"$error":"#DIV/0!"},null,null,null,null,null,{"$error":"#DIV/0!"}]
[null,null,856,null,null,null,null,null,{"$error":"#DIV/0!"},null,null,null,null,null,{"$error":"#DIV/0!"},null,null,null,null,null,{"$error":"#DIV/0!"}]
[null,null,857,null,null,null,null,null,{"$error":"#DIV/0!"},null,null,null,null,null,{"$error":"#DIV/0!"},null,null,null,null,null,{"$error":"#DIV/0!"}]
[null,null,858,null,null,null,null,null,{"$error":"#DIV/0!"},null,null,null,null,null,{"$error":"#DIV/0!"},null,null,null,null,null,{"$error":"#DIV/0!"}]
[null,null,859,null,null,null,null,null,{"$error":"#DIV/0!"},null,null,null,null,null,{"$error":"#DIV/0!"},null,null,null,null,null,{"$error":"#DIV/0!"}]
[null,null,860,null,null,null,null,null,{"$error":"#DIV/0!"},null,null,null,null,null,{"$error":"#DIV/0!"},null,null,null,null,null,{"$error":"#DIV/0!"}]
[null,null,861,null,null,null,null,null,{"$error":"#DIV/0!"},null,null,null,null,null,{"$error":"#DIV/0!"},null,null,null,null,null,{"$error":"#DIV/0!"}]
[null,null,862,null,null,null,null,null,{"$error":"#DIV/0!"},null,null,null,null,null,{"$error":"#DIV/0!"},null,null,null,null,null,{"$error":"#DIV/0!"}]
[null,null,863,null,null,null,null,null,{"$error":"#DIV/0!"},null,null,null,null,null,{"$error":"#DIV/0!"},null,null,null,null,null,{"$error":"#DIV/0!"}]
[null,null,864,null,null,null,null,null,{"$error":"#DIV/0!"},null,null,null,null,null,{"$error":"#DIV/0!"},null,null,null,null,null,{"$error":"#DIV/0!"}]
[null,null,865,null,null,null,null,null,{"$error":"#DIV/0!"},null,null,null,null,null,{"$error":"#DIV/0!"},null,null,null,null,null,{"$error":"#DIV/0!"}]
[null,null,866,null,null,null,null,null,{"$error":"#DIV/0!"},null,null,null,null,null,{"$error":"#DIV/0!"},null,null,null,null,null,{"$error":"#DIV/0!"}]
[null,null,867,null,null,null,null,null,{"$error":"#DIV/0!"},null,null,null,null,null,{"$error":"#DIV/0!"},null,null,null,null,null,{"$error":"#DIV/0!"}]
[null,null,868,null,null,null,null,null,{"$error":"#DIV/0!"},null,null,null,null,null,{"$error":"#DIV/0!"},null,null,null,null,null,{"$error":"#DIV/0!"}]
[null,null,869,null,null,null,null,null,{"$error":"#DIV/0!"},null,null,null,null,null,{"$error":"#DIV/0!"},null,null,null,null,null,{"$error":"#DIV/0!"}]
[null,null,870,null,null,null,null,null,{"$error":"#DIV/0!"},null,null,null,null,null,{"$error":"#DIV/0!"},null,null,null,null,null,{"$error":"#DIV/0!"}]
[null,null,871,null,null,null,null,null,{"$error":"#DIV/0!"},null,null,null,null,null,{"$error":"#DIV/0!"},null,null,null,null,null,{"$error":"#DIV/0!"}]
[null,null,872,null,null,null,null,null,{"$error":"#DIV/0!"},null,null,null,null,null,{"$error":"#DIV/0!"},null,null,null,null,null,{"$error":"#DIV/0!"}]
[null,null,873,null,null,null,null,null,{"$error":"#DIV/0!"},null,null,null,null,null,{"$error":"#DIV/0!"},null,null,null,null,null,{"$error":"#DIV/0!"}]
[null,null,874,null,null,null,null,null,{"$error":"#DIV/0!"},null,null,null,null,null,{"$error":"#DIV/0!"},null,null,null,null,null,{"$error":"#DIV/0!"}]
[null,null,875,null,null,null,null,null,{"$error":"#DIV/0!"},null,null,null,null,null,{"$error":"#DIV/0!"},null,null,null,null,null,{"$error":"#DIV/0!"}]
[null,null,876,null,null,null,null,null,{"$error":"#DIV/0!"},null,null,null,null,null,{"$error":"#DIV/0!"},null,null,null,null,null,{"$error":"#DIV/0!"}]
[null,null,877,null,null,null,null,null,{"$error":"#DIV/0!"},null,null,null,null,null,{"$error":"#DIV/0!"},null,null,null,null,null,{"$error":"#DIV/0!"}]
[null,null,878,null,null,null,null,null,{"$error":"#DIV/0!"},null,null,null,null,null,{"$error":"#DIV/0!"},null,null,null,null,null,{"$error":"#DIV/0!"}]
[null,null,879,null,null,null,null,null,{"$error":"#DIV/0!"},null,null,null,null,null,{"$error":"#DIV/0!"},null,null,null,null,null,{"$error":"#DIV/0!"}]
[null,null,880,null,null,null,null,null,{"$error":"#DIV/0!"},null,null,null,null,null,{"$error":"#DIV/0!"},null,null,null,null,null,{"$error":"#DIV/0!"}]
[null,null,881,null,null,null,null,null,{"$error":"#DIV/0!"},null,null,null,null,null,{"$error":"#DIV/0!"},null,null,null,null,null,{"$error":"#DIV/0!"}]
[null,null,882,null,null,null,null,null,{"$error":"#DIV/0!"},null,null,null,null,null,{"$error":"#DIV/0!"},null,null,null,null,null,{"$error":"#DIV/0!"}]
[null,null,883,null,null,null,null,null,{"$error":"#DIV/0!"},null,null,null,null,null,{"$error":"#DIV/0!"},null,null,null,null,null,{"$error":"#DIV/0!"}]
[null,null,884,null,null,null,null,null,{"$error":"#DIV/0!"},null,null,null,null,null,{"$error":"#DIV/0!"},null,null,null,null,null,{"$error":"#DIV/0!"}]
[null,null,885,null,null,null,null,null,{"$error":"#DIV/0!"},null,null,null,null,null,{"$error":"#DIV/0!"},null,null,null,null,null,{"$error":"#DIV/0!"}]
[null,null,886,null,null,null,null,null,{"$error":"#DIV/0!"},null,null,null,null,null,{"$error":"#DIV/0!"},null,null,null,null,null,{"$error":"#DIV/0!"}]
[null,null,887,null,null,null,null,null,{"$error":"#DIV/0!"},null,null,null,null,null,{"$error":"#DIV/0!"},null,null,null,null,null,{"$error":"#DIV/0!"}]
[null,null,888,null,null,null,null,null,{"$error":"#DIV/0!"},null,null,null,null,null,{"$error":"#DIV/0!"},null,null,null,null,null,{"$error":"#DIV/0!"}]
[null,null,889,null,null,null,null,null,{"$error":"#DIV/0!"},null,null,null,null,null,{"$error":"#DIV/0!"},null,null,null,null,null,{"$error":"#DIV/0!"}]
[null,null,890,null,null,null,null,null,{"$error":"#DIV/0!"},null,null,null,null,null,{"$error":"#DIV/0!"},null,null,null,null,null,{"$error":"#DIV/0!"}]
[null,null,891,null,null,null,null,null,{"$error":"#DIV/0!"},null,null,null,null,null,{"$error":"#DIV/0!"},null,null,null,null,null,{"$error":"#DIV/0!"}]
[null,null,892,null,null,null,null,null,{"$error":"#DIV/0!"},null,null,null,null,null,{"$error":"#DIV/0!"},null,null,null,null,null,{"$error":"#DIV/0!"}]
[null,null,893,null,null,null,null,null,{"$error":"#DIV/0!"},null,null,null,null,null,{"$error":"#DIV/0!"},null,null,null,null,null,{"$error":"#DIV/0!"}]
[null,null,894,null,null,null,null,null,{"$error":"#DIV/0!"},null,null,null,null,null,{"$error":"#DIV/0!"},null,null,null,null,null,{"$error":"#DIV/0!"}]
[null,null,895,null,null,null,null,null,{"$error":"#DIV/0!"},null,null,null,null,null,{"$error":"#DIV/0!"},null,null,null,null,null,{"$error":"#DIV/0!"}]
[null,null,896,null,null,null,null,null,{"$error":"#DIV/0!"},null,null,null,null,null,{"$error":"#DIV/0!"},null,null,null,null,null,{"$error":"#DIV/0!"}]
[null,null,897,null,null,null,null,null,{"$error":"#DIV/0!"},null,null,null,null,null,{"$error":"#DIV/0!"},null,null,null,null,null,{"$error":"#DIV/0!"}]
[null,null,898,null,null,null,null,null,{"$f":"IF(SUMPRODUCT(D949:H949,$Z$15:$AD$15/$H$20)=0,\"\",SUMPRODUCT(D949:H949,$Z$15:$AD$15/$H$20))","v":{"$error":"#DIV/0!"}},null,null,null,null,null,{"$f":"IF(SUMPRODUCT(J949:N949,$Z$22:$AD$22/$H$27)=0,\"\",SUMPRODUCT(J949:N949,$Z$22:$AD$22/$H$27))","v":{"$error":"#DIV/0!"}},null,null,null,null,null,{"$f":"IF(SUMPRODUCT(P949:T949,$Z$29:$AD$29/$H$34)=0,\"\",SUMPRODUCT(P949:T949,$Z$29:$AD$29/$H$34))","v":{"$error":"#DIV/0!"}}]
[null,null,899,null,null,null,null,null,{"$error":"#DIV/0!"},null,null,null,null,null,{"$error":"#DIV/0!"},null,null,null,null,null,{"$error":"#DIV/0!"}]
[null,null,900,null,null,null,null,null,{"$error":"#DIV/0!"},null,null,null,null,null,{"$error":"#DIV/0!"},null,null,null,null,null,{"$error":"#DIV/0!"}]
[null,null,901,null,null,null,null,null,{"$error":"#DIV/0!"},null,null,null,null,null,{"$error":"#DIV/0!"},null,null,null,null,null,{"$error":"#DIV/0!"}]
[null,null,902,null,null,null,null,null,{"$error":"#DIV/0!"},null,null,null,null,null,{"$error":"#DIV/0!"},null,null,null,null,null,{"$error":"#DIV/0!"}]
[null,null,903,null,null,null,null,null,{"$error":"#DIV/0!"},null,null,null,null,null,{"$error":"#DIV/0!"},null,null,null,null,null,{"$error":"#DIV/0!"}]
[null,null,904,null,null,null,null,null,{"$error":"#DIV/0!"},null,null,null,null,null,{"$error":"#DIV/0!"},null,null,null,null,null,{"$error":"#DIV/0!"}]
[null,null,905,null,null,null,null,null,{"$error":"#DIV/0!"},null,null,null,null,null,{"$error":"#DIV/0!"},null,null,null,null,null,{"$error":"#DIV/0!"}]
[null,null,906,null,null,null,null,null,{"$error":"#DIV/0!"},null,null,null,null,null,{"$error":"#DIV/0!"},null,null,null,null,null,{"$error":"#DIV/0!"}]
[null,null,907,null,null,null,null,null,{"$error":"#DIV/0!"},null,null,null,null,null,{"$error":"#DIV/0!"},null,null,null,null,null,{"$error":"#DIV/0!"}]
[null,null,908,null,null,null,null,null,{"$error":"#DIV/0!"},null,null,null,null,null,{"$error":"#DIV/0!"},null,null,null,null,null,{"$error":"#DIV/0!"}]
[null,null,909,null,null,null,null,null,{"$error":"#DIV/0!"},null,null,null,null,null,{"$error":"#DIV/0!"},null,null,null,null,null,{"$error":"#DIV/0!"}]
[null,null,910,null,null,null,null,null,{"$error":"#DIV/0!"},null,null,null,null,null,{"$error":"#DIV/0!"},null,null,null,null,null,{"$error":"#DIV/0!"}]
[null,null,911,null,null,null,null,null,{"$error":"#DIV/0!"},null,null,null,null,null,{"$error":"#DIV/0!"},null,null,null,null,null,{"$error":"#DIV/0!"}]
[null,null,912,null,null,null,null,null,{"$error":"#DIV/0!"},null,null,null,null,null,{"$error":"#DIV/0!"},null,null,null,null,null,{"$error":"#DIV/0!"}]
[null,null,913,null,null,null,null,null,{"$error":"#DIV/0!"},null,null,null,null,null,{"$error":"#DIV/0!"},null,null,null,null,null,{"$error":"#DIV/0!"}]
[null,null,914,null,null,null,null,null,{"$error":"#DIV/0!"},null,null,null,null,null,{"$error":"#DIV/0!"},null,null,null,null,null,{"$error":"#DIV/0!"}]
[null,null,915,null,null,null,null,null,{"$error":"#DIV/0!"},null,null,null,null,null,{"$error":"#DIV/0!"},null,null,null,null,null,{"$error":"#DIV/0!"}]
[null,null,916,null,null,null,null,null,{"$error":"#DIV/0!"},null,null,null,null,null,{"$error":"#DIV/0!"},null,null,null,null,null,{"$error":"#DIV/0!"}]
[null,null,917,null,null,null,null,null,{"$error":"#DIV/0!"},null,null,null,null,null,{"$error":"#DIV/0!"},null,null,null,null,null,{"$error":"#DIV/0!"}]
[null,null,918,null,null,null,null,null,{"$error":"#DIV/0!"},null,null,null,null,null,{"$error":"#DIV/0!"},null,null,null,null,null,{"$error":"#DIV/0!"}]
[null,null,919,null,null,null,null,null,{"$error":"#DIV/0!"},null,null,null,null,null,{"$error":"#DIV/0!"},null,null,null,null,null,{"$error":"#DIV/0!"}]
[null,null,920,null,null,null,null,null,{"$error":"#DIV/0!"},null,null,null,null,null,{"$error":"#DIV/0!"},null,null,null,null,null,{"$error":"#DIV/0!"}]
[null,null,921,null,null,null,null,null,{"$error":"#DIV/0!"},null,null,null,null,null,{"$error":"#DIV/0!"},null,null,null,null,null,{"$error":"#DIV/0!"}]
[null,null,922,null,null,null,null,null,{"$error":"#DIV/0!"},null,null,null,null,null,{"$error":"#DIV/0!"},null,null,null,null,null,{"$error":"#DIV/0!"}]
[null,null,923,null,null,null,null,null,{"$error":"#DIV/0!"},null,null,null,null,null,{"$error":"#DIV/0!"},null,null,null,null,null,{"$error":"#DIV/0!"}]
[null,null,924,null,null,null,null,null,{"$error":"#DIV/0!"},null,null,null,null,null,{"$error":"#DIV/0!"},null,null,null,null,null,{"$error":"#DIV/0!"}]
[null,null,925,null,null,null,null,null,{"$error":"#DIV/0!"},null,null,null,null,null,{"$error":"#DIV/0!"},null,null,null,null,null,{"$error":"#DIV/0!"}]
[null,null,926,null,null,null,null,null,{"$error":"#DIV/0!"},null,null,null,null,null,{"$error":"#DIV/0!"},null,null,null,null,null,{"$error":"#DIV/0!"}]
[null,null,927,null,null,null,null,null,{"$error":"#DIV/0!"},null,null,null,null,null,{"$error":"#DIV/0!"},null,null,null,null,null,{"$error":"#DIV/0!"}]
[null,null,928,null,null,null,null,null,{"$error":"#DIV/0!"},null,null,null,null,null,{"$error":"#DIV/0!"},null,null,null,null,null,{"$error":"#DIV/0!"}]
[null,null,929,null,null,null,null,null,{"$error":"#DIV/0!"},null,null,null,null,null,{"$error":"#DIV/0!"},null,null,null,null,null,{"$error":"#DIV/0!"}]
[null,null,930,null,null,null,null,null,{"$error":"#DIV/0!"},null,null,null,null,null,{"$error":"#DIV/0!"},null,null,null,null,null,{"$error":"#DIV/0!"}]
[null,null,931,null,null,null,null,null,{"$error":"#DIV/0!"},null,null,null,null,null,{"$error":"#DIV/0!"},null,null,null,null,null,{"$error":"#DIV/0!"}]
[null,null,932,null,null,null,null,null,{"$error":"#DIV/0!"},null,null,null,null,null,{"$error":"#DIV/0!"},null,null,null,null,null,{"$error":"#DIV/0!"}]
[null,null,933,null,null,null,null,null,{"$error":"#DIV/0!"},null,null,null,null,null,{"$error":"#DIV/0!"},null,null,null,null,null,{"$error":"#DIV/0!"}]
[null,null,934,null,null,null,null,null,{"$error":"#DIV/0!"},null,null,null,null,null,{"$error":"#DIV/0!"},null,null,null,null,null,{"$error":"#DIV/0!"}]
[null,null,935,null,null,null,null,null,{"$error":"#DIV/0!"},null,null,null,null,null,{"$error":"#DIV/0!"},null,null,null,null,null,{"$error":"#DIV/0!"}]
[null,null,936,null,null,null,null,null,{"$error":"#DIV/0!"},null,null,null,null,null,{"$error":"#DIV/0!"},null,null,null,null,null,{"$error":"#DIV/0!"}]
[null,null,937,null,null,null,null,null,{"$error":"#DIV/0!"},null,null,null,null,null,{"$error":"#DIV/0!"},null,null,null,null,null,{"$error":"#DIV/0!"}]
[null,null,938,null,null,null,null,null,{"$error":"#DIV/0!"},null,null,null,null,null,{"$error":"#DIV/0!"},null,null,null,null,null,{"$error":"#DIV/0!"}]
[null,null,939,null,null,null,null,null,{"$error":"#DIV/0!"},null,null,null,null,null,{"$error":"#DIV/0!"},null,null,null,null,null,{"$error":"#DIV/0!"}]
[null,null,940,null,null,null,null,null,{"$error":"#DIV/0!"},null,null,null,null,null,{"$error":"#DIV/0!"},null,null,null,null,null,{"$error":"#DIV/0!"}]
[null,null,941,null,null,null,null,null,{"$error":"#DIV/0!"},null,null,null,null,null,{"$error":"#DIV/0!"},null,null,null,null,null,{"$error":"#DIV/0!"}]
[null,null,942,null,null,null,null,null,{"$error":"#DIV/0!"},null,null,null,null,null,{"$error":"#DIV/0!"},null,null,null,null,null,{"$error":"#DIV/0!"}]
[null,null,943,null,null,null,null,null,{"$error":"#DIV/0!"},null,null,null,null,null,{"$error":"#DIV/0!"},null,null,null,null,null,{"$error":"#DIV/0!"}]
[null,null,944,null,null,null,null,null,{"$error":"#DIV/0!"},null,null,null,null,null,{"$error":"#DIV/0!"},null,null,null,null,null,{"$error":"#DIV/0!"}]
[null,null,945,null,null,null,null,null,{"$error":"#DIV/0!"},null,null,null,null,null,{"$error":"#DIV/0!"},null,null,null,null,null,{"$error":"#DIV/0!"}]
[null,null,946,null,null,null,null,null,{"$error":"#DIV/0!"},null,null,null,null,null,{"$error":"#DIV/0!"},null,null,null,null,null,{"$error":"#DIV/0!"}]
[null,null,947,null,null,null,null,null,{"$error":"#DIV/0!"},null,null,null,null,null,{"$error":"#DIV/0!"},null,null,null,null,null,{"$error":"#DIV/0!"}]
[null,null,948,null,null,null,null,null,{"$error":"#DIV/0!"},null,null,null,null,null,{"$error":"#DIV/0!"},null,null,null,null,null,{"$error":"#DIV/0!"}]
[null,null,949,null,null,null,null,null,{"$error":"#DIV/0!"},null,null,null,null,null,{"$error":"#DIV/0!"},null,null,null,null,null,{"$error":"#DIV/0!"}]
[null,null,950,null,null,null,null,null,{"$error":"#DIV/0!"},null,null,null,null,null,{"$error":"#DIV/0!"},null,null,null,null,null,{"$error":"#DIV/0!"}]
[null,null,951,null,null,null,null,null,{"$error":"#DIV/0!"},null,null,null,null,null,{"$error":"#DIV/0!"},null,null,null,null,null,{"$error":"#DIV/0!"}]
[null,null,952,null,null,null,null,null,{"$error":"#DIV/0!"},null,null,null,null,null,{"$error":"#DIV/0!"},null,null,null,null,null,{"$error":"#DIV/0!"}]
[null,null,953,null,null,null,null,null,{"$error":"#DIV/0!"},null,null,null,null,null,{"$error":"#DIV/0!"},null,null,null,null,null,{"$error":"#DIV/0!"}]
[null,null,954,null,null,null,null,null,{"$error":"#DIV/0!"},null,null,null,null,null,{"$error":"#DIV/0!"},null,null,null,null,null,{"$error":"#DIV/0!"}]
[null,null,955,null,null,null,null,null,{"$error":"#DIV/0!"},null,null,null,null,null,{"$error":"#DIV/0!"},null,null,null,null,null,{"$error":"#DIV/0!"}]
[null,null,956,null,null,null,null,null,{"$error":"#DIV/0!"},null,null,null,null,null,{"$error":"#DIV/0!"},null,null,null,null,null,{"$error":"#DIV/0!"}]
[null,null,957,null,null,null,null,null,{"$error":"#DIV/0!"},null,null,null,null,null,{"$error":"#DIV/0!"},null,null,null,null,null,{"$error":"#DIV/0!"}]
[null,null,958,null,null,null,null,null,{"$error":"#DIV/0!"},null,null,null,null,null,{"$error":"#DIV/0!"},null,null,null,null,null,{"$error":"#DIV/0!"}]
[null,null,959,null,null,null,null,null,{"$error":"#DIV/0!"},null,null,null,null,null,{"$error":"#DIV/0!"},null,null,null,null,null,{"$error":"#DIV/0!"}]
[null,null,960,null,null,null,null,null,{"$error":"#DIV/0!"},null,null,null,null,null,{"$error":"#DIV/0!"},null,null,null,null,null,{"$error":"#DIV/0!"}]
[null,null,961,null,null,null,null,null,{"$error":"#DIV/0!"},null,null,null,null,null,{"$error":"#DIV/0!"},null,null,null,null,null,{"$error":"#DIV/0!"}]
[null,null,962,null,null,null,null,null,{"$f":"IF(SUMPRODUCT(D1013:H1013,$Z$15:$AD$15/$H$20)=0,\"\",SUMPRODUCT(D1013:H1013,$Z$15:$AD$15/$H$20))","v":{"$error":"#DIV/0!"}},null,null,null,null,null,{"$f":"IF(SUMPRODUCT(J1013:N1013,$Z$22:$AD$22/$H$27)=0,\"\",SUMPRODUCT(J1013:N1013,$Z$22:$AD$22/$H$27))","v":{"$error":"#DIV/0!"}},null,null,null,null,null,{"$f":"IF(SUMPRODUCT(P1013:T1013,$Z$29:$AD$29/$H$34)=0,\"\",SUMPRODUCT(P1013:T1013,$Z$29:$AD$29/$H$34))","v":{"$error":"#DIV/0!"}}]
[null,null,963,null,null,null,null,null,{"$error":"#DIV/0!"},null,null,null,null,null,{"$error":"#DIV/0!"},null,null,null,null,null,{"$error":"#DIV/0!"}]
[null,null,964,null,null,null,null,null,{"$error":"#DIV/0!"},null,null,null,null,null,{"$error":"#DIV/0!"},null,null,null,null,null,{"$error":"#DIV/0!"}]
[null,null,965,null,null,null,null,null,{"$error":"#DIV/0!"},null,null,null,null,null,{"$error":"#DIV/0!"},null,null,null,null,null,{"$error":"#DIV/0!"}]
[null,null,966,null,null,null,null,null,{"$error":"#DIV/0!"},null,null,null,null,null,{"$error":"#DIV/0!"},null,null,null,null,null,{"$error":"#DIV/0!"}]
[null,null,967,null,null,null,null,null,{"$error":"#DIV/0!"},null,null,null,null,null,{"$error":"#DIV/0!"},null,null,null,null,null,{"$error":"#DIV/0!"}]
[null,null,968,null,null,null,null,null,{"$error":"#DIV/0!"},null,null,null,null,null,{"$error":"#DIV/0!"},null,null,null,null,null,{"$error":"#DIV/0!"}]
[null,null,969,null,null,null,null,null,{"$error":"#DIV/0!"},null,null,null,null,null,{"$error":"#DIV/0!"},null,null,null,null,null,{"$error":"#DIV/0!"}]
[null,null,970,null,null,null,null,null,{"$error":"#DIV/0!"},null,null,null,null,null,{"$error":"#DIV/0!"},null,null,null,null,null,{"$error":"#DIV/0!"}]
[null,null,971,null,null,null,null,null,{"$error":"#DIV/0!"},null,null,null,null,null,{"$error":"#DIV/0!"},null,null,null,null,null,{"$error":"#DIV/0!"}]
[null,null,972,null,null,null,null,null,{"$error":"#DIV/0!"},null,null,null,null,null,{"$error":"#DIV/0!"},null,null,null,null,null,{"$error":"#DIV/0!"}]
[null,null,973,null,null,null,null,null,{"$error":"#DIV/0!"},null,null,null,null,null,{"$error":"#DIV/0!"},null,null,null,null,null,{"$error":"#DIV/0!"}]
[null,null,974,null,null,null,null,null,{"$error":"#DIV/0!"},null,null,null,null,null,{"$error":"#DIV/0!"},null,null,null,null,null,{"$error":"#DIV/0!"}]
[null,null,975,null,null,null,null,null,{"$error":"#DIV/0!"},null,null,null,null,null,{"$error":"#DIV/0!"},null,null,null,null,null,{"$error":"#DIV/0!"}]
[null,null,976,null,null,null,null,null,{"$error":"#DIV/0!"},null,null,null,null,null,{"$error":"#DIV/0!"},null,null,null,null,null,{"$error":"#DIV/0!"}]
[null,null,977,null,null,null,null,null,{"$error":"#DIV/0!"},null,null,null,null,null,{"$error":"#DIV/0!"},null,null,null,null,null,{"$error":"#DIV/0!"}]
[null,null,978,null,null,null,null,null,{"$error":"#DIV/0!"},null,null,null,null,null,{"$error":"#DIV/0!"},null,null,null,null,null,{"$error":"#DIV/0!"}]
[null,null,979,null,null,null,null,null,{"$error":"#DIV/0!"},null,null,null,null,null,{"$error":"#DIV/0!"},null,null,null,null,null,{"$error":"#DIV/0!"}]
[null,null,980,null,null,null,null,null,{"$error":"#DIV/0!"},null,null,null,null,null,{"$error":"#DIV/0!"},null,null,null,null,null,{"$error":"#DIV/0!"}]
[null,null,981,null,null,null,null,null,{"$error":"#DIV/0!"},null,null,null,null,null,{"$error":"#DIV/0!"},null,null,null,null,null,{"$error":"#DIV/0!"}]
[null,null,982,null,null,null,null,null,{"$error":"#DIV/0!"},null,null,null,null,null,{"$error":"#DIV/0!"},null,null,null,null,null,{"$error":"#DIV/0!"}]
[null,null,983,null,null,null,null,null,{"$error":"#DIV/0!"},null,null,null,null,null,{"$error":"#DIV/0!"},null,null,null,null,null,{"$error":"#DIV/0!"}]
[null,null,984,null,null,null,null,null,{"$error":"#DIV/0!"},null,null,null,null,null,{"$error":"#DIV/0!"},null,null,null,null,null,{"$error":"#DIV/0!"}]
[null,null,985,null,null,null,null,null,{"$error":"#DIV/0!"},null,null,null,null,null,{"$error":"#DIV/0!"},null,null,null,null,null,{"$error":"#DIV/0!"}]
[null,null,986,null,null,null,null,null,{"$error":"#DIV/0!"},null,null,null,null,null,{"$error":"#DIV/0!"},null,null,null,null,null,{"$error":"#DIV/0!"}]
[null,null,987,null,null,null,null,null,{"$error":"#DIV/0!"},null,null,null,null,null,{"$error":"#DIV/0!"},null,null,null,null,null,{"$error":"#DIV/0!"}]
[null,null,988,null,null,null,null,null,{"$error":"#DIV/0!"},null,null,null,null,null,{"$error":"#DIV/0!"},null,null,null,null,null,{"$error":"#DIV/0!"}]
[null,null,989,null,null,null,null,null,{"$error":"#DIV/0!"},null,null,null,null,null,{"$error":"#DIV/0!"},null,null,null,null,null,{"$error":"#DIV/0!"}]
[null,null,990,null,null,null,null,null,{"$error":"#DIV/0!"},null,null,null,null,null,{"$error":"#DIV/0!"},null,null,null,null,null,{"$error":"#DIV/0!"}]
[null,null,991,null,null,null,null,null,{"$error":"#DIV/0!"},null,null,null,null,null,{"$error":"#DIV/0!"},null,null,null,null,null,{"$error":"#DIV/0!"}]
[null,null,992,null,null,null,null,null,{"$error":"#DIV/0!"},null,null,null,null,null,{"$error":"#DIV/0!"},null,null,null,null,null,{"$error":"#DIV/0!"}]
[null,null,993,null,null,null,null,null,{"$error":"#DIV/0!"},null,null,null,null,null,{"$error":"#DIV/0!"},null,null,null,null,null,{"$error":"#DIV/0!"}]
[null,null,994,null,null,null,null,null,{"$error":"#DIV/0!"},null,null,null,null,null,{"$error":"#DIV/0!"},null,null,null,null,null,{"$error":"#DIV/0!"}]
[null,null,995,null,null,null,null,null,{"$error":"#DIV/0!"},null,null,null,null,null,{"$error":"#DIV/0!"},null,null,null,null,null,{"$error":"#DIV/0!"}]
[null,null,996,null,null,null,null,null,{"$error":"#DIV/0!"},null,null,null,null,null,{"$error":"#DIV/0!"},null,null,null,null,null,{"$error":"#DIV/0!"}]
[null,null,997,null,null,null,null,null,{"$error":"#DIV/0!"},null,null,null,null,null,{"$error":"#DIV/0!"},null,null,null,null,null,{"$error":"#DIV/0!"}]
[null,null,998,null,null,null,null,null,{"$error":"#DIV/0!"},null,null,null,null,null,{"$error":"#DIV/0!"},null,null,null,null,null,{"$error":"#DIV/0!"}]
[null,null,999,null,null,null,null,null,{"$error":"#DIV/0!"},null,null,null,null,null,{"$error":"#DIV/0!"},null,null,null,null,null,{"$error":"#DIV/0!"}]
[null,null,1000,null,null,null,null,null,{"$error":"#DIV/0!"},null,null,null,null,null,{"$error":"#DIV/0!"},null,null,null,null,null,{"$error":"#DIV/0!"}]
[null,null,1001,null,null,null,null,null,{"$error":"#DIV/0!"},null,null,null,null,null,{"$error":"#DIV/0!"},null,null,null,null,null,{"$error":"#DIV/0!"}]
[null,null,1002,null,null,null,null,null,{"$error":"#DIV/0!"},null,null,null,null,null,{"$error":"#DIV/0!"},null,null,null,null,null,{"$error":"#DIV/0!"}]
[null,null,1003,null,null,null,null,null,{"$error":"#DIV/0!"},null,null,null,null,null,{"$error":"#DIV/0!"},null,null,null,null,null,{"$error":"#DIV/0!"}]
[null,null,1004,null,null,null,null,null,{"$error":"#DIV/0!"},null,null,null,null,null,{"$error":"#DIV/0!"},null,null,null,null,null,{"$error":"#DIV/0!"}]
[null,null,1005,null,null,null,null,null,{"$error":"#DIV/0!"},null,null,null,null,null,{"$error":"#DIV/0!"},null,null,null,null,null,{"$error":"#DIV/0!"}]
[null,null,1006,null,null,null,null,null,{"$error":"#DIV/0!"},null,null,null,null,null,{"$error":"#DIV/0!"},null,null,null,null,null,{"$error":"#DIV/0!"}]
[null,null,1007,null,null,null,null,null,{"$error":"#DIV/0!"},null,null,null,null,null,{"$error":"#DIV/0!"},null,null,null,null,null,{"$error":"#DIV/0!"}]
[null,null,1008,null,null,null,null,null,{"$error":"#DIV/0!"},null,null,null,null,null,{"$error":"#DIV/0!"},null,null,null,null,null,{"$error":"#DIV/0!"}]
[null,null,1009,null,null,null,null,null,{"$error":"#DIV/0!"},null,null,null,null,null,{"$error":"#DIV/0!"},null,null,null,null,null,{"$error":"#DIV/0!"}]
[null,null,1010,null,null,null,null,null,{"$error":"#DIV/0!"},null,null,null,null,null,{"$error":"#DIV/0!"},null,null,null,null,null,{"$error":"#DIV/0!"}]
[null,null,1011,null,null,null,null,null,{"$error":"#DIV/0!"},null,null,null,null,null,{"$error":"#DIV/0!"},null,null,null,null,null,{"$error":"#DIV/0!"}]
[null,null,1012,null,null,null,null,null,{"$error":"#DIV/0!"},null,null,null,null,null,{"$error":"#DIV/0!"},null,null,null,null,null,{"$error":"#DIV/0!"}]
[null,null,1013,null,null,null,null,null,{"$error":"#DIV/0!"},null,null,null,null,null,{"$error":"#DIV/0!"},null,null,null,null,null,{"$error":"#DIV/0!"}]
[null,null,1014,null,null,null,null,null,{"$error":"#DIV/0!"},null,null,null,null,null,{"$error":"#DIV/0!"},null,null,null,null,null,{"$error":"#DIV/0!"}]
[null,null,1015,null,null,null,null,null,{"$error":"#DIV/0!"},null,null,null,null,null,{"$error":"#DIV/0!"},null,null,null,null,null,{"$error":"#DIV/0!"}]
[null,null,1016,null,null,null,null,null,{"$error":"#DIV/0!"},null,null,null,null,null,{"$error":"#DIV/0!"},null,null,null,null,null,{"$error":"#DIV/0!"}]
[null,null,1017,null,null,null,null,null,{"$error":"#DIV/0!"},null,null,null,null,null,{"$error":"#DIV/0!"},null,null,null,null,null,{"$error":"#DIV/0!"}]
[null,null,1018,null,null,null,null,null,{"$error":"#DIV/0!"},null,null,null,null,null,{"$error":"#DIV/0!"},null,null,null,null,null,{"$error":"#DIV/0!"}]
[null,null,1019,null,null,null,null,null,{"$error":"#DIV/0!"},null,null,null,null,null,{"$error":"#DIV/0!"},null,null,null,null,null,{"$error":"#DIV/0!"}]
[null,null,1020,null,null,null,null,null,{"$error":"#DIV/0!"},null,null,null,null,null,{"$error":"#DIV/0!"},null,null,null,null,null,{"$error":"#DIV/0!"}]
[null,null,1021,null,null,null,null,null,{"$error":"#DIV/0!"},null,null,null,null,null,{"$error":"#DIV/0!"},null,null,null,null,null,{"$error":"#DIV/0!"}]
[null,null,1022,null,null,null,null,null,{"$error":"#DIV/0!"},null,null,null,null,null,{"$error":"#DIV/0!"},null,null,null,null,null,{"$error":"#DIV/0!"}]
[null,null,1023,null,null,null,null,null,{"$error":"#DIV/0!"},null,null,null,null,null,{"$error":"#DIV/0!"},null,null,null,null,null,{"$error":"#DIV/0!"}]
[null,null,1024,null,null,null,null,null,{"$error":"#DIV/0!"},null,null,null,null,null,{"$error":"#DIV/0!"},null,null,null,null,null,{"$error":"#DIV/0!"}]
[null,null,1025,null,null,null,null,null,{"$error":"#DIV/0!"},null,null,null,null,null,{"$error":"#DIV/0!"},null,null,null,null,null,{"$error":"#DIV/0!"}]
[null,null,1026,null,null,null,null,null,{"$f":"IF(SUMPRODUCT(D1077:H1077,$Z$15:$AD$15/$H$20)=0,\"\",SUMPRODUCT(D1077:H1077,$Z$15:$AD$15/$H$20))","v":{"$error":"#DIV/0!"}},null,null,null,null,null,{"$f":"IF(SUMPRODUCT(J1077:N1077,$Z$22:$AD$22/$H$27)=0,\"\",SUMPRODUCT(J1077:N1077,$Z$22:$AD$22/$H$27))","v":{"$error":"#DIV/0!"}},null,null,null,null,null,{"$f":"IF(SUMPRODUCT(P1077:T1077,$Z$29:$AD$29/$H$34)=0,\"\",SUMPRODUCT(P1077:T1077,$Z$29:$AD$29/$H$34))","v":{"$error":"#DIV/0!"}}]
[null,null,1027,null,null,null,null,null,{"$error":"#DIV/0!"},null,null,null,null,null,{"$error":"#DIV/0!"},null,null,null,null,null,{"$error":"#DIV/0!"}]
[null,null,1028,null,null,null,null,null,{"$error":"#DIV/0!"},null,null,null,null,null,{"$error":"#DIV/0!"},null,null,null,null,null,{"$error":"#DIV/0!"}]
[null,null,1029,null,null,null,null,null,{"$error":"#DIV/0!"},null,null,null,null,null,{"$error":"#DIV/0!"},null,null,null,null,null,{"$error":"#DIV/0!"}]
[null,null,1030,null,null,null,null,null,{"$error":"#DIV/0!"},null,null,null,null,null,{"$error":"#DIV/0!"},null,null,null,null,null,{"$error":"#DIV/0!"}]
[null,null,1031,null,null,null,null,null,{"$error":"#DIV/0!"},null,null,null,null,null,{"$error":"#DIV/0!"},null,null,null,null,null,{"$error":"#DIV/0!"}]
[null,null,1032,null,null,null,null,null,{"$error":"#DIV/0!"},null,null,null,null,null,{"$error":"#DIV/0!"},null,null,null,null,null,{"$error":"#DIV/0!"}]
[null,null,1033,null,null,null,null,null,{"$error":"#DIV/0!"},null,null,null,null,null,{"$error":"#DIV/0!"},null,null,null,null,null,{"$error":"#DIV/0!"}]
[null,null,1034,null,null,null,null,null,{"$error":"#DIV/0!"},null,null,null,null,null,{"$error":"#DIV/0!"},null,null,null,null,null,{"$error":"#DIV/0!"}]
[null,null,1035,null,null,null,null,null,{"$error":"#DIV/0!"},null,null,null,null,null,{"$error":"#DIV/0!"},null,null,null,null,null,{"$error":"#DIV/0!"}]
[null,null,1036,null,null,null,null,null,{"$error":"#DIV/0!"},null,null,null,null,null,{"$error":"#DIV/0!"},null,null,null,null,null,{"$error":"#DIV/0!"}]
[null,null,1037,null,null,null,null,null,{"$error":"#DIV/0!"},null,null,null,null,null,{"$error":"#DIV/0!"},null,null,null,null,null,{"$error":"#DIV/0!"}]
[null,null,1038,null,null,null,null,null,{"$error":"#DIV/0!"},null,null,null,null,null,{"$error":"#DIV/0!"},null,null,null,null,null,{"$error":"#DIV/0!"}]
[null,null,1039,null,null,null,null,null,{"$error":"#DIV/0!"},null,null,null,null,null,{"$error":"#DIV/0!"},null,null,null,null,null,{"$error":"#DIV/0!"}]
[null,null,1040,null,null,null,null,null,{"$error":"#DIV/0!"},null,null,null,null,null,{"$error":"#DIV/0!"},null,null,null,null,null,{"$error":"#DIV/0!"}]
[null,null,1041,null,null,null,null,null,{"$error":"#DIV/0!"},null,null,null,null,null,{"$error":"#DIV/0!"},null,null,null,null,null,{"$error":"#DIV/0!"}]
[null,null,1042,null,null,null,null,null,{"$error":"#DIV/0!"},null,null,null,null,null,{"$error":"#DIV/0!"},null,null,null,null,null,{"$error":"#DIV/0!"}]
[null,null,1043,null,null,null,null,null,{"$error":"#DIV/0!"},null,null,null,null,null,{"$error":"#DIV/0!"},null,null,null,null,null,{"$error":"#DIV/0!"}]
[null,null,1044,null,null,null,null,null,{"$error":"#DIV/0!"},null,null,null,null,null,{"$error":"#DIV/0!"},null,null,null,null,null,{"$error":"#DIV/0!"}]
[null,null,1045,null,null,null,null,null,{"$error":"#DIV/0!"},null,null,null,null,null,{"$error":"#DIV/0!"},null,null,null,null,null,{"$error":"#DIV/0!"}]
[null,null,1046,null,null,null,null,null,{"$error":"#DIV/0!"},null,null,null,null,null,{"$error":"#DIV/0!"},null,null,null,null,null,{"$error":"#DIV/0!"}]
[null,null,1047,null,null,null,null,null,{"$error":"#DIV/0!"},null,null,null,null,null,{"$error":"#DIV/0!"},null,null,null,null,null,{"$error":"#DIV/0!"}]
[null,null,1048,null,null,null,null,null,{"$error":"#DIV/0!"},null,null,null,null,null,{"$error":"#DIV/0!"},null,null,null,null,null,{"$error":"#DIV/0!"}]
[null,null,1049,null,null,null,null,null,{"$error":"#DIV/0!"},null,null,null,null,null,{"$error":"#DIV/0!"},null,null,null,null,null,{"$error":"#DIV/0!"}]
[null,null,1050,null,null,null,null,null,{"$error":"#DIV/0!"},null,null,null,null,null,{"$error":"#DIV/0!"},null,null,null,null,null,{"$error":"#DIV/0!"}]
[null,null,1051,null,null,null,null,null,{"$error":"#DIV/0!"},null,null,null,null,null,{"$error":"#DIV/0!"},null,null,null,null,null,{"$error":"#DIV/0!"}]
[null,null,1052,null,null,null,null,null,{"$error":"#DIV/0!"},null,null,null,null,null,{"$error":"#DIV/0!"},null,null,null,null,null,{"$error":"#DIV/0!"}]
[null,null,1053,null,null,null,null,null,{"$error":"#DIV/0!"},null,null,null,null,null,{"$error":"#DIV/0!"},null,null,null,null,null,{"$error":"#DIV/0!"}]
[null,null,1054,null,null,null,null,null,{"$error":"#DIV/0!"},null,null,null,null,null,{"$error":"#DIV/0!"},null,null,null,null,null,{"$error":"#DIV/0!"}]
[null,null,1055,null,null,null,null,null,{"$error":"#DIV/0!"},null,null,null,null,null,{"$error":"#DIV/0!"},null,null,null,null,null,{"$error":"#DIV/0!"}]
[null,null,1056,null,null,null,null,null,{"$error":"#DIV/0!"},null,null,null,null,null,{"$error":"#DIV/0!"},null,null,null,null,null,{"$error":"#DIV/0!"}]
[null,null,1057,null,null,null,null,null,{"$error":"#DIV/0!"},null,null,null,null,null,{"$error":"#DIV/0!"},null,null,null,null,null,{"$error":"#DIV/0!"}]
[null,null,1058,null,null,null,null,null,{"$error":"#DIV/0!"},null,null,null,null,null,{"$error":"#DIV/0!"},null,null,null,null,null,{"$error":"#DIV/0!"}]
[null,null,1059,null,null,null,null,null,{"$error":"#DIV/0!"},null,null,null,null,null,{"$error":"#DIV/0!"},null,null,null,null,null,{"$error":"#DIV/0!"}]
[null,null,1060,null,null,null,null,null,{"$error":"#DIV/0!"},null,null,null,null,null,{"$error":"#DIV/0!"},null,null,null,null,null,{"$error":"#DIV/0!"}]
[null,null,1061,null,null,null,null,null,{"$error":"#DIV/0!"},null,null,null,null,null,{"$error":"#DIV/0!"},null,null,null,null,null,{"$error":"#DIV/0!"}]
[null,null,1062,null,null,null,null,null,{"$error":"#DIV/0!"},null,null,null,null,null,{"$error":"#DIV/0!"},null,null,null,null,null,{"$error":"#DIV/0!"}]
[null,null,1063,null,null,null,null,null,{"$error":"#DIV/0!"},null,null,null,null,null,{"$error":"#DIV/0!"},null,null,null,null,null,{"$error":"#DIV/0!"}]
[null,null,1064,null,null,null,null,null,{"$error":"#DIV/0!"},null,null,null,null,null,{"$error":"#DIV/0!"},null,null,null,null,null,{"$error":"#DIV/0!"}]
[null,null,1065,null,null,null,null,null,{"$error":"#DIV/0!"},null,null,null,null,null,{"$error":"#DIV/0!"},null,null,null,null,null,{"$error":"#DIV/0!"}]
[null,null,1066,null,null,null,null,null,{"$error":"#DIV/0!"},null,null,null,null,null,{"$error":"#DIV/0!"},null,null,null,null,null,{"$error":"#DIV/0!"}]
[null,null,1067,null,null,null,null,null,{"$error":"#DIV/0!"},null,null,null,null,null,{"$error":"#DIV/0!"},null,null,null,null,null,{"$error":"#DIV/0!"}]
[null,null,1068,null,null,null,null,null,{"$error":"#DIV/0!"},null,null,null,null,null,{"$error":"#DIV/0!"},null,null,null,null,null,{"$error":"#DIV/0!"}]
[null,null,1069,null,null,null,null,null,{"$error":"#DIV/0!"},null,null,null,null,null,{"$error":"#DIV/0!"},null,null,null,null,null,{"$error":"#DIV/0!"}]
[null,null,1070,null,null,null,null,null,{"$error":"#DIV/0!"},null,null,null,null,null,{"$error":"#DIV/0!"},null,null,null,null,null,{"$error":"#DIV/0!"}]
[null,null,1071,null,null,null,null,null,{"$error":"#DIV/0!"},null,null,null,null,null,{"$error":"#DIV/0!"},null,null,null,null,null,{"$error":"#DIV/0!"}]
[null,null,1072,null,null,null,null,null,{"$error":"#DIV/0!"},null,null,null,null,null,{"$error":"#DIV/0!"},null,null,null,null,null,{"$error":"#DIV/0!"}]
[null,null,1073,null,null,null,null,null,{"$error":"#DIV/0!"},null,null,null,null,null,{"$error":"#DIV/0!"},null,null,null,null,null,{"$error":"#DIV/0!"}]
[null,null,1074,null,null,null,null,null,{"$error":"#DIV/0!"},null,null,null,null,null,{"$error":"#DIV/0!"},null,null,null,null,null,{"$error":"#DIV/0!"}]
[null,null,1075,null,null,null,null,null,{"$error":"#DIV/0!"},null,null,null,null,null,{"$error":"#DIV/0!"},null,null,null,null,null,{"$error":"#DIV/0!"}]
[null,null,1076,null,null,null,null,null,{"$error":"#DIV/0!"},null,null,null,null,null,{"$error":"#DIV/0!"},null,null,null,null,null,{"$error":"#DIV/0!"}]
[null,null,1077,null,null,null,null,null,{"$error":"#DIV/0!"},null,null,null,null,null,{"$error":"#DIV/0!"},null,null,null,null,null,{"$error":"#DIV/0!"}]
[null,null,1078,null,null,null,null,null,{"$error":"#DIV/0!"},null,null,null,null,null,{"$error":"#DIV/0!"},null,null,null,null,null,{"$error":"#DIV/0!"}]
[null,null,1079,null,null,null,null,null,{"$error":"#DIV/0!"},null,null,null,null,null,{"$error":"#DIV/0!"},null,null,null,null,null,{"$error":"#DIV/0!"}]
[null,null,1080,null,null,null,null,null,{"$error":"#DIV/0!"},null,null,null,null,null,{"$error":"#DIV/0!"},null,null,null,null,null,{"$error":"#DIV/0!"}]
[null,null,1081,null,null,null,null,null,{"$error":"#DIV/0!"},null,null,null,null,null,{"$error":"#DIV/0!"},null,null,null,null,null,{"$error":"#DIV/0!"}]
[null,null,1082,null,null,null,null,null,{"$error":"#DIV/0!"},null,null,null,null,null,{"$error":"#DIV/0!"},null,null,null,null,null,{"$error":"#DIV/0!"}]
[null,null,1083,null,null,null,null,null,{"$error":"#DIV/0!"},null,null,null,null,null,{"$error":"#DIV/0!"},null,null,null,null,null,{"$error":"#DIV/0!"}]
[null,null,1084,null,null,null,null,null,{"$error":"#DIV/0!"},null,null,null,null,null,{"$error":"#DIV/0!"},null,null,null,null,null,{"$error":"#DIV/0!"}]
[null,null,1085,null,null,null,null,null,{"$error":"#DIV/0!"},null,null,null,null,null,{"$error":"#DIV/0!"},null,null,null,null,null,{"$error":"#DIV/0!"}]
[null,null,1086,null,null,null,null,null,{"$error":"#DIV/0!"},null,null,null,null,null,{"$error":"#DIV/0!"},null,null,null,null,null,{"$error":"#DIV/0!"}]
[null,null,1087,null,null,null,null,null,{"$error":"#DIV/0!"},null,null,null,null,null,{"$error":"#DIV/0!"},null,null,null,null,null,{"$error":"#DIV/0!"}]
[null,null,1088,null,null,null,null,null,{"$error":"#DIV/0!"},null,null,null,null,null,{"$error":"#DIV/0!"},null,null,null,null,null,{"$error":"#DIV/0!"}]
[null,null,1089,null,null,null,null,null,{"$error":"#DIV/0!"},null,null,null,null,null,{"$error":"#DIV/0!"},null,null,null,null,null,{"$error":"#DIV/0!"}]
[null,null,1090,null,null,null,null,null,{"$f":"IF(SUMPRODUCT(D1141:H1141,$Z$15:$AD$15/$H$20)=0,\"\",SUMPRODUCT(D1141:H1141,$Z$15:$AD$15/$H$20))","v":{"$error":"#DIV/0!"}},null,null,null,null,null,{"$f":"IF(SUMPRODUCT(J1141:N1141,$Z$22:$AD$22/$H$27)=0,\"\",SUMPRODUCT(J1141:N1141,$Z$22:$AD$22/$H$27))","v":{"$error":"#DIV/0!"}},null,null,null,null,null,{"$f":"IF(SUMPRODUCT(P1141:T1141,$Z$29:$AD$29/$H$34)=0,\"\",SUMPRODUCT(P1141:T1141,$Z$29:$AD$29/$H$34))","v":{"$error":"#DIV/0!"}}]
[null,null,1091,null,null,null,null,null,{"$error":"#DIV/0!"},null,null,null,null,null,{"$error":"#DIV/0!"},null,null,null,null,null,{"$error":"#DIV/0!"}]
[null,null,1092,null,null,null,null,null,{"$error":"#DIV/0!"},null,null,null,null,null,{"$error":"#DIV/0!"},null,null,null,null,null,{"$error":"#DIV/0!"}]
[null,null,1093,null,null,null,null,null,{"$error":"#DIV/0!"},null,null,null,null,null,{"$error":"#DIV/0!"},null,null,null,null,null,{"$error":"#DIV/0!"}]
[null,null,1094,null,null,null,null,null,{"$error":"#DIV/0!"},null,null,null,null,null,{"$error":"#DIV/0!"},null,null,null,null,null,{"$error":"#DIV/0!"}]
[null,null,1095,null,null,null,null,null,{"$error":"#DIV/0!"},null,null,null,null,null,{"$error":"#DIV/0!"},null,null,null,null,null,{"$error":"#DIV/0!"}]
[null,null,1096,null,null,null,null,null,{"$error":"#DIV/0!"},null,null,null,null,null,{"$error":"#DIV/0!"},null,null,null,null,null,{"$error":"#DIV/0!"}]
[null,null,1097,null,null,null,null,null,{"$error":"#DIV/0!"},null,null,null,null,null,{"$error":"#DIV/0!"},null,null,null,null,null,{"$error":"#DIV/0!"}]
[null,null,1098,null,null,null,null,null,{"$error":"#DIV/0!"},null,null,null,null,null,{"$error":"#DIV/0!"},null,null,null,null,null,{"$error":"#DIV/0!"}]
[null,null,1099,null,null,null,null,null,{"$error":"#DIV/0!"},null,null,null,null,null,{"$error":"#DIV/0!"},null,null,null,null,null,{"$error":"#DIV/0!"}]
[null,null,1100,null,null,null,null,null,{"$error":"#DIV/0!"},null,null,null,null,null,{"$error":"#DIV/0!"},null,null,null,null,null,{"$error":"#DIV/0!"}]
[null,null,1101,null,null,null,null,null,{"$error":"#DIV/0!"},null,null,null,null,null,{"$error":"#DIV/0!"},null,null,null,null,null,{"$error":"#DIV/0!"}]
[null,null,1102,null,null,null,null,null,{"$error":"#DIV/0!"},null,null,null,null,null,{"$error":"#DIV/0!"},null,null,null,null,null,{"$error":"#DIV/0!"}]
[null,null,1103,null,null,null,null,null,{"$error":"#DIV/0!"},null,null,null,null,null,{"$error":"#DIV/0!"},null,null,null,null,null,{"$error":"#DIV/0!"}]
[null,null,1104,null,null,null,null,null,{"$error":"#DIV/0!"},null,null,null,null,null,{"$error":"#DIV/0!"},null,null,null,null,null,{"$error":"#DIV/0!"}]
[null,null,1105,null,null,null,null,null,{"$error":"#DIV/0!"},null,null,null,null,null,{"$error":"#DIV/0!"},null,null,null,null,null,{"$error":"#DIV/0!"}]
[null,null,1106,null,null,null,null,null,{"$error":"#DIV/0!"},null,null,null,null,null,{"$error":"#DIV/0!"},null,null,null,null,null,{"$error":"#DIV/0!"}]
[null,null,1107,null,null,null,null,null,{"$error":"#DIV/0!"},null,null,null,null,null,{"$error":"#DIV/0!"},null,null,null,null,null,{"$error":"#DIV/0!"}]
[null,null,1108,null,null,null,null,null,{"$error":"#DIV/0!"},null,null,null,null,null,{"$error":"#DIV/0!"},null,null,null,null,null,{"$error":"#DIV/0!"}]
[null,null,1109,null,null,null,null,null,{"$error":"#DIV/0!"},null,null,null,null,null,{"$error":"#DIV/0!"},null,null,null,null,null,{"$error":"#DIV/0!"}]
[null,null,1110,null,null,null,null,null,{"$error":"#DIV/0!"},null,null,null,null,null,{"$error":"#DIV/0!"},null,null,null,null,null,{"$error":"#DIV/0!"}]
[null,null,1111,null,null,null,null,null,{"$error":"#DIV/0!"},null,null,null,null,null,{"$error":"#DIV/0!"},null,null,null,null,null,{"$error":"#DIV/0!"}]
[null,null,1112,null,null,null,null,null,{"$error":"#DIV/0!"},null,null,null,null,null,{"$error":"#DIV/0!"},null,null,null,null,null,{"$error":"#DIV/0!"}]
[null,null,1113,null,null,null,null,null,{"$error":"#DIV/0!"},null,null,null,null,null,{"$error":"#DIV/0!"},null,null,null,null,null,{"$error":"#DIV/0!"}]
[null,null,1114,null,null,null,null,null,{"$error":"#DIV/0!"},null,null,null,null,null,{"$error":"#DIV/0!"},null,null,null,null,null,{"$error":"#DIV/0!"}]
[null,null,1115,null,null,null,null,null,{"$error":"#DIV/0!"},null,null,null,null,null,{"$error":"#DIV/0!"},null,null,null,null,null,{"$error":"#DIV/0!"}]
[null,null,1116,null,null,null,null,null,{"$error":"#DIV/0!"},null,null,null,null,null,{"$error":"#DIV/0!"},null,null,null,null,null,{"$error":"#DIV/0!"}]
[null,null,1117,null,null,null,null,null,{"$error":"#DIV/0!"},null,null,null,null,null,{"$error":"#DIV/0!"},null,null,null,null,null,{"$error":"#DIV/0!"}]
[null,null,1118,null,null,null,null,null,{"$error":"#DIV/0!"},null,null,null,null,null,{"$error":"#DIV/0!"},null,null,null,null,null,{"$error":"#DIV/0!"}]
[null,null,1119,null,null,null,null,null,{"$error":"#DIV/0!"},null,null,null,null,null,{"$error":"#DIV/0!"},null,null,null,null,null,{"$error":"#DIV/0!"}]
[null,null,1120,null,null,null,null,null,{"$error":"#DIV/0!"},null,null,null,null,null,{"$error":"#DIV/0!"},null,null,null,null,null,{"$error":"#DIV/0!"}]
[null,null,1121,null,null,null,null,null,{"$error":"#DIV/0!"},null,null,null,null,null,{"$error":"#DIV/0!"},null,null,null,null,null,{"$error":"#DIV/0!"}]
[null,null,1122,null,null,null,null,null,{"$error":"#DIV/0!"},null,null,null,null,null,{"$error":"#DIV/0!"},null,null,null,null,null,{"$error":"#DIV/0!"}]
[null,null,1123,null,null,null,null,null,{"$error":"#DIV/0!"},null,null,null,null,null,{"$error":"#DIV/0!"},null,null,null,null,null,{"$error":"#DIV/0!"}]
[null,null,1124,null,null,null,null,null,{"$error":"#DIV/0!"},null,null,null,null,null,{"$error":"#DIV/0!"},null,null,null,null,null,{"$error":"#DIV/0!"}]
[null,null,1125,null,null,null,null,null,{"$error":"#DIV/0!"},null,null,null,null,null,{"$error":"#DIV/0!"},null,null,null,null,null,{"$error":"#DIV/0!"}]
[null,null,1126,null,null,null,null,null,{"$error":"#DIV/0!"},null,null,null,null,null,{"$error":"#DIV/0!"},null,null,null,null,null,{"$error":"#DIV/0!"}]
[null,null,1127,null,null,null,null,null,{"$error":"#DIV/0!"},null,null,null,null,null,{"$error":"#DIV/0!"},null,null,null,null,null,{"$error":"#DIV/0!"}]
[null,null,1128,null,null,null,null,null,{"$error":"#DIV/0!"},null,null,null,null,null,{"$error":"#DIV/0!"},null,null,null,null,null,{"$error":"#DIV/0!"}]
[null,null,1129,null,null,null,null,null,{"$error":"#DIV/0!"},null,null,null,null,null,{"$error":"#DIV/0!"},null,null,null,null,null,{"$error":"#DIV/0!"}]
[null,null,1130,null,null,null,null,null,{"$error":"#DIV/0!"},null,null,null,null,null,{"$error":"#DIV/0!"},null,null,null,null,null,{"$error":"#DIV/0!"}]
[null,null,1131,null,null,null,null,null,{"$error":"#DIV/0!"},null,null,null,null,null,{"$error":"#DIV/0!"},null,null,null,null,null,{"$error":"#DIV/0!"}]
[null,null,1132,null,null,null,null,null,{"$error":"#DIV/0!"},null,null,null,null,null,{"$error":"#DIV/0!"},null,null,null,null,null,{"$error":"#DIV/0!"}]
[null,null,1133,null,null,null,null,null,{"$error":"#DIV/0!"},null,null,null,null,null,{"$error":"#DIV/0!"},null,null,null,null,null,{"$error":"#DIV/0!"}]
[null,null,1134,null,null,null,null,null,{"$error":"#DIV/0!"},null,null,null,null,null,{"$error":"#DIV/0!"},null,null,null,null,null,{"$error":"#DIV/0!"}]
[null,null,1135,null,null,null,null,null,{"$error":"#DIV/0!"},null,null,null,null,null,{"$error":"#DIV/0!"},null,null,null,null,null,{"$error":"#DIV/0!"}]
[null,null,1136,null,null,null,null,null,{"$error":"#DIV/0!"},null,null,null,null,null,{"$error":"#DIV/0!"},null,null,null,null,null,{"$error":"#DIV/0!"}]
[null,null,1137,null,null,null,null,null,{"$error":"#DIV/0!"},null,null,null,null,null,{"$error":"#DIV/0!"},null,null,null,null,null,{"$error":"#DIV/0!"}]
[null,null,1138,null,null,null,null,null,{"$error":"#DIV/0!"},null,null,null,null,null,{"$error":"#DIV/0!"},null,null,null,null,null,{"$error":"#DIV/0!"}]
[null,null,1139,null,null,null,null,null,{"$error":"#DIV/0!"},null,null,null,null,null,{"$error":"#DIV/0!"},null,null,null,null,null,{"$error":"#DIV/0!"}]
[null,null,1140,null,null,null,null,null,{"$error":"#DIV/0!"},null,null,null,null,null,{"$error":"#DIV/0!"},null,null,null,null,null,{"$error":"#DIV/0!"}]
[null,null,1141,null,null,null,null,null,{"$error":"#DIV/0!"},null,null,null,null,null,{"$error":"#DIV/0!"},null,null,null,null,null,{"$error":"#DIV/0!"}]
[null,null,1142,null,null,null,null,null,{"$error":"#DIV/0!"},null,null,null,null,null,{"$error":"#DIV/0!"},null,null,null,null,null,{"$error":"#DIV/0!"}]
[null,null,1143,null,null,null,null,null,{"$error":"#DIV/0!"},null,null,null,null,null,{"$error":"#DIV/0!"},null,null,null,null,null,{"$error":"#DIV/0!"}]
[null,null,1144,null,null,null,null,null,{"$error":"#DIV/0!"},null,null,null,null,null,{"$error":"#DIV/0!"},null,null,null,null,null,{"$error":"#DIV/0!"}]
[null,null,1145,null,null,null,null,null,{"$error":"#DIV/0!"},null,null,null,null,null,{"$error":"#DIV/0!"},null,null,null,null,null,{"$error":"#DIV/0!"}]
[null,null,1146,null,null,null,null,null,{"$error":"#DIV/0!"},null,null,null,null,null,{"$error":"#DIV/0!"},null,null,null,null,null,{"$error":"#DIV/0!"}]
[null,null,1147,null,null,null,null,null,{"$error":"#DIV/0!"},null,null,null,null,null,{"$error":"#DIV/0!"},null,null,null,null,null,{"$error":"#DIV/0!"}]
[null,null,1148,null,null,null,null,null,{"$error":"#DIV/0!"},null,null,null,null,null,{"$error":"#DIV/0!"},null,null,null,null,null,{"$error":"#DIV/0!"}]
[null,null,1149,null,null,null,null,null,{"$error":"#DIV/0!"},null,null,null,null,null,{"$error":"#DIV/0!"},null,null,null,null,null,{"$error":"#DIV/0!"}]
[null,null,1150,null,null,null,null,null,{"$error":"#DIV/0!"},null,null,null,null,null,{"$error":"#DIV/0!"},null,null,null,null,null,{"$error":"#DIV/0!"}]
[null,null,1151,null,null,null,null,null,{"$error":"#DIV/0!"},null,null,null,null,null,{"$error":"#DIV/0!"},null,null,null,null,null,{"$error":"#DIV/0!"}]
[null,null,1152,null,null,null,null,null,{"$error":"#DIV/0!"},null,null,null,null,null,{"$error":"#DIV/0!"},null,null,null,null,null,{"$error":"#DIV/0!"}]
[null,null,1153,null,null,null,null,null,{"$error":"#DIV/0!"},null,null,null,null,null,{"$error":"#DIV/0!"},null,null,null,null,null,{"$error":"#DIV/0!"}]
[null,null,1154,null,null,null,null,null,{"$f":"IF(SUMPRODUCT(D1205:H1205,$Z$15:$AD$15/$H$20)=0,\"\",SUMPRODUCT(D1205:H1205,$Z$15:$AD$15/$H$20))","v":{"$error":"#DIV/0!"}},null,null,null,null,null,{"$f":"IF(SUMPRODUCT(J1205:N1205,$Z$22:$AD$22/$H$27)=0,\"\",SUMPRODUCT(J1205:N1205,$Z$22:$AD$22/$H$27))","v":{"$error":"#DIV/0!"}},null,null,null,null,null,{"$f":"IF(SUMPRODUCT(P1205:T1205,$Z$29:$AD$29/$H$34)=0,\"\",SUMPRODUCT(P1205:T1205,$Z$29:$AD$29/$H$34))","v":{"$error":"#DIV/0!"}}]
[null,null,1155,null,null,null,null,null,{"$error":"#DIV/0!"},null,null,null,null,null,{"$error":"#DIV/0!"},null,null,null,null,null,{"$error":"#DIV/0!"}]
[null,null,1156,null,null,null,null,null,{"$error":"#DIV/0!"},null,null,null,null,null,{"$error":"#DIV/0!"},null,null,null,null,null,{"$error":"#DIV/0!"}]
[null,null,1157,null,null,null,null,null,{"$error":"#DIV/0!"},null,null,null,null,null,{"$error":"#DIV/0!"},null,null,null,null,null,{"$error":"#DIV/0!"}]
[null,null,1158,null,null,null,null,null,{"$error":"#DIV/0!"},null,null,null,null,null,{"$error":"#DIV/0!"},null,null,null,null,null,{"$error":"#DIV/0!"}]
[null,null,1159,null,null,null,null,null,{"$error":"#DIV/0!"},null,null,null,null,null,{"$error":"#DIV/0!"},null,null,null,null,null,{"$error":"#DIV/0!"}]
[null,null,1160,null,null,null,null,null,{"$error":"#DIV/0!"},null,null,null,null,null,{"$error":"#DIV/0!"},null,null,null,null,null,{"$error":"#DIV/0!"}]
[null,null,1161,null,null,null,null,null,{"$error":"#DIV/0!"},null,null,null,null,null,{"$error":"#DIV/0!"},null,null,null,null,null,{"$error":"#DIV/0!"}]
[null,null,1162,null,null,null,null,null,{"$error":"#DIV/0!"},null,null,null,null,null,{"$error":"#DIV/0!"},null,null,null,null,null,{"$error":"#DIV/0!"}]
[null,null,1163,null,null,null,null,null,{"$error":"#DIV/0!"},null,null,null,null,null,{"$error":"#DIV/0!"},null,null,null,null,null,{"$error":"#DIV/0!"}]
[null,null,1164,null,null,null,null,null,{"$error":"#DIV/0!"},null,null,null,null,null,{"$error":"#DIV/0!"},null,null,null,null,null,{"$error":"#DIV/0!"}]
[null,null,1165,null,null,null,null,null,{"$error":"#DIV/0!"},null,null,null,null,null,{"$error":"#DIV/0!"},null,null,null,null,null,{"$error":"#DIV/0!"}]
[null,null,1166,null,null,null,null,null,{"$error":"#DIV/0!"},null,null,null,null,null,{"$error":"#DIV/0!"},null,null,null,null,null,{"$error":"#DIV/0!"}]
[null,null,1167,null,null,null,null,null,{"$error":"#DIV/0!"},null,null,null,null,null,{"$error":"#DIV/0!"},null,null,null,null,null,{"$error":"#DIV/0!"}]
[null,null,1168,null,null,null,null,null,{"$error":"#DIV/0!"},null,null,null,null,null,{"$error":"#DIV/0!"},null,null,null,null,null,{"$error":"#DIV/0!"}]
[null,null,1169,null,null,null,null,null,{"$error":"#DIV/0!"},null,null,null,null,null,{"$error":"#DIV/0!"},null,null,null,null,null,{"$error":"#DIV/0!"}]
[null,null,1170,null,null,null,null,null,{"$error":"#DIV/0!"},null,null,null,null,null,{"$error":"#DIV/0!"},null,null,null,null,null,{"$error":"#DIV/0!"}]
[null,null,1171,null,null,null,null,null,{"$error":"#DIV/0!"},null,null,null,null,null,{"$error":"#DIV/0!"},null,null,null,null,null,{"$error":"#DIV/0!"}]
[null,null,1172,null,null,null,null,null,{"$error":"#DIV/0!"},null,null,null,null,null,{"$error":"#DIV/0!"},null,null,null,null,null,{"$error":"#DIV/0!"}]
[null,null,1173,null,null,null,null,null,{"$error":"#DIV/0!"},null,null,null,null,null,{"$error":"#DIV/0!"},null,null,null,null,null,{"$error":"#DIV/0!"}]
[null,null,1174,null,null,null,null,null,{"$error":"#DIV/0!"},null,null,null,null,null,{"$error":"#DIV/0!"},null,null,null,null,null,{"$error":"#DIV/0!"}]
[null,null,1175,null,null,null,null,null,{"$error":"#DIV/0!"},null,null,null,null,null,{"$error":"#DIV/0!"},null,null,null,null,null,{"$error":"#DIV/0!"}]
[null,null,1176,null,null,null,null,null,{"$error":"#DIV/0!"},null,null,null,null,null,{"$error":"#DIV/0!"},null,null,null,null,null,{"$error":"#DIV/0!"}]
[null,null,1177,null,null,null,null,null,{"$error":"#DIV/0!"},null,null,null,null,null,{"$error":"#DIV/0!"},null,null,null,null,null,{"$error":"#DIV/0!"}]
[null,null,1178,null,null,null,null,null,{"$error":"#DIV/0!"},null,null,null,null,null,{"$error":"#DIV/0!"},null,null,null,null,null,{"$error":"#DIV/0!"}]
[null,null,1179,null,null,null,null,null,{"$error":"#DIV/0!"},null,null,null,null,null,{"$error":"#DIV/0!"},null,null,null,null,null,{"$error":"#DIV/0!"}]
[null,null,1180,null,null,null,null,null,{"$error":"#DIV/0!"},null,null,null,null,null,{"$error":"#DIV/0!"},null,null,null,null,null,{"$error":"#DIV/0!"}]
[null,null,1181,null,null,null,null,null,{"$error":"#DIV/0!"},null,null,null,null,null,{"$error":"#DIV/0!"},null,null,null,null,null,{"$error":"#DIV/0!"}]
[null,null,1182,null,null,null,null,null,{"$error":"#DIV/0!"},null,null,null,null,null,{"$error":"#DIV/0!"},null,null,null,null,null,{"$error":"#DIV/0!"}]
[null,null,1183,null,null,null,null,null,{"$error":"#DIV/0!"},null,null,null,null,null,{"$error":"#DIV/0!"},null,null,null,null,null,{"$error":"#DIV/0!"}]
[null,null,1184,null,null,null,null,null,{"$error":"#DIV/0!"},null,null,null,null,null,{"$error":"#DIV/0!"},null,null,null,null,null,{"$error":"#DIV/0!"}]
[null,null,1185,null,null,null,null,null,{"$error":"#DIV/0!"},null,null,null,null,null,{"$error":"#DIV/0!"},null,null,null,null,null,{"$error":"#DIV/0!"}]
[null,null,1186,null,null,null,null,null,{"$error":"#DIV/0!"},null,null,null,null,null,{"$error":"#DIV/0!"},null,null,null,null,null,{"$error":"#DIV/0!"}]
[null,null,1187,null,null,null,null,null,{"$error":"#DIV/0!"},null,null,null,null,null,{"$error":"#DIV/0!"},null,null,null,null,null,{"$error":"#DIV/0!"}]
[null,null,1188,null,null,null,null,null,{"$error":"#DIV/0!"},null,null,null,null,null,{"$error":"#DIV/0!"},null,null,null,null,null,{"$error":"#DIV/0!"}]
[null,null,1189,null,null,null,null,null,{"$error":"#DIV/0!"},null,null,null,null,null,{"$error":"#DIV/0!"},null,null,null,null,null,{"$error":"#DIV/0!"}]
[null,null,1190,null,null,null,null,null,{"$error":"#DIV/0!"},null,null,null,null,null,{"$error":"#DIV/0!"},null,null,null,null,null,{"$error":"#DIV/0!"}]
[null,null,1191,null,null,null,null,null,{"$error":"#DIV/0!"},null,null,null,null,null,{"$error":"#DIV/0!"},null,null,null,null,null,{"$error":"#DIV/0!"}]
[null,null,1192,null,null,null,null,null,{"$error":"#DIV/0!"},null,null,null,null,null,{"$error":"#DIV/0!"},null,null,null,null,null,{"$error":"#DIV/0!"}]
[null,null,1193,null,null,null,null,null,{"$error":"#DIV/0!"},null,null,null,null,null,{"$error":"#DIV/0!"},null,null,null,null,null,{"$error":"#DIV/0!"}]
[null,null,1194,null,null,null,null,null,{"$error":"#DIV/0!"},null,null,null,null,null,{"$error":"#DIV/0!"},null,null,null,null,null,{"$error":"#DIV/0!"}]
[null,null,1195,null,null,null,null,null,{"$error":"#DIV/0!"},null,null,null,null,null,{"$error":"#DIV/0!"},null,null,null,null,null,{"$error":"#DIV/0!"}]
[null,null,1196,null,null,null,null,null,{"$error":"#DIV/0!"},null,null,null,null,null,{"$error":"#DIV/0!"},null,null,null,null,null,{"$error":"#DIV/0!"}]
[null,null,1197,null,null,null,null,null,{"$error":"#DIV/0!"},null,null,null,null,null,{"$error":"#DIV/0!"},null,null,null,null,null,{"$error":"#DIV/0!"}]
[null,null,1198,null,null,null,null,null,{"$error":"#DIV/0!"},null,null,null,null,null,{"$error":"#DIV/0!"},null,null,null,null,null,{"$error":"#DIV/0!"}]
[null,null,1199,null,null,null,null,null,{"$error":"#DIV/0!"},null,null,null,null,null,{"$error":"#DIV/0!"},null,null,null,null,null,{"$error":"#DIV/0!"}]
[null,null,1200,null,null,null,null,null,{"$error":"#DIV/0!"},null,null,null,null,null,{"$error":"#DIV/0!"},null,null,null,null,null,{"$error":"#DIV/0!"}]
[null,null,1201,null,null,null,null,null,{"$error":"#DIV/0!"},null,null,null,null,null,{"$error":"#DIV/0!"},null,null,null,null,null,{"$error":"#DIV/0!"}]
[null,null,1202,null,null,null,null,null,{"$error":"#DIV/0!"},null,null,null,null,null,{"$error":"#DIV/0!"},null,null,null,null,null,{"$error":"#DIV/0!"}]
[null,null,1203,null,null,null,null,null,{"$error":"#DIV/0!"},null,null,null,null,null,{"$error":"#DIV/0!"},null,null,null,null,null,{"$error":"#DIV/0!"}]
[null,null,1204,null,null,null,null,null,{"$error":"#DIV/0!"},null,null,null,null,null,{"$error":"#DIV/0!"},null,null,null,null,null,{"$error":"#DIV/0!"}]
[null,null,1205,null,null,null,null,null,{"$error":"#DIV/0!"},null,null,null,null,null,{"$error":"#DIV/0!"},null,null,null,null,null,{"$error":"#DIV/0!"}]
[null,null,1206,null,null,null,null,null,{"$error":"#DIV/0!"},null,null,null,null,null,{"$error":"#DIV/0!"},null,null,null,null,null,{"$error":"#DIV/0!"}]
[null,null,1207,null,null,null,null,null,{"$error":"#DIV/0!"},null,null,null,null,null,{"$error":"#DIV/0!"},null,null,null,null,null,{"$error":"#DIV/0!"}]
[null,null,1208,null,null,null,null,null,{"$error":"#DIV/0!"},null,null,null,null,null,{"$error":"#DIV/0!"},null,null,null,null,null,{"$error":"#DIV/0!"}]
[null,null,1209,null,null,null,null,null,{"$error":"#DIV/0!"},null,null,null,null,null,{"$error":"#DIV/0!"},null,null,null,null,null,{"$error":"#DIV/0!"}]
[null,null,1210,null,null,null,null,null,{"$error":"#DIV/0!"},null,null,null,null,null,{"$error":"#DIV/0!"},null,null,null,null,null,{"$error":"#DIV/0!"}]
[null,null,1211,null,null,null,null,null,{"$error":"#DIV/0!"},null,null,null,null,null,{"$error":"#DIV/0!"},null,null,null,null,null,{"$error":"#DIV/0!"}]
[null,null,1212,null,null,null,null,null,{"$error":"#DIV/0!"},null,null,null,null,null,{"$error":"#DIV/0!"},null,null,null,null,null,{"$error":"#DIV/0!"}]
[null,null,1213,null,null,null,null,null,{"$error":"#DIV/0!"},null,null,null,null,null,{"$error":"#DIV/0!"},null,null,null,null,null,{"$error":"#DIV/0!"}]
[null,null,1214,null,null,null,null,null,{"$error":"#DIV/0!"},null,null,null,null,null,{"$error":"#DIV/0!"},null,null,null,null,null,{"$error":"#DIV/0!"}]
[null,null,1215,null,null,null,null,null,{"$error":"#DIV/0!"},null,null,null,null,null,{"$error":"#DIV/0!"},null,null,null,null,null,{"$error":"#DIV/0!"}]
[null,null,1216,null,null,null,null,null,{"$error":"#DIV/0!"},null,null,null,null,null,{"$error":"#DIV/0!"},null,null,null,null,null,{"$error":"#DIV/0!"}]
[null,null,1217,null,null,null,null,null,{"$error":"#DIV/0!"},null,null,null,null,null,{"$error":"#DIV/0!"},null,null,null,null,null,{"$error":"#DIV/0!"}]
[null,null,1218,null,null,null,null,null,{"$f":"IF(SUMPRODUCT(D1269:H1269,$Z$15:$AD$15/$H$20)=0,\"\",SUMPRODUCT(D1269:H1269,$Z$15:$AD$15/$H$20))","v":{"$error":"#DIV/0!"}},null,null,null,null,null,{"$f":"IF(SUMPRODUCT(J1269:N1269,$Z$22:$AD$22/$H$27)=0,\"\",SUMPRODUCT(J1269:N1269,$Z$22:$AD$22/$H$27))","v":{"$error":"#DIV/0!"}},null,null,null,null,null,{"$f":"IF(SUMPRODUCT(P1269:T1269,$Z$29:$AD$29/$H$34)=0,\"\",SUMPRODUCT(P1269:T1269,$Z$29:$AD$29/$H$34))","v":{"$error":"#DIV/0!"}}]
[null,null,1219,null,null,null,null,null,{"$error":"#DIV/0!"},null,null,null,null,null,{"$error":"#DIV/0!"},null,null,null,null,null,{"$error":"#DIV/0!"}]
[null,null,1220,null,null,null,null,null,{"$error":"#DIV/0!"},null,null,null,null,null,{"$error":"#DIV/0!"},null,null,null,null,null,{"$error":"#DIV/0!"}]
[null,null,1221,null,null,null,null,null,{"$error":"#DIV/0!"},null,null,null,null,null,{"$error":"#DIV/0!"},null,null,null,null,null,{"$error":"#DIV/0!"}]
[null,null,1222,null,null,null,null,null,{"$error":"#DIV/0!"},null,null,null,null,null,{"$error":"#DIV/0!"},null,null,null,null,null,{"$error":"#DIV/0!"}]
[null,null,1223,null,null,null,null,null,{"$error":"#DIV/0!"},null,null,null,null,null,{"$error":"#DIV/0!"},null,null,null,null,null,{"$error":"#DIV/0!"}]
[null,null,1224,null,null,null,null,null,{"$error":"#DIV/0!"},null,null,null,null,null,{"$error":"#DIV/0!"},null,null,null,null,null,{"$error":"#DIV/0!"}]
[null,null,1225,null,null,null,null,null,{"$error":"#DIV/0!"},null,null,null,null,null,{"$error":"#DIV/0!"},null,null,null,null,null,{"$error":"#DIV/0!"}]
[null,null,1226,null,null,null,null,null,{"$error":"#DIV/0!"},null,null,null,null,null,{"$error":"#DIV/0!"},null,null,null,null,null,{"$error":"#DIV/0!"}]
[null,null,1227,null,null,null,null,null,{"$error":"#DIV/0!"},null,null,null,null,null,{"$error":"#DIV/0!"},null,null,null,null,null,{"$error":"#DIV/0!"}]
[null,null,1228,null,null,null,null,null,{"$error":"#DIV/0!"},null,null,null,null,null,{"$error":"#DIV/0!"},null,null,null,null,null,{"$error":"#DIV/0!"}]
[null,null,1229,null,null,null,null,null,{"$error":"#DIV/0!"},null,null,null,null,null,{"$error":"#DIV/0!"},null,null,null,null,null,{"$error":"#DIV/0!"}]
[null,null,1230,null,null,null,null,null,{"$error":"#DIV/0!"},null,null,null,null,null,{"$error":"#DIV/0!"},null,null,null,null,null,{"$error":"#DIV/0!"}]
[null,null,1231,null,null,null,null,null,{"$error":"#DIV/0!"},null,null,null,null,null,{"$error":"#DIV/0!"},null,null,null,null,null,{"$error":"#DIV/0!"}]
[null,null,1232,null,null,null,null,null,{"$error":"#DIV/0!"},null,null,null,null,null,{"$error":"#DIV/0!"},null,null,null,null,null,{"$error":"#DIV/0!"}]
[null,null,1233,null,null,null,null,null,{"$error":"#DIV/0!"},null,null,null,null,null,{"$error":"#DIV/0!"},null,null,null,null,null,{"$error":"#DIV/0!"}]
[null,null,1234,null,null,null,null,null,{"$error":"#DIV/0!"},null,null,null,null,null,{"$error":"#DIV/0!"},null,null,null,null,null,{"$error":"#DIV/0!"}]
[null,null,1235,null,null,null,null,null,{"$error":"#DIV/0!"},null,null,null,null,null,{"$error":"#DIV/0!"},null,null,null,null,null,{"$error":"#DIV/0!"}]
[null,null,1236,null,null,null,null,null,{"$error":"#DIV/0!"},null,null,null,null,null,{"$error":"#DIV/0!"},null,null,null,null,null,{"$error":"#DIV/0!"}]
[null,null,1237,null,null,null,null,null,{"$error":"#DIV/0!"},null,null,null,null,null,{"$error":"#DIV/0!"},null,null,null,null,null,{"$error":"#DIV/0!"}]
[null,null,1238,null,null,null,null,null,{"$error":"#DIV/0!"},null,null,null,null,null,{"$error":"#DIV/0!"},null,null,null,null,null,{"$error":"#DIV/0!"}]
[null,null,1239,null,null,null,null,null,{"$error":"#DIV/0!"},null,null,null,null,null,{"$error":"#DIV/0!"},null,null,null,null,null,{"$error":"#DIV/0!"}]
[null,null,1240,null,null,null,null,null,{"$error":"#DIV/0!"},null,null,null,null,null,{"$error":"#DIV/0!"},null,null,null,null,null,{"$error":"#DIV/0!"}]
[null,null,1241,null,null,null,null,null,{"$error":"#DIV/0!"},null,null,null,null,null,{"$error":"#DIV/0!"},null,null,null,null,null,{"$error":"#DIV/0!"}]
[null,null,1242,null,null,null,null,null,{"$error":"#DIV/0!"},null,null,null,null,null,{"$error":"#DIV/0!"},null,null,null,null,null,{"$error":"#DIV/0!"}]
[null,null,1243,null,null,null,null,null,{"$error":"#DIV/0!"},null,null,null,null,null,{"$error":"#DIV/0!"},null,null,null,null,null,{"$error":"#DIV/0!"}]
[null,null,1244,null,null,null,null,null,{"$error":"#DIV/0!"},null,null,null,null,null,{"$error":"#DIV/0!"},null,null,null,null,null,{"$error":"#DIV/0!"}]
[null,null,1245,null,null,null,null,null,{"$error":"#DIV/0!"},null,null,null,null,null,{"$error":"#DIV/0!"},null,null,null,null,null,{"$error":"#DIV/0!"}]
[null,null,1246,null,null,null,null,null,{"$error":"#DIV/0!"},null,null,null,null,null,{"$error":"#DIV/0!"},null,null,null,null,null,{"$error":"#DIV/0!"}]
[null,null,1247,null,null,null,null,null,{"$error":"#DIV/0!"},null,null,null,null,null,{"$error":"#DIV/0!"},null,null,null,null,null,{"$error":"#DIV/0!"}]
[null,null,1248,null,null,null,null,null,{"$error":"#DIV/0!"},null,null,null,null,null,{"$error":"#DIV/0!"},null,null,null,null,null,{"$error":"#DIV/0!"}]
[null,null,1249,null,null,null,null,null,{"$error":"#DIV/0!"},null,null,null,null,null,{"$error":"#DIV/0!"},null,null,null,null,null,{"$error":"#DIV/0!"}]
[null,null,1250,null,null,null,null,null,{"$error":"#DIV/0!"},null,null,null,null,null,{"$error":"#DIV/0!"},null,null,null,null,null,{"$error":"#DIV/0!"}]
[null,null,1251,null,null,null,null,null,{"$error":"#DIV/0!"},null,null,null,null,null,{"$error":"#DIV/0!"},null,null,null,null,null,{"$error":"#DIV/0!"}]
[null,null,1252,null,null,null,null,null,{"$error":"#DIV/0!"},null,null,null,null,null,{"$error":"#DIV/0!"},null,null,null,null,null,{"$error":"#DIV/0!"}]
[null,null,1253,null,null,null,null,null,{"$error":"#DIV/0!"},null,null,null,null,null,{"$error":"#DIV/0!"},null,null,null,null,null,{"$error":"#DIV/0!"}]
[null,null,1254,null,null,null,null,null,{"$error":"#DIV/0!"},null,null,null,null,null,{"$error":"#DIV/0!"},null,null,null,null,null,{"$error":"#DIV/0!"}]
[null,null,1255,null,null,null,null,null,{"$error":"#DIV/0!"},null,null,null,null,null,{"$error":"#DIV/0!"},null,null,null,null,null,{"$error":"#DIV/0!"}]
[null,null,1256,null,null,null,null,null,{"$error":"#DIV/0!"},null,null,null,null,null,{"$error":"#DIV/0!"},null,null,null,null,null,{"$error":"#DIV/0!"}]
[null,null,1257,null,null,null,null,null,{"$error":"#DIV/0!"},null,null,null,null,null,{"$error":"#DIV/0!"},null,null,null,null,null,{"$error":"#DIV/0!"}]
[null,null,1258,null,null,null,null,null,{"$error":"#DIV/0!"},null,null,null,null,null,{"$error":"#DIV/0!"},null,null,null,null,null,{"$error":"#DIV/0!"}]
[null,null,1259,null,null,null,null,null,{"$error":"#DIV/0!"},null,null,null,null,null,{"$error":"#DIV/0!"},null,null,null,null,null,{"$error":"#DIV/0!"}]
[null,null,1260,null,null,null,null,null,{"$error":"#DIV/0!"},null,null,null,null,null,{"$error":"#DIV/0!"},null,null,null,null,null,{"$error":"#DIV/0!"}]
[null,null,1261,null,null,null,null,null,{"$error":"#DIV/0!"},null,null,null,null,null,{"$error":"#DIV/0!"},null,null,null,null,null,{"$error":"#DIV/0!"}]
[null,null,1262,null,null,null,null,null,{"$error":"#DIV/0!"},null,null,null,null,null,{"$error":"#DIV/0!"},null,null,null,null,null,{"$error":"#DIV/0!"}]
[null,null,1263,null,null,null,null,null,{"$error":"#DIV/0!"},null,null,null,null,null,{"$error":"#DIV/0!"},null,null,null,null,null,{"$error":"#DIV/0!"}]
[null,null,1264,null,null,null,null,null,{"$error":"#DIV/0!"},null,null,null,null,null,{"$error":"#DIV/0!"},null,null,null,null,null,{"$error":"#DIV/0!"}]
[null,null,1265,null,null,null,null,null,{"$error":"#DIV/0!"},null,null,null,null,null,{"$error":"#DIV/0!"},null,null,null,null,null,{"$error":"#DIV/0!"}]
[null,null,1266,null,null,null,null,null,{"$error":"#DIV/0!"},null,null,null,null,null,{"$error":"#DIV/0!"},null,null,null,null,null,{"$error":"#DIV/0!"}]
[null,null,1267,null,null,null,null,null,{"$error":"#DIV/0!"},null,null,null,null,null,{"$error":"#DIV/0!"},null,null,null,null,null,{"$error":"#DIV/0!"}]
[null,null,1268,null,null,null,null,null,{"$error":"#DIV/0!"},null,null,null,null,null,{"$error":"#DIV/0!"},null,null,null,null,null,{"$error":"#DIV/0!"}]
[null,null,1269,null,null,null,null,null,{"$error":"#DIV/0!"},null,null,null,null,null,{"$error":"#DIV/0!"},null,null,null,null,null,{"$error":"#DIV/0!"}]
[null,null,1270,null,null,null,null,null,{"$error":"#DIV/0!"},null,null,null,null,null,{"$error":"#DIV/0!"},null,null,null,null,null,{"$error":"#DIV/0!"}]
[null,null,1271,null,null,null,null,null,{"$error":"#DIV/0!"},null,null,null,null,null,{"$error":"#DIV/0!"},null,null,null,null,null,{"$error":"#DIV/0!"}]
[null,null,1272,null,null,null,null,null,{"$error":"#DIV/0!"},null,null,null,null,null,{"$error":"#DIV/0!"},null,null,null,null,null,{"$error":"#DIV/0!"}]
[null,null,1273,null,null,null,null,null,{"$error":"#DIV/0!"},null,null,null,null,null,{"$error":"#DIV/0!"},null,null,null,null,null,{"$error":"#DIV/0!"}]
[null,null,1274,null,null,null,null,null,{"$error":"#DIV/0!"},null,null,null,null,null,{"$error":"#DIV/0!"},null,null,null,null,null,{"$error":"#DIV/0!"}]
[null,null,1275,null,null,null,null,null,{"$error":"#DIV/0!"},null,null,null,null,null,{"$error":"#DIV/0!"},null,null,null,null,null,{"$error":"#DIV/0!"}]
[null,null,1276,null,null,null,null,null,{"$error":"#DIV/0!"},null,null,null,null,null,{"$error":"#DIV/0!"},null,null,null,null,null,{"$error":"#DIV/0!"}]
[null,null,1277,null,null,null,null,null,{"$error":"#DIV/0!"},null,null,null,null,null,{"$error":"#DIV/0!"},null,null,null,null,null,{"$error":"#DIV/0!"}]
[null,null,1278,null,null,null,null,null,{"$error":"#DIV/0!"},null,null,null,null,null,{"$error":"#DIV/0!"},null,null,null,null,null,{"$error":"#DIV/0!"}]
[null,null,1279,null,null,null,null,null,{"$error":"#DIV/0!"},null,null,null,null,null,{"$error":"#DIV/0!"},null,null,null,null,null,{"$error":"#DIV/0!"}]
[null,null,1280,null,null,null,null,null,{"$error":"#DIV/0!"},null,null,null,null,null,{"$error":"#DIV/0!"},null,null,null,null,null,{"$error":"#DIV/0!"}]
[null,null,1281,null,null,null,null,null,{"$error":"#DIV/0!"},null,null,null,null,null,{"$error":"#DIV/0!"},null,null,null,null,null,{"$error":"#DIV/0!"}]
[null,null,1282,null,null,null,null,null,{"$f":"IF(SUMPRODUCT(D1333:H1333,$Z$15:$AD$15/$H$20)=0,\"\",SUMPRODUCT(D1333:H1333,$Z$15:$AD$15/$H$20))","v":{"$error":"#DIV/0!"}},null,null,null,null,null,{"$f":"IF(SUMPRODUCT(J1333:N1333,$Z$22:$AD$22/$H$27)=0,\"\",SUMPRODUCT(J1333:N1333,$Z$22:$AD$22/$H$27))","v":{"$error":"#DIV/0!"}},null,null,null,null,null,{"$f":"IF(SUMPRODUCT(P1333:T1333,$Z$29:$AD$29/$H$34)=0,\"\",SUMPRODUCT(P1333:T1333,$Z$29:$AD$29/$H$34))","v":{"$error":"#DIV/0!"}}]
[null,null,1283,null,null,null,null,null,{"$error":"#DIV/0!"},null,null,null,null,null,{"$error":"#DIV/0!"},null,null,null,null,null,{"$error":"#DIV/0!"}]
[null,null,1284,null,null,null,null,null,{"$error":"#DIV/0!"},null,null,null,null,null,{"$error":"#DIV/0!"},null,null,null,null,null,{"$error":"#DIV/0!"}]
[null,null,1285,null,null,null,null,null,{"$error":"#DIV/0!"},null,null,null,null,null,{"$error":"#DIV/0!"},null,null,null,null,null,{"$error":"#DIV/0!"}]
[null,null,1286,null,null,null,null,null,{"$error":"#DIV/0!"},null,null,null,null,null,{"$error":"#DIV/0!"},null,null,null,null,null,{"$error":"#DIV/0!"}]
[null,null,1287,null,null,null,null,null,{"$error":"#DIV/0!"},null,null,null,null,null,{"$error":"#DIV/0!"},null,null,null,null,null,{"$error":"#DIV/0!"}]
[null,null,1288,null,null,null,null,null,{"$error":"#DIV/0!"},null,null,null,null,null,{"$error":"#DIV/0!"},null,null,null,null,null,{"$error":"#DIV/0!"}]
[null,null,1289,null,null,null,null,null,{"$error":"#DIV/0!"},null,null,null,null,null,{"$error":"#DIV/0!"},null,null,null,null,null,{"$error":"#DIV/0!"}]
[null,null,1290,null,null,null,null,null,{"$error":"#DIV/0!"},null,null,null,null,null,{"$error":"#DIV/0!"},null,null,null,null,null,{"$error":"#DIV/0!"}]
[null,null,1291,null,null,null,null,null,{"$error":"#DIV/0!"},null,null,null,null,null,{"$error":"#DIV/0!"},null,null,null,null,null,{"$error":"#DIV/0!"}]
[null,null,1292,null,null,null,null,null,{"$error":"#DIV/0!"},null,null,null,null,null,{"$error":"#DIV/0!"},null,null,null,null,null,{"$error":"#DIV/0!"}]
[null,null,1293,null,null,null,null,null,{"$error":"#DIV/0!"},null,null,null,null,null,{"$error":"#DIV/0!"},null,null,null,null,null,{"$error":"#DIV/0!"}]
[null,null,1294,null,null,null,null,null,{"$error":"#DIV/0!"},null,null,null,null,null,{"$error":"#DIV/0!"},null,null,null,null,null,{"$error":"#DIV/0!"}]
[null,null,1295,null,null,null,null,null,{"$error":"#DIV/0!"},null,null,null,null,null,{"$error":"#DIV/0!"},null,null,null,null,null,{"$error":"#DIV/0!"}]
[null,null,1296,null,null,null,null,null,{"$error":"#DIV/0!"},null,null,null,null,null,{"$error":"#DIV/0!"},null,null,null,null,null,{"$error":"#DIV/0!"}]
[null,null,1297,null,null,null,null,null,{"$error":"#DIV/0!"},null,null,null,null,null,{"$error":"#DIV/0!"},null,null,null,null,null,{"$error":"#DIV/0!"}]
[null,null,1298,null,null,null,null,null,{"$error":"#DIV/0!"},null,null,null,null,null,{"$error":"#DIV/0!"},null,null,null,null,null,{"$error":"#DIV/0!"}]
[null,null,1299,null,null,null,null,null,{"$error":"#DIV/0!"},null,null,null,null,null,{"$error":"#DIV/0!"},null,null,null,null,null,{"$error":"#DIV/0!"}]
[null,null,1300,null,null,null,null,null,{"$error":"#DIV/0!"},null,null,null,null,null,{"$error":"#DIV/0!"},null,null,null,null,null,{"$error":"#DIV/0!"}]
[null,null,1301,null,null,null,null,null,{"$error":"#DIV/0!"},null,null,null,null,null,{"$error":"#DIV/0!"},null,null,null,null,null,{"$error":"#DIV/0!"}]
[null,null,1302,null,null,null,null,null,{"$error":"#DIV/0!"},null,null,null,null,null,{"$error":"#DIV/0!"},null,null,null,null,null,{"$error":"#DIV/0!"}]
[null,null,1303,null,null,null,null,null,{"$error":"#DIV/0!"},null,null,null,null,null,{"$error":"#DIV/0!"},null,null,null,null,null,{"$error":"#DIV/0!"}]
[null,null,1304,null,null,null,null,null,{"$error":"#DIV/0!"},null,null,null,null,null,{"$error":"#DIV/0!"},null,null,null,null,null,{"$error":"#DIV/0!"}]
[null,null,1305,null,null,null,null,null,{"$error":"#DIV/0!"},null,null,null,null,null,{"$error":"#DIV/0!"},null,null,null,null,null,{"$error":"#DIV/0!"}]
[null,null,1306,null,null,null,null,null,{"$error":"#DIV/0!"},null,null,null,null,null,{"$error":"#DIV/0!"},null,null,null,null,null,{"$error":"#DIV/0!"}]
[null,null,1307,null,null,null,null,null,{"$error":"#DIV/0!"},null,null,null,null,null,{"$error":"#DIV/0!"},null,null,null,null,null,{"$error":"#DIV/0!"}]
[null,null,1308,null,null,null,null,null,{"$error":"#DIV/0!"},null,null,null,null,null,{"$error":"#DIV/0!"},null,null,null,null,null,{"$error":"#DIV/0!"}]
[null,null,1309,null,null,null,null,null,{"$error":"#DIV/0!"},null,null,null,null,null,{"$error":"#DIV/0!"},null,null,null,null,null,{"$error":"#DIV/0!"}]
[null,null,1310,null,null,null,null,null,{"$error":"#DIV/0!"},null,null,null,null,null,{"$error":"#DIV/0!"},null,null,null,null,null,{"$error":"#DIV/0!"}]
[null,null,1311,null,null,null,null,null,{"$error":"#DIV/0!"},null,null,null,null,null,{"$error":"#DIV/0!"},null,null,null,null,null,{"$error":"#DIV/0!"}]
[null,null,1312,null,null,null,null,null,{"$error":"#DIV/0!"},null,null,null,null,null,{"$error":"#DIV/0!"},null,null,null,null,null,{"$error":"#DIV/0!"}]
[null,null,1313,null,null,null,null,null,{"$error":"#DIV/0!"},null,null,null,null,null,{"$error":"#DIV/0!"},null,null,null,null,null,{"$error":"#DIV/0!"}]
[null,null,1314,null,null,null,null,null,{"$error":"#DIV/0!"},null,null,null,null,null,{"$error":"#DIV/0!"},null,null,null,null,null,{"$error":"#DIV/0!"}]
[null,null,1315,null,null,null,null,null,{"$error":"#DIV/0!"},null,null,null,null,null,{"$error":"#DIV/0!"},null,null,null,null,null,{"$error":"#DIV/0!"}]
[null,null,1316,null,null,null,null,null,{"$error":"#DIV/0!"},null,null,null,null,null,{"$error":"#DIV/0!"},null,null,null,null,null,{"$error":"#DIV/0!"}]
[null,null,1317,null,null,null,null,null,{"$error":"#DIV/0!"},null,null,null,null,null,{"$error":"#DIV/0!"},null,null,null,null,null,{"$error":"#DIV/0!"}]
[null,null,1318,null,null,null,null,null,{"$error":"#DIV/0!"},null,null,null,null,null,{"$error":"#DIV/0!"},null,null,null,null,null,{"$error":"#DIV/0!"}]
[null,null,1319,null,null,null,null,null,{"$error":"#DIV/0!"},null,null,null,null,null,{"$error":"#DIV/0!"},null,null,null,null,null,{"$error":"#DIV/0!"}]
[null,null,1320,null,null,null,null,null,{"$error":"#DIV/0!"},null,null,null,null,null,{"$error":"#DIV/0!"},null,null,null,null,null,{"$error":"#DIV/0!"}]
[null,null,1321,null,null,null,null,null,{"$error":"#DIV/0!"},null,null,null,null,null,{"$error":"#DIV/0!"},null,null,null,null,null,{"$error":"#DIV/0!"}]
[null,null,1322,null,null,null,null,null,{"$error":"#DIV/0!"},null,null,null,null,null,{"$error":"#DIV/0!"},null,null,null,null,null,{"$error":"#DIV/0!"}]
[null,null,1323,null,null,null,null,null,{"$error":"#DIV/0!"},null,null,null,null,null,{"$error":"#DIV/0!"},null,null,null,null,null,{"$error":"#DIV/0!"}]
[null,null,1324,null,null,null,null,null,{"$error":"#DIV/0!"},null,null,null,null,null,{"$error":"#DIV/0!"},null,null,null,null,null,{"$error":"#DIV/0!"}]
[null,null,1325,null,null,null,null,null,{"$error":"#DIV/0!"},null,null,null,null,null,{"$error":"#DIV/0!"},null,null,null,null,null,{"$error":"#DIV/0!"}]
[null,null,1326,null,null,null,null,null,{"$error":"#DIV/0!"},null,null,null,null,null,{"$error":"#DIV/0!"},null,null,null,null,null,{"$error":"#DIV/0!"}]
[null,null,1327,null,null,null,null,null,{"$error":"#DIV/0!"},null,null,null,null,null,{"$error":"#DIV/0!"},null,null,null,null,null,{"$error":"#DIV/0!"}]
[null,null,1328,null,null,null,null,null,{"$error":"#DIV/0!"},null,null,null,null,null,{"$error":"#DIV/0!"},null,null,null,null,null,{"$error":"#DIV/0!"}]
[null,null,1329,null,null,null,null,null,{"$error":"#DIV/0!"},null,null,null,null,null,{"$error":"#DIV/0!"},null,null,null,null,null,{"$error":"#DIV/0!"}]
[null,null,1330,null,null,null,null,null,{"$error":"#DIV/0!"},null,null,null,null,null,{"$error":"#DIV/0!"},null,null,null,null,null,{"$error":"#DIV/0!"}]
[null,null,1331,null,null,null,null,null,{"$error":"#DIV/0!"},null,null,null,null,null,{"$error":"#DIV/0!"},null,null,null,null,null,{"$error":"#DIV/0!"}]
[null,null,1332,null,null,null,null,null,{"$error":"#DIV/0!"},null,null,null,null,null,{"$error":"#DIV/0!"},null,null,null,null,null,{"$error":"#DIV/0!"}]
[null,null,1333,null,null,null,null,null,{"$error":"#DIV/0!"},null,null,null,null,null,{"$error":"#DIV/0!"},null,null,null,null,null,{"$error":"#DIV/0!"}]
[null,null,1334,null,null,null,null,null,{"$error":"#DIV/0!"},null,null,null,null,null,{"$error":"#DIV/0!"},null,null,null,null,null,{"$error":"#DIV/0!"}]
[null,null,1335,null,null,null,null,null,{"$error":"#DIV/0!"},null,null,null,null,null,{"$error":"#DIV/0!"},null,null,null,null,null,{"$error":"#DIV/0!"}]
[null,null,1336,null,null,null,null,null,{"$error":"#DIV/0!"},null,null,null,null,null,{"$error":"#DIV/0!"},null,null,null,null,null,{"$error":"#DIV/0!"}]
[null,null,1337,null,null,null,null,null,{"$error":"#DIV/0!"},null,null,null,null,null,{"$error":"#DIV/0!"},null,null,null,null,null,{"$error":"#DIV/0!"}]
[null,null,1338,null,null,null,null,null,{"$error":"#DIV/0!"},null,null,null,null,null,{"$error":"#DIV/0!"},null,null,null,null,null,{"$error":"#DIV/0!"}]
[null,null,1339,null,null,null,null,null,{"$error":"#DIV/0!"},null,null,null,null,null,{"$error":"#DIV/0!"},null,null,null,null,null,{"$error":"#DIV/0!"}]
[null,null,1340,null,null,null,null,null,{"$error":"#DIV/0!"},null,null,null,null,null,{"$error":"#DIV/0!"},null,null,null,null,null,{"$error":"#DIV/0!"}]
[null,null,1341,null,null,null,null,null,{"$error":"#DIV/0!"},null,null,null,null,null,{"$error":"#DIV/0!"},null,null,null,null,null,{"$error":"#DIV/0!"}]
[null,null,1342,null,null,null,null,null,{"$error":"#DIV/0!"},null,null,null,null,null,{"$error":"#DIV/0!"},null,null,null,null,null,{"$error":"#DIV/0!"}]
[null,null,1343,null,null,null,null,null,{"$error":"#DIV/0!"},null,null,null,null,null,{"$error":"#DIV/0!"},null,null,null,null,null,{"$error":"#DIV/0!"}]
[null,null,1344,null,null,null,null,null,{"$error":"#DIV/0!"},null,null,null,null,null,{"$error":"#DIV/0!"},null,null,null,null,null,{"$error":"#DIV/0!"}]
[null,null,1345,null,null,null,null,null,{"$error":"#DIV/0!"},null,null,null,null,null,{"$error":"#DIV/0!"},null,null,null,null,null,{"$error":"#DIV/0!"}]
[null,null,1346,null,null,null,null,null,{"$f":"IF(SUMPRODUCT(D1397:H1397,$Z$15:$AD$15/$H$20)=0,\"\",SUMPRODUCT(D1397:H1397,$Z$15:$AD$15/$H$20))","v":{"$error":"#DIV/0!"}},null,null,null,null,null,{"$f":"IF(SUMPRODUCT(J1397:N1397,$Z$22:$AD$22/$H$27)=0,\"\",SUMPRODUCT(J1397:N1397,$Z$22:$AD$22/$H$27))","v":{"$error":"#DIV/0!"}},null,null,null,null,null,{"$f":"IF(SUMPRODUCT(P1397:T1397,$Z$29:$AD$29/$H$34)=0,\"\",SUMPRODUCT(P1397:T1397,$Z$29:$AD$29/$H$34))","v":{"$error":"#DIV/0!"}}]
[null,null,1347,null,null,null,null,null,{"$error":"#DIV/0!"},null,null,null,null,null,{"$error":"#DIV/0!"},null,null,null,null,null,{"$error":"#DIV/0!"}]
[null,null,1348,null,null,null,null,null,{"$error":"#DIV/0!"},null,null,null,null,null,{"$error":"#DIV/0!"},null,null,null,null,null,{"$error":"#DIV/0!"}]
[null,null,1349,null,null,null,null,null,{"$error":"#DIV/0!"},null,null,null,null,null,{"$error":"#DIV/0!"},null,null,null,null,null,{"$error":"#DIV/0!"}]
[null,null,1350,null,null,null,null,null,{"$error":"#DIV/0!"},null,null,null,null,null,{"$error":"#DIV/0!"},null,null,null,null,null,{"$error":"#DIV/0!"}]
[null,null,1351,null,null,null,null,null,{"$error":"#DIV/0!"},null,null,null,null,null,{"$error":"#DIV/0!"},null,null,null,null,null,{"$error":"#DIV/0!"}]
[null,null,1352,null,null,null,null,null,{"$error":"#DIV/0!"},null,null,null,null,null,{"$error":"#DIV/0!"},null,null,null,null,null,{"$error":"#DIV/0!"}]
[null,null,1353,null,null,null,null,null,{"$error":"#DIV/0!"},null,null,null,null,null,{"$error":"#DIV/0!"},null,null,null,null,null,{"$error":"#DIV/0!"}]
[null,null,1354,null,null,null,null,null,{"$error":"#DIV/0!"},null,null,null,null,null,{"$error":"#DIV/0!"},null,null,null,null,null,{"$error":"#DIV/0!"}]
[null,null,1355,null,null,null,null,null,{"$error":"#DIV/0!"},null,null,null,null,null,{"$error":"#DIV/0!"},null,null,null,null,null,{"$error":"#DIV/0!"}]
[null,null,1356,null,null,null,null,null,{"$error":"#DIV/0!"},null,null,null,null,null,{"$error":"#DIV/0!"},null,null,null,null,null,{"$error":"#DIV/0!"}]
[null,null,1357,null,null,null,null,null,{"$error":"#DIV/0!"},null,null,null,null,null,{"$error":"#DIV/0!"},null,null,null,null,null,{"$error":"#DIV/0!"}]
[null,null,1358,null,null,null,null,null,{"$error":"#DIV/0!"},null,null,null,null,null,{"$error":"#DIV/0!"},null,null,null,null,null,{"$error":"#DIV/0!"}]
[null,null,1359,null,null,null,null,null,{"$error":"#DIV/0!"},null,null,null,null,null,{"$error":"#DIV/0!"},null,null,null,null,null,{"$error":"#DIV/0!"}]
[null,null,1360,null,null,null,null,null,{"$error":"#DIV/0!"},null,null,null,null,null,{"$error":"#DIV/0!"},null,null,null,null,null,{"$error":"#DIV/0!"}]
[null,null,1361,null,null,null,null,null,{"$error":"#DIV/0!"},null,null,null,null,null,{"$error":"#DIV/0!"},null,null,null,null,null,{"$error":"#DIV/0!"}]
[null,null,1362,null,null,null,null,null,{"$error":"#DIV/0!"},null,null,null,null,null,{"$error":"#DIV/0!"},null,null,null,null,null,{"$error":"#DIV/0!"}]
[null,null,1363,null,null,null,null,null,{"$error":"#DIV/0!"},null,null,null,null,null,{"$error":"#DIV/0!"},null,null,null,null,null,{"$error":"#DIV/0!"}]
[null,null,1364,null,null,null,null,null,{"$error":"#DIV/0!"},null,null,null,null,null,{"$error":"#DIV/0!"},null,null,null,null,null,{"$error":"#DIV/0!"}]
[null,null,1365,null,null,null,null,null,{"$error":"#DIV/0!"},null,null,null,null,null,{"$error":"#DIV/0!"},null,null,null,null,null,{"$error":"#DIV/0!"}]
[null,null,1366,null,null,null,null,null,{"$error":"#DIV/0!"},null,null,null,null,null,{"$error":"#DIV/0!"},null,null,null,null,null,{"$error":"#DIV/0!"}]
[null,null,1367,null,null,null,null,null,{"$error":"#DIV/0!"},null,null,null,null,null,{"$error":"#DIV/0!"},null,null,null,null,null,{"$error":"#DIV/0!"}]
[null,null,1368,null,null,null,null,null,{"$error":"#DIV/0!"},null,null,null,null,null,{"$error":"#DIV/0!"},null,null,null,null,null,{"$error":"#DIV/0!"}]
[null,null,1369,null,null,null,null,null,{"$error":"#DIV/0!"},null,null,null,null,null,{"$error":"#DIV/0!"},null,null,null,null,null,{"$error":"#DIV/0!"}]
[null,null,1370,null,null,null,null,null,{"$error":"#DIV/0!"},null,null,null,null,null,{"$error":"#DIV/0!"},null,null,null,null,null,{"$error":"#DIV/0!"}]
[null,null,1371,null,null,null,null,null,{"$error":"#DIV/0!"},null,null,null,null,null,{"$error":"#DIV/0!"},null,null,null,null,null,{"$error":"#DIV/0!"}]
[null,null,1372,null,null,null,null,null,{"$error":"#DIV/0!"},null,null,null,null,null,{"$error":"#DIV/0!"},null,null,null,null,null,{"$error":"#DIV/0!"}]
[null,null,1373,null,null,null,null,null,{"$error":"#DIV/0!"},null,null,null,null,null,{"$error":"#DIV/0!"},null,null,null,null,null,{"$error":"#DIV/0!"}]
[null,null,1374,null,null,null,null,null,{"$error":"#DIV/0!"},null,null,null,null,null,{"$error":"#DIV/0!"},null,null,null,null,null,{"$error":"#DIV/0!"}]
[null,null,1375,null,null,null,null,null,{"$error":"#DIV/0!"},null,null,null,null,null,{"$error":"#DIV/0!"},null,null,null,null,null,{"$error":"#DIV/0!"}]
[null,null,1376,null,null,null,null,null,{"$error":"#DIV/0!"},null,null,null,null,null,{"$error":"#DIV/0!"},null,null,null,null,null,{"$error":"#DIV/0!"}]
[null,null,1377,null,null,null,null,null,{"$error":"#DIV/0!"},null,null,null,null,null,{"$error":"#DIV/0!"},null,null,null,null,null,{"$error":"#DIV/0!"}]
[null,null,1378,null,null,null,null,null,{"$error":"#DIV/0!"},null,null,null,null,null,{"$error":"#DIV/0!"},null,null,null,null,null,{"$error":"#DIV/0!"}]
[null,null,1379,null,null,null,null,null,{"$error":"#DIV/0!"},null,null,null,null,null,{"$error":"#DIV/0!"},null,null,null,null,null,{"$error":"#DIV/0!"}]
[null,null,1380,null,null,null,null,null,{"$error":"#DIV/0!"},null,null,null,null,null,{"$error":"#DIV/0!"},null,null,null,null,null,{"$error":"#DIV/0!"}]
[null,null,1381,null,null,null,null,null,{"$error":"#DIV/0!"},null,null,null,null,null,{"$error":"#DIV/0!"},null,null,null,null,null,{"$error":"#DIV/0!"}]
[null,null,1382,null,null,null,null,null,{"$error":"#DIV/0!"},null,null,null,null,null,{"$error":"#DIV/0!"},null,null,null,null,null,{"$error":"#DIV/0!"}]
[null,null,1383,null,null,null,null,null,{"$error":"#DIV/0!"},null,null,null,null,null,{"$error":"#DIV/0!"},null,null,null,null,null,{"$error":"#DIV/0!"}]
[null,null,1384,null,null,null,null,null,{"$error":"#DIV/0!"},null,null,null,null,null,{"$error":"#DIV/0!"},null,null,null,null,null,{"$error":"#DIV/0!"}]
[null,null,1385,null,null,null,null,null,{"$error":"#DIV/0!"},null,null,null,null,null,{"$error":"#DIV/0!"},null,null,null,null,null,{"$error":"#DIV/0!"}]
[null,null,1386,null,null,null,null,null,{"$error":"#DIV/0!"},null,null,null,null,null,{"$error":"#DIV/0!"},null,null,null,null,null,{"$error":"#DIV/0!"}]
[null,null,1387,null,null,null,null,null,{"$error":"#DIV/0!"},null,null,null,null,null,{"$error":"#DIV/0!"},null,null,null,null,null,{"$error":"#DIV/0!"}]
[null,null,1388,null,null,null,null,null,{"$error":"#DIV/0!"},null,null,null,null,null,{"$error":"#DIV/0!"},null,null,null,null,null,{"$error":"#DIV/0!"}]
[null,null,1389,null,null,null,null,null,{"$error":"#DIV/0!"},null,null,null,null,null,{"$error":"#DIV/0!"},null,null,null,null,null,{"$error":"#DIV/0!"}]
[null,null,1390,null,null,null,null,null,{"$error":"#DIV/0!"},null,null,null,null,null,{"$error":"#DIV/0!"},null,null,null,null,null,{"$error":"#DIV/0!"}]
[null,null,1391,null,null,null,null,null,{"$error":"#DIV/0!"},null,null,null,null,null,{"$error":"#DIV/0!"},null,null,null,null,null,{"$error":"#DIV/0!"}]
[null,null,1392,null,null,null,null,null,{"$error":"#DIV/0!"},null,null,null,null,null,{"$error":"#DIV/0!"},null,null,null,null,null,{"$error":"#DIV/0!"}]
[null,null,1393,null,null,null,null,null,{"$error":"#DIV/0!"},null,null,null,null,null,{"$error":"#DIV/0!"},null,null,null,null,null,{"$error":"#DIV/0!"}]
[null,null,1394,null,null,null,null,null,{"$error":"#DIV/0!"},null,null,null,null,null,{"$error":"#DIV/0!"},null,null,null,null,null,{"$error":"#DIV/0!"}]
[null,null,1395,null,null,null,null,null,{"$error":"#DIV/0!"},null,null,null,null,null,{"$error":"#DIV/0!"},null,null,null,null,null,{"$error":"#DIV/0!"}]
[null,null,1396,null,null,null,null,null,{"$error":"#DIV/0!"},null,null,null,null,null,{"$error":"#DIV/0!"},null,null,null,null,null,{"$error":"#DIV/0!"}]
[null,null,1397,null,null,null,null,null,{"$error":"#DIV/0!"},null,null,null,null,null,{"$error":"#DIV/0!"},null,null,null,null,null,{"$error":"#DIV/0!"}]
[null,null,1398,null,null,null,null,null,{"$error":"#DIV/0!"},null,null,null,null,null,{"$error":"#DIV/0!"},null,null,null,null,null,{"$error":"#DIV/0!"}]
[null,null,1399,null,null,null,null,null,{"$error":"#DIV/0!"},null,null,null,null,null,{"$error":"#DIV/0!"},null,null,null,null,null,{"$error":"#DIV/0!"}]
[null,null,1400,null,null,null,null,null,{"$error":"#DIV/0!"},null,null,null,null,null,{"$error":"#DIV/0!"},null,null,null,null,null,{"$error":"#DIV/0!"}]
[null,null,1401,null,null,null,null,null,{"$error":"#DIV/0!"},null,null,null,null,null,{"$error":"#DIV/0!"},null,null,null,null,null,{"$error":"#DIV/0!"}]
[null,null,1402,null,null,null,null,null,{"$error":"#DIV/0!"},null,null,null,null,null,{"$error":"#DIV/0!"},null,null,null,null,null,{"$error":"#DIV/0!"}]
[null,null,1403,null,null,null,null,null,{"$error":"#DIV/0!"},null,null,null,null,null,{"$error":"#DIV/0!"},null,null,null,null,null,{"$error":"#DIV/0!"}]
[null,null,1404,null,null,null,null,null,{"$error":"#DIV/0!"},null,null,null,null,null,{"$error":"#DIV/0!"},null,null,null,null,null,{"$error":"#DIV/0!"}]
[null,null,1405,null,null,null,null,null,{"$error":"#DIV/0!"},null,null,null,null,null,{"$error":"#DIV/0!"},null,null,null,null,null,{"$error":"#DIV/0!"}]
[null,null,1406,null,null,null,null,null,{"$error":"#DIV/0!"},null,null,null,null,null,{"$error":"#DIV/0!"},null,null,null,null,null,{"$error":"#DIV/0!"}]
[null,null,1407,null,null,null,null,null,{"$error":"#DIV/0!"},null,null,null,null,null,{"$error":"#DIV/0!"},null,null,null,null,null,{"$error":"#DIV/0!"}]
[null,null,1408,null,null,null,null,null,{"$error":"#DIV/0!"},null,null,null,null,null,{"$error":"#DIV/0!"},null,null,null,null,null,{"$error":"#DIV/0!"}]
[null,null,1409,null,null,null,null,null,{"$error":"#DIV/0!"},null,null,null,null,null,{"$error":"#DIV/0!"},null,null,null,null,null,{"$error":"#DIV/0!"}]
[null,null,1410,null,null,null,null,null,{"$f":"IF(SUMPRODUCT(D1461:H1461,$Z$15:$AD$15/$H$20)=0,\"\",SUMPRODUCT(D1461:H1461,$Z$15:$AD$15/$H$20))","v":{"$error":"#DIV/0!"}},null,null,null,null,null,{"$f":"IF(SUMPRODUCT(J1461:N1461,$Z$22:$AD$22/$H$27)=0,\"\",SUMPRODUCT(J1461:N1461,$Z$22:$AD$22/$H$27))","v":{"$error":"#DIV/0!"}},null,null,null,null,null,{"$f":"IF(SUMPRODUCT(P1461:T1461,$Z$29:$AD$29/$H$34)=0,\"\",SUMPRODUCT(P1461:T1461,$Z$29:$AD$29/$H$34))","v":{"$error":"#DIV/0!"}}]
[null,null,1411,null,null,null,null,null,{"$error":"#DIV/0!"},null,null,null,null,null,{"$error":"#DIV/0!"},null,null,null,null,null,{"$error":"#DIV/0!"}]
[null,null,1412,null,null,null,null,null,{"$error":"#DIV/0!"},null,null,null,null,null,{"$error":"#DIV/0!"},null,null,null,null,null,{"$error":"#DIV/0!"}]
[null,null,1413,null,null,null,null,null,{"$error":"#DIV/0!"},null,null,null,null,null,{"$error":"#DIV/0!"},null,null,null,null,null,{"$error":"#DIV/0!"}]
[null,null,1414,null,null,null,null,null,{"$error":"#DIV/0!"},null,null,null,null,null,{"$error":"#DIV/0!"},null,null,null,null,null,{"$error":"#DIV/0!"}]
[null,null,1415,null,null,null,null,null,{"$error":"#DIV/0!"},null,null,null,null,null,{"$error":"#DIV/0!"},null,null,null,null,null,{"$error":"#DIV/0!"}]
[null,null,1416,null,null,null,null,null,{"$error":"#DIV/0!"},null,null,null,null,null,{"$error":"#DIV/0!"},null,null,null,null,null,{"$error":"#DIV/0!"}]
[null,null,1417,null,null,null,null,null,{"$error":"#DIV/0!"},null,null,null,null,null,{"$error":"#DIV/0!"},null,null,null,null,null,{"$error":"#DIV/0!"}]
[null,null,1418,null,null,null,null,null,{"$error":"#DIV/0!"},null,null,null,null,null,{"$error":"#DIV/0!"},null,null,null,null,null,{"$error":"#DIV/0!"}]
[null,null,1419,null,null,null,null,null,{"$error":"#DIV/0!"},null,null,null,null,null,{"$error":"#DIV/0!"},null,null,null,null,null,{"$error":"#DIV/0!"}]
[null,null,1420,null,null,null,null,null,{"$error":"#DIV/0!"},null,null,null,null,null,{"$error":"#DIV/0!"},null,null,null,null,null,{"$error":"#DIV/0!"}]
[null,null,1421,null,null,null,null,null,{"$error":"#DIV/0!"},null,null,null,null,null,{"$error":"#DIV/0!"},null,null,null,null,null,{"$error":"#DIV/0!"}]
[null,null,1422,null,null,null,null,null,{"$error":"#DIV/0!"},null,null,null,null,null,{"$error":"#DIV/0!"},null,null,null,null,null,{"$error":"#DIV/0!"}]
[null,null,1423,null,null,null,null,null,{"$error":"#DIV/0!"},null,null,null,null,null,{"$error":"#DIV/0!"},null,null,null,null,null,{"$error":"#DIV/0!"}]
[null,null,1424,null,null,null,null,null,{"$error":"#DIV/0!"},null,null,null,null,null,{"$error":"#DIV/0!"},null,null,null,null,null,{"$error":"#DIV/0!"}]
[null,null,1425,null,null,null,null,null,{"$error":"#DIV/0!"},null,null,null,null,null,{"$error":"#DIV/0!"},null,null,null,null,null,{"$error":"#DIV/0!"}]
[null,null,1426,null,null,null,null,null,{"$error":"#DIV/0!"},null,null,null,null,null,{"$error":"#DIV/0!"},null,null,null,null,null,{"$error":"#DIV/0!"}]
[null,null,1427,null,null,null,null,null,{"$error":"#DIV/0!"},null,null,null,null,null,{"$error":"#DIV/0!"},null,null,null,null,null,{"$error":"#DIV/0!"}]
[null,null,1428,null,null,null,null,null,{"$error":"#DIV/0!"},null,null,null,null,null,{"$error":"#DIV/0!"},null,null,null,null,null,{"$error":"#DIV/0!"}]
[null,null,1429,null,null,null,null,null,{"$error":"#DIV/0!"},null,null,null,null,null,{"$error":"#DIV/0!"},null,null,null,null,null,{"$error":"#DIV/0!"}]
[null,null,1430,null,null,null,null,null,{"$error":"#DIV/0!"},null,null,null,null,null,{"$error":"#DIV/0!"},null,null,null,null,null,{"$error":"#DIV/0!"}]
[null,null,1431,null,null,null,null,null,{"$error":"#DIV/0!"},null,null,null,null,null,{"$error":"#DIV/0!"},null,null,null,null,null,{"$error":"#DIV/0!"}]
[null,null,1432,null,null,null,null,null,{"$error":"#DIV/0!"},null,null,null,null,null,{"$error":"#DIV/0!"},null,null,null,null,null,{"$error":"#DIV/0!"}]
[null,null,1433,null,null,null,null,null,{"$error":"#DIV/0!"},null,null,null,null,null,{"$error":"#DIV/0!"},null,null,null,null,null,{"$error":"#DIV/0!"}]
[null,null,1434,null,null,null,null,null,{"$error":"#DIV/0!"},null,null,null,null,null,{"$error":"#DIV/0!"},null,null,null,null,null,{"$error":"#DIV/0!"}]
[null,null,1435,null,null,null,null,null,{"$error":"#DIV/0!"},null,null,null,null,null,{"$error":"#DIV/0!"},null,null,null,null,null,{"$error":"#DIV/0!"}]
[null,null,1436,null,null,null,null,null,{"$error":"#DIV/0!"},null,null,null,null,null,{"$error":"#DIV/0!"},null,null,null,null,null,{"$error":"#DIV/0!"}]
[null,null,1437,null,null,null,null,null,{"$error":"#DIV/0!"},null,null,null,null,null,{"$error":"#DIV/0!"},null,null,null,null,null,{"$error":"#DIV/0!"}]
[null,null,1438,null,null,null,null,null,{"$error":"#DIV/0!"},null,null,null,null,null,{"$error":"#DIV/0!"},null,null,null,null,null,{"$error":"#DIV/0!"}]
[null,null,1439,null,null,null,null,null,{"$error":"#DIV/0!"},null,null,null,null,null,{"$error":"#DIV/0!"},null,null,null,null,null,{"$error":"#DIV/0!"}]
[null,null,1440,null,null,null,null,null,{"$error":"#DIV/0!"},null,null,null,null,null,{"$error":"#DIV/0!"},null,null,null,null,null,{"$error":"#DIV/0!"}]
[null,null,1441,null,null,null,null,null,{"$error":"#DIV/0!"},null,null,null,null,null,{"$error":"#DIV/0!"},null,null,null,null,null,{"$error":"#DIV/0!"}]
[null,null,1442,null,null,null,null,null,{"$error":"#DIV/0!"},null,null,null,null,null,{"$error":"#DIV/0!"},null,null,null,null,null,{"$error":"#DIV/0!"}]
[null,null,1443,null,null,null,null,null,{"$error":"#DIV/0!"},null,null,null,null,null,{"$error":"#DIV/0!"},null,null,null,null,null,{"$error":"#DIV/0!"}]
[null,null,1444,null,null,null,null,null,{"$error":"#DIV/0!"},null,null,null,null,null,{"$error":"#DIV/0!"},null,null,null,null,null,{"$error":"#DIV/0!"}]
[null,null,1445,null,null,null,null,null,{"$error":"#DIV/0!"},null,null,null,null,null,{"$error":"#DIV/0!"},null,null,null,null,null,{"$error":"#DIV/0!"}]
[null,null,1446,null,null,null,null,null,{"$error":"#DIV/0!"},null,null,null,null,null,{"$error":"#DIV/0!"},null,null,null,null,null,{"$error":"#DIV/0!"}]
[null,null,1447,null,null,null,null,null,{"$error":"#DIV/0!"},null,null,null,null,null,{"$error":"#DIV/0!"},null,null,null,null,null,{"$error":"#DIV/0!"}]
[null,null,1448,null,null,null,null,null,{"$error":"#DIV/0!"},null,null,null,null,null,{"$error":"#DIV/0!"},null,null,null,null,null,{"$error":"#DIV/0!"}]
[null,null,1449,null,null,null,null,null,{"$error":"#DIV/0!"},null,null,null,null,null,{"$error":"#DIV/0!"},null,null,null,null,null,{"$error":"#DIV/0!"}]
[null,null,1450,null,null,null,null,null,{"$error":"#DIV/0!"},null,null,null,null,null,{"$error":"#DIV/0!"},null,null,null,null,null,{"$error":"#DIV/0!"}]
[null,null,1451,null,null,null,null,null,{"$error":"#DIV/0!"},null,null,null,null,null,{"$error":"#DIV/0!"},null,null,null,null,null,{"$error":"#DIV/0!"}]
[null,null,1452,null,null,null,null,null,{"$error":"#DIV/0!"},null,null,null,null,null,{"$error":"#DIV/0!"},null,null,null,null,null,{"$error":"#DIV/0!"}]
[null,null,1453,null,null,null,null,null,{"$error":"#DIV/0!"},null,null,null,null,null,{"$error":"#DIV/0!"},null,null,null,null,null,{"$error":"#DIV/0!"}]
[null,null,1454,null,null,null,null,null,{"$error":"#DIV/0!"},null,null,null,null,null,{"$error":"#DIV/0!"},null,null,null,null,null,{"$error":"#DIV/0!"}]
[null,null,1455,null,null,null,null,null,{"$error":"#DIV/0!"},null,null,null,null,null,{"$error":"#DIV/0!"},null,null,null,null,null,{"$error":"#DIV/0!"}]
[null,null,1456,null,null,null,null,null,{"$error":"#DIV/0!"},null,null,null,null,null,{"$error":"#DIV/0!"},null,null,null,null,null,{"$error":"#DIV/0!"}]
[null,null,1457,null,null,null,null,null,{"$error":"#DIV/0!"},null,null,null,null,null,{"$error":"#DIV/0!"},null,null,null,null,null,{"$error":"#DIV/0!"}]
[null,null,1458,null,null,null,null,null,{"$error":"#DIV/0!"},null,null,null,null,null,{"$error":"#DIV/0!"},null,null,null,null,null,{"$error":"#DIV/0!"}]
[null,null,1459,null,null,null,null,null,{"$error":"#DIV/0!"},null,null,null,null,null,{"$error":"#DIV/0!"},null,null,null,null,null,{"$error":"#DIV/0!"}]
[null,null,1460,null,null,null,null,null,{"$error":"#DIV/0!"},null,null,null,null,null,{"$error":"#DIV/0!"},null,null,null,null,null,{"$error":"#DIV/0!"}]
[null,null,1461,null,null,null,null,null,{"$error":"#DIV/0!"},null,null,null,null,null,{"$error":"#DIV/0!"},null,null,null,null,null,{"$error":"#DIV/0!"}]
[null,null,1462,null,null,null,null,null,{"$error":"#DIV/0!"},null,null,null,null,null,{"$error":"#DIV/0!"},null,null,null,null,null,{"$error":"#DIV/0!"}]
[null,null,1463,null,null,null,null,null,{"$error":"#DIV/0!"},null,null,null,null,null,{"$error":"#DIV/0!"},null,null,null,null,null,{"$error":"#DIV/0!"}]
[null,null,1464,null,null,null,null,null,{"$error":"#DIV/0!"},null,null,null,null,null,{"$error":"#DIV/0!"},null,null,null,null,null,{"$error":"#DIV/0!"}]
[null,null,1465,null,null,null,null,null,{"$error":"#DIV/0!"},null,null,null,null,null,{"$error":"#DIV/0!"},null,null,null,null,null,{"$error":"#DIV/0!"}]
[null,null,1466,null,null,null,null,null,{"$error":"#DIV/0!"},null,null,null,null,null,{"$error":"#DIV/0!"},null,null,null,null,null,{"$error":"#DIV/0!"}]
[null,null,1467,null,null,null,null,null,{"$error":"#DIV/0!"},null,null,null,null,null,{"$error":"#DIV/0!"},null,null,null,null,null,{"$error":"#DIV/0!"}]
[null,null,1468,null,null,null,null,null,{"$error":"#DIV/0!"},null,null,null,null,null,{"$error":"#DIV/0!"},null,null,null,null,null,{"$error":"#DIV/0!"}]
[null,null,1469,null,null,null,null,null,{"$error":"#DIV/0!"},null,null,null,null,null,{"$error":"#DIV/0!"},null,null,null,null,null,{"$error":"#DIV/0!"}]
[null,null,1470,null,null,null,null,null,{"$error":"#DIV/0!"},null,null,null,null,null,{"$error":"#DIV/0!"},null,null,null,null,null,{"$error":"#DIV/0!"}]
[null,null,1471,null,null,null,null,null,{"$error":"#DIV/0!"},null,null,null,null,null,{"$error":"#DIV/0!"},null,null,null,null,null,{"$error":"#DIV/0!"}]
[null,null,1472,null,null,null,null,null,{"$error":"#DIV/0!"},null,null,null,null,null,{"$error":"#DIV/0!"},null,null,null,null,null,{"$error":"#DIV/0!"}]
[null,null,1473,null,null,null,null,null,{"$error":"#DIV/0!"},null,null,null,null,null,{"$error":"#DIV/0!"},null,null,null,null,null,{"$error":"#DIV/0!"}]
[null,null,1474,null,null,null,null,null,{"$f":"IF(SUMPRODUCT(D1525:H1525,$Z$15:$AD$15/$H$20)=0,\"\",SUMPRODUCT(D1525:H1525,$Z$15:$AD$15/$H$20))","v":{"$error":"#DIV/0!"}},null,null,null,null,null,{"$f":"IF(SUMPRODUCT(J1525:N1525,$Z$22:$AD$22/$H$27)=0,\"\",SUMPRODUCT(J1525:N1525,$Z$22:$AD$22/$H$27))","v":{"$error":"#DIV/0!"}},null,null,null,null,null,{"$f":"IF(SUMPRODUCT(P1525:T1525,$Z$29:$AD$29/$H$34)=0,\"\",SUMPRODUCT(P1525:T1525,$Z$29:$AD$29/$H$34))","v":{"$error":"#DIV/0!"}}]
[null,null,1475,null,null,null,null,null,{"$error":"#DIV/0!"},null,null,null,null,null,{"$error":"#DIV/0!"},null,null,null,null,null,{"$error":"#DIV/0!"}]
[null,null,1476,null,null,null,null,null,{"$error":"#DIV/0!"},null,null,null,null,null,{"$error":"#DIV/0!"},null,null,null,null,null,{"$error":"#DIV/0!"}]
[null,null,1477,null,null,null,null,null,{"$error":"#DIV/0!"},null,null,null,null,null,{"$error":"#DIV/0!"},null,null,null,null,null,{"$error":"#DIV/0!"}]
[null,null,1478,null,null,null,null,null,{"$error":"#DIV/0!"},null,null,null,null,null,{"$error":"#DIV/0!"},null,null,null,null,null,{"$error":"#DIV/0!"}]
[null,null,1479,null,null,null,null,null,{"$error":"#DIV/0!"},null,null,null,null,null,{"$error":"#DIV/0!"},null,null,null,null,null,{"$error":"#DIV/0!"}]
[null,null,1480,null,null,null,null,null,{"$error":"#DIV/0!"},null,null,null,null,null,{"$error":"#DIV/0!"},null,null,null,null,null,{"$error":"#DIV/0!"}]
[null,null,1481,null,null,null,null,null,{"$error":"#DIV/0!"},null,null,null,null,null,{"$error":"#DIV/0!"},null,null,null,null,null,{"$error":"#DIV/0!"}]
[null,null,1482,null,null,null,null,null,{"$error":"#DIV/0!"},null,null,null,null,null,{"$error":"#DIV/0!"},null,null,null,null,null,{"$error":"#DIV/0!"}]
[null,null,1483,null,null,null,null,null,{"$error":"#DIV/0!"},null,null,null,null,null,{"$error":"#DIV/0!"},null,null,null,null,null,{"$error":"#DIV/0!"}]
[null,null,1484,null,null,null,null,null,{"$error":"#DIV/0!"},null,null,null,null,null,{"$error":"#DIV/0!"},null,null,null,null,null,{"$error":"#DIV/0!"}]
[null,null,1485,null,null,null,null,null,{"$error":"#DIV/0!"},null,null,null,null,null,{"$error":"#DIV/0!"},null,null,null,null,null,{"$error":"#DIV/0!"}]
[null,null,1486,null,null,null,null,null,{"$error":"#DIV/0!"},null,null,null,null,null,{"$error":"#DIV/0!"},null,null,null,null,null,{"$error":"#DIV/0!"}]
[null,null,1487,null,null,null,null,null,{"$error":"#DIV/0!"},null,null,null,null,null,{"$error":"#DIV/0!"},null,null,null,null,null,{"$error":"#DIV/0!"}]
[null,null,1488,null,null,null,null,null,{"$error":"#DIV/0!"},null,null,null,null,null,{"$error":"#DIV/0!"},null,null,null,null,null,{"$error":"#DIV/0!"}]
[null,null,1489,null,null,null,null,null,{"$error":"#DIV/0!"},null,null,null,null,null,{"$error":"#DIV/0!"},null,null,null,null,null,{"$error":"#DIV/0!"}]
[null,null,1490,null,null,null,null,null,{"$error":"#DIV/0!"},null,null,null,null,null,{"$error":"#DIV/0!"},null,null,null,null,null,{"$error":"#DIV/0!"}]
[null,null,1491,null,null,null,null,null,{"$error":"#DIV/0!"},null,null,null,null,null,{"$error":"#DIV/0!"},null,null,null,null,null,{"$error":"#DIV/0!"}]
[null,null,1492,null,null,null,null,null,{"$error":"#DIV/0!"},null,null,null,null,null,{"$error":"#DIV/0!"},null,null,null,null,null,{"$error":"#DIV/0!"}]
[null,null,1493,null,null,null,null,null,{"$error":"#DIV/0!"},null,null,null,null,null,{"$error":"#DIV/0!"},null,null,null,null,null,{"$error":"#DIV/0!"}]
[null,null,1494,null,null,null,null,null,{"$error":"#DIV/0!"},null,null,null,null,null,{"$error":"#DIV/0!"},null,null,null,null,null,{"$error":"#DIV/0!"}]
[null,null,1495,null,null,null,null,null,{"$error":"#DIV/0!"},null,null,null,null,null,{"$error":"#DIV/0!"},null,null,null,null,null,{"$error":"#DIV/0!"}]
[null,null,1496,null,null,null,null,null,{"$error":"#DIV/0!"},null,null,null,null,null,{"$error":"#DIV/0!"},null,null,null,null,null,{"$error":"#DIV/0!"}]
[null,null,1497,null,null,null,null,null,{"$error":"#DIV/0!"},null,null,null,null,null,{"$error":"#DIV/0!"},null,null,null,null,null,{"$error":"#DIV/0!"}]
[null,null,1498,null,null,null,null,null,{"$error":"#DIV/0!"},null,null,null,null,null,{"$error":"#DIV/0!"},null,null,null,null,null,{"$error":"#DIV/0!"}]
[null,null,1499,null,null,null,null,null,{"$error":"#DIV/0!"},null,null,null,null,null,{"$error":"#DIV/0!"},null,null,null,null,null,{"$error":"#DIV/0!"}]
[null,null,1500,null,null,null,null,null,{"$error":"#DIV/0!"},null,null,null,null,null,{"$error":"#DIV/0!"},null,null,null,null,null,{"$error":"#DIV/0!"}]
[null,null,1501,null,null,null,null,null,{"$error":"#DIV/0!"},null,null,null,null,null,{"$error":"#DIV/0!"},null,null,null,null,null,{"$error":"#DIV/0!"}]
[null,null,1502,null,null,null,null,null,{"$error":"#DIV/0!"},null,null,null,null,null,{"$error":"#DIV/0!"},null,null,null,null,null,{"$error":"#DIV/0!"}]
[null,null,1503,null,null,null,null,null,{"$error":"#DIV/0!"},null,null,null,null,null,{"$error":"#DIV/0!"},null,null,null,null,null,{"$error":"#DIV/0!"}]
[null,null,1504,null,null,null,null,null,{"$error":"#DIV/0!"},null,null,null,null,null,{"$error":"#DIV/0!"},null,null,null,null,null,{"$error":"#DIV/0!"}]
[null,null,1505,null,null,null,null,null,{"$error":"#DIV/0!"},null,null,null,null,null,{"$error":"#DIV/0!"},null,null,null,null,null,{"$error":"#DIV/0!"}]
[null,null,1506,null,null,null,null,null,{"$error":"#DIV/0!"},null,null,null,null,null,{"$error":"#DIV/0!"},null,null,null,null,null,{"$error":"#DIV/0!"}]
[null,null,1507,null,null,null,null,null,{"$error":"#DIV/0!"},null,null,null,null,null,{"$error":"#DIV/0!"},null,null,null,null,null,{"$error":"#DIV/0!"}]
[null,null,1508,null,null,null,null,null,{"$error":"#DIV/0!"},null,null,null,null,null,{"$error":"#DIV/0!"},null,null,null,null,null,{"$error":"#DIV/0!"}]
[null,null,1509,null,null,null,null,null,{"$error":"#DIV/0!"},null,null,null,null,null,{"$error":"#DIV/0!"},null,null,null,null,null,{"$error":"#DIV/0!"}]
[null,null,1510,null,null,null,null,null,{"$error":"#DIV/0!"},null,null,null,null,null,{"$error":"#DIV/0!"},null,null,null,null,null,{"$error":"#DIV/0!"}]
[null,null,1511,null,null,null,null,null,{"$error":"#DIV/0!"},null,null,null,null,null,{"$error":"#DIV/0!"},null,null,null,null,null,{"$error":"#DIV/0!"}]
[null,null,1512,null,null,null,null,null,{"$error":"#DIV/0!"},null,null,null,null,null,{"$error":"#DIV/0!"},null,null,null,null,null,{"$error":"#DIV/0!"}]
[null,null,1513,null,null,null,null,null,{"$error":"#DIV/0!"},null,null,null,null,null,{"$error":"#DIV/0!"},null,null,null,null,null,{"$error":"#DIV/0!"}]
[null,null,1514,null,null,null,null,null,{"$error":"#DIV/0!"},null,null,null,null,null,{"$error":"#DIV/0!"},null,null,null,null,null,{"$error":"#DIV/0!"}]
[null,null,1515,null,null,null,null,null,{"$error":"#DIV/0!"},null,null,null,null,null,{"$error":"#DIV/0!"},null,null,null,null,null,{"$error":"#DIV/0!"}]
[null,null,1516,null,null,null,null,null,{"$error":"#DIV/0!"},null,null,null,null,null,{"$error":"#DIV/0!"},null,null,null,null,null,{"$error":"#DIV/0!"}]
[null,null,1517,null,null,null,null,null,{"$error":"#DIV/0!"},null,null,null,null,null,{"$error":"#DIV/0!"},null,null,null,null,null,{"$error":"#DIV/0!"}]
[null,null,1518,null,null,null,null,null,{"$error":"#DIV/0!"},null,null,null,null,null,{"$error":"#DIV/0!"},null,null,null,null,null,{"$error":"#DIV/0!"}]
[null,null,1519,null,null,null,null,null,{"$error":"#DIV/0!"},null,null,null,null,null,{"$error":"#DIV/0!"},null,null,null,null,null,{"$error":"#DIV/0!"}]
[null,null,1520,null,null,null,null,null,{"$error":"#DIV/0!"},null,null,null,null,null,{"$error":"#DIV/0!"},null,null,null,null,null,{"$error":"#DIV/0!"}]
[null,null,1521,null,null,null,null,null,{"$error":"#DIV/0!"},null,null,null,null,null,{"$error":"#DIV/0!"},null,null,null,null,null,{"$error":"#DIV/0!"}]
[null,null,1522,null,null,null,null,null,{"$error":"#DIV/0!"},null,null,null,null,null,{"$error":"#DIV/0!"},null,null,null,null,null,{"$error":"#DIV/0!"}]
[null,null,1523,null,null,null,null,null,{"$error":"#DIV/0!"},null,null,null,null,null,{"$error":"#DIV/0!"},null,null,null,null,null,{"$error":"#DIV/0!"}]
[null,null,1524,null,null,null,null,null,{"$error":"#DIV/0!"},null,null,null,null,null,{"$error":"#DIV/0!"},null,null,null,null,null,{"$error":"#DIV/0!"}]
[null,null,1525,null,null,null,null,null,{"$error":"#DIV/0!"},null,null,null,null,null,{"$error":"#DIV/0!"},null,null,null,null,null,{"$error":"#DIV/0!"}]
[null,null,1526,null,null,null,null,null,{"$error":"#DIV/0!"},null,null,null,null,null,{"$error":"#DIV/0!"},null,null,null,null,null,{"$error":"#DIV/0!"}]
[null,null,1527,null,null,null,null,null,{"$error":"#DIV/0!"},null,null,null,null,null,{"$error":"#DIV/0!"},null,null,null,null,null,{"$error":"#DIV/0!"}]
[null,null,1528,null,null,null,null,null,{"$error":"#DIV/0!"},null,null,null,null,null,{"$error":"#DIV/0!"},null,null,null,null,null,{"$error":"#DIV/0!"}]
[null,null,1529,null,null,null,null,null,{"$error":"#DIV/0!"},null,null,null,null,null,{"$error":"#DIV/0!"},null,null,null,null,null,{"$error":"#DIV/0!"}]
[null,null,1530,null,null,null,null,null,{"$error":"#DIV/0!"},null,null,null,null,null,{"$error":"#DIV/0!"},null,null,null,null,null,{"$error":"#DIV/0!"}]
[null,null,1531,null,null,null,null,null,{"$error":"#DIV/0!"},null,null,null,null,null,{"$error":"#DIV/0!"},null,null,null,null,null,{"$error":"#DIV/0!"}]
[null,null,1532,null,null,null,null,null,{"$error":"#DIV/0!"},null,null,null,null,null,{"$error":"#DIV/0!"},null,null,null,null,null,{"$error":"#DIV/0!"}]
[null,null,1533,null,null,null,null,null,{"$error":"#DIV/0!"},null,null,null,null,null,{"$error":"#DIV/0!"},null,null,null,null,null,{"$error":"#DIV/0!"}]
[null,null,1534,null,null,null,null,null,{"$error":"#DIV/0!"},null,null,null,null,null,{"$error":"#DIV/0!"},null,null,null,null,null,{"$error":"#DIV/0!"}]
[null,null,1535,null,null,null,null,null,{"$error":"#DIV/0!"},null,null,null,null,null,{"$error":"#DIV/0!"},null,null,null,null,null,{"$error":"#DIV/0!"}]
[null,null,1536,null,null,null,null,null,{"$error":"#DIV/0!"},null,null,null,null,null,{"$error":"#DIV/0!"},null,null,null,null,null,{"$error":"#DIV/0!"}]
[null,null,1537,null,null,null,null,null,{"$error":"#DIV/0!"},null,null,null,null,null,{"$error":"#DIV/0!"},null,null,null,null,null,{"$error":"#DIV/0!"}]
[null,null,1538,null,null,null,null,null,{"$f":"IF(SUMPRODUCT(D1589:H1589,$Z$15:$AD$15/$H$20)=0,\"\",SUMPRODUCT(D1589:H1589,$Z$15:$AD$15/$H$20))","v":{"$error":"#DIV/0!"}},null,null,null,null,null,{"$f":"IF(SUMPRODUCT(J1589:N1589,$Z$22:$AD$22/$H$27)=0,\"\",SUMPRODUCT(J1589:N1589,$Z$22:$AD$22/$H$27))","v":{"$error":"#DIV/0!"}},null,null,null,null,null,{"$f":"IF(SUMPRODUCT(P1589:T1589,$Z$29:$AD$29/$H$34)=0,\"\",SUMPRODUCT(P1589:T1589,$Z$29:$AD$29/$H$34))","v":{"$error":"#DIV/0!"}}]
[null,null,1539,null,null,null,null,null,{"$error":"#DIV/0!"},null,null,null,null,null,{"$error":"#DIV/0!"},null,null,null,null,null,{"$error":"#DIV/0!"}]
[null,null,1540,null,null,null,null,null,{"$error":"#DIV/0!"},null,null,null,null,null,{"$error":"#DIV/0!"},null,null,null,null,null,{"$error":"#DIV/0!"}]
[null,null,1541,null,null,null,null,null,{"$error":"#DIV/0!"},null,null,null,null,null,{"$error":"#DIV/0!"},null,null,null,null,null,{"$error":"#DIV/0!"}]
[null,null,1542,null,null,null,null,null,{"$error":"#DIV/0!"},null,null,null,null,null,{"$error":"#DIV/0!"},null,null,null,null,null,{"$error":"#DIV/0!"}]
[null,null,1543,null,null,null,null,null,{"$error":"#DIV/0!"},null,null,null,null,null,{"$error":"#DIV/0!"},null,null,null,null,null,{"$error":"#DIV/0!"}]
[null,null,1544,null,null,null,null,null,{"$error":"#DIV/0!"},null,null,null,null,null,{"$error":"#DIV/0!"},null,null,null,null,null,{"$error":"#DIV/0!"}]
[null,null,1545,null,null,null,null,null,{"$error":"#DIV/0!"},null,null,null,null,null,{"$error":"#DIV/0!"},null,null,null,null,null,{"$error":"#DIV/0!"}]
[null,null,1546,null,null,null,null,null,{"$error":"#DIV/0!"},null,null,null,null,null,{"$error":"#DIV/0!"},null,null,null,null,null,{"$error":"#DIV/0!"}]
[null,null,1547,null,null,null,null,null,{"$error":"#DIV/0!"},null,null,null,null,null,{"$error":"#DIV/0!"},null,null,null,null,null,{"$error":"#DIV/0!"}]
[null,null,1548,null,null,null,null,null,{"$error":"#DIV/0!"},null,null,null,null,null,{"$error":"#DIV/0!"},null,null,null,null,null,{"$error":"#DIV/0!"}]
[null,null,1549,null,null,null,null,null,{"$error":"#DIV/0!"},null,null,null,null,null,{"$error":"#DIV/0!"},null,null,null,null,null,{"$error":"#DIV/0!"}]
[null,null,1550,null,null,null,null,null,{"$error":"#DIV/0!"},null,null,null,null,null,{"$error":"#DIV/0!"},null,null,null,null,null,{"$error":"#DIV/0!"}]
[null,null,1551,null,null,null,null,null,{"$error":"#DIV/0!"},null,null,null,null,null,{"$error":"#DIV/0!"},null,null,null,null,null,{"$error":"#DIV/0!"}]
[null,null,1552,null,null,null,null,null,{"$error":"#DIV/0!"},null,null,null,null,null,{"$error":"#DIV/0!"},null,null,null,null,null,{"$error":"#DIV/0!"}]
[null,null,1553,null,null,null,null,null,{"$error":"#DIV/0!"},null,null,null,null,null,{"$error":"#DIV/0!"},null,null,null,null,null,{"$error":"#DIV/0!"}]
[null,null,1554,null,null,null,null,null,{"$error":"#DIV/0!"},null,null,null,null,null,{"$error":"#DIV/0!"},null,null,null,null,null,{"$error":"#DIV/0!"}]
[null,null,1555,null,null,null,null,null,{"$error":"#DIV/0!"},null,null,null,null,null,{"$error":"#DIV/0!"},null,null,null,null,null,{"$error":"#DIV/0!"}]
[null,null,1556,null,null,null,null,null,{"$error":"#DIV/0!"},null,null,null,null,null,{"$error":"#DIV/0!"},null,null,null,null,null,{"$error":"#DIV/0!"}]
[null,null,1557,null,null,null,null,null,{"$error":"#DIV/0!"},null,null,null,null,null,{"$error":"#DIV/0!"},null,null,null,null,null,{"$error":"#DIV/0!"}]
[null,null,1558,null,null,null,null,null,{"$error":"#DIV/0!"},null,null,null,null,null,{"$error":"#DIV/0!"},null,null,null,null,null,{"$error":"#DIV/0!"}]
[null,null,1559,null,null,null,null,null,{"$error":"#DIV/0!"},null,null,null,null,null,{"$error":"#DIV/0!"},null,null,null,null,null,{"$error":"#DIV/0!"}]
[null,null,1560,null,null,null,null,null,{"$error":"#DIV/0!"},null,null,null,null,null,{"$error":"#DIV/0!"},null,null,null,null,null,{"$error":"#DIV/0!"}]
[null,null,1561,null,null,null,null,null,{"$error":"#DIV/0!"},null,null,null,null,null,{"$error":"#DIV/0!"},null,null,null,null,null,{"$error":"#DIV/0!"}]
[null,null,1562,null,null,null,null,null,{"$error":"#DIV/0!"},null,null,null,null,null,{"$error":"#DIV/0!"},null,null,null,null,null,{"$error":"#DIV/0!"}]
[null,null,1563,null,null,null,null,null,{"$error":"#DIV/0!"},null,null,null,null,null,{"$error":"#DIV/0!"},null,null,null,null,null,{"$error":"#DIV/0!"}]
[null,null,1564,null,null,null,null,null,{"$error":"#DIV/0!"},null,null,null,null,null,{"$error":"#DIV/0!"},null,null,null,null,null,{"$error":"#DIV/0!"}]
[null,null,1565,null,null,null,null,null,{"$error":"#DIV/0!"},null,null,null,null,null,{"$error":"#DIV/0!"},null,null,null,null,null,{"$error":"#DIV/0!"}]
[null,null,1566,null,null,null,null,null,{"$error":"#DIV/0!"},null,null,null,null,null,{"$error":"#DIV/0!"},null,null,null,null,null,{"$error":"#DIV/0!"}]
[null,null,1567,null,null,null,null,null,{"$error":"#DIV/0!"},null,null,null,null,null,{"$error":"#DIV/0!"},null,null,null,null,null,{"$error":"#DIV/0!"}]
[null,null,1568,null,null,null,null,null,{"$error":"#DIV/0!"},null,null,null,null,null,{"$error":"#DIV/0!"},null,null,null,null,null,{"$error":"#DIV/0!"}]
[null,null,1569,null,null,null,null,null,{"$error":"#DIV/0!"},null,null,null,null,null,{"$error":"#DIV/0!"},null,null,null,null,null,{"$error":"#DIV/0!"}]
[null,null,1570,null,null,null,null,null,{"$error":"#DIV/0!"},null,null,null,null,null,{"$error":"#DIV/0!"},null,null,null,null,null,{"$error":"#DIV/0!"}]
[null,null,1571,null,null,null,null,null,{"$error":"#DIV/0!"},null,null,null,null,null,{"$error":"#DIV/0!"},null,null,null,null,null,{"$error":"#DIV/0!"}]
[null,null,1572,null,null,null,null,null,{"$error":"#DIV/0!"},null,null,null,null,null,{"$error":"#DIV/0!"},null,null,null,null,null,{"$error":"#DIV/0!"}]
[null,null,1573,null,null,null,null,null,{"$error":"#DIV/0!"},null,null,null,null,null,{"$error":"#DIV/0!"},null,null,null,null,null,{"$error":"#DIV/0!"}]
[null,null,1574,null,null,null,null,null,{"$error":"#DIV/0!"},null,null,null,null,null,{"$error":"#DIV/0!"},null,null,null,null,null,{"$error":"#DIV/0!"}]
[null,null,1575,null,null,null,null,null,{"$error":"#DIV/0!"},null,null,null,null,null,{"$error":"#DIV/0!"},null,null,null,null,null,{"$error":"#DIV/0!"}]
[null,null,1576,null,null,null,null,null,{"$error":"#DIV/0!"},null,null,null,null,null,{"$error":"#DIV/0!"},null,null,null,null,null,{"$error":"#DIV/0!"}]
[null,null,1577,null,null,null,null,null,{"$error":"#DIV/0!"},null,null,null,null,null,{"$error":"#DIV/0!"},null,null,null,null,null,{"$error":"#DIV/0!"}]
[null,null,1578,null,null,null,null,null,{"$error":"#DIV/0!"},null,null,null,null,null,{"$error":"#DIV/0!"},null,null,null,null,null,{"$error":"#DIV/0!"}]
[null,null,1579,null,null,null,null,null,{"$error":"#DIV/0!"},null,null,null,null,null,{"$error":"#DIV/0!"},null,null,null,null,null,{"$error":"#DIV/0!"}]
[null,null,1580,null,null,null,null,null,{"$error":"#DIV/0!"},null,null,null,null,null,{"$error":"#DIV/0!"},null,null,null,null,null,{"$error":"#DIV/0!"}]
[null,null,1581,null,null,null,null,null,{"$error":"#DIV/0!"},null,null,null,null,null,{"$error":"#DIV/0!"},null,null,null,null,null,{"$error":"#DIV/0!"}]
[null,null,1582,null,null,null,null,null,{"$error":"#DIV/0!"},null,null,null,null,null,{"$error":"#DIV/0!"},null,null,null,null,null,{"$error":"#DIV/0!"}]
[null,null,1583,null,null,null,null,null,{"$error":"#DIV/0!"},null,null,null,null,null,{"$error":"#DIV/0!"},null,null,null,null,null,{"$error":"#DIV/0!"}]
[null,null,1584,null,null,null,null,null,{"$error":"#DIV/0!"},null,null,null,null,null,{"$error":"#DIV/0!"},null,null,null,null,null,{"$error":"#DIV/0!"}]
[null,null,1585,null,null,null,null,null,{"$error":"#DIV/0!"},null,null,null,null,null,{"$error":"#DIV/0!"},null,null,null,null,null,{"$error":"#DIV/0!"}]
[null,null,1586,null,null,null,null,null,{"$error":"#DIV/0!"},null,null,null,null,null,{"$error":"#DIV/0!"},null,null,null,null,null,{"$error":"#DIV/0!"}]
[null,null,1587,null,null,null,null,null,{"$error":"#DIV/0!"},null,null,null,null,null,{"$error":"#DIV/0!"},null,null,null,null,null,{"$error":"#DIV/0!"}]
[null,null,1588,null,null,null,null,null,{"$error":"#DIV/0!"},null,null,null,null,null,{"$error":"#DIV/0!"},null,null,null,null,null,{"$error":"#DIV/0!"}]
[null,null,1589,null,null,null,null,null,{"$error":"#DIV/0!"},null,null,null,null,null,{"$error":"#DIV/0!"},null,null,null,null,null,{"$error":"#DIV/0!"}]
[null,null,1590,null,null,null,null,null,{"$error":"#DIV/0!"},null,null,null,null,null,{"$error":"#DIV/0!"},null,null,null,null,null,{"$error":"#DIV/0!"}]
[null,null,1591,null,null,null,null,null,{"$error":"#DIV/0!"},null,null,null,null,null,{"$error":"#DIV/0!"},null,null,null,null,null,{"$error":"#DIV/0!"}]
[null,null,1592,null,null,null,null,null,{"$error":"#DIV/0!"},null,null,null,null,null,{"$error":"#DIV/0!"},null,null,null,null,null,{"$error":"#DIV/0!"}]
[null,null,1593,null,null,null,null,null,{"$error":"#DIV/0!"},null,null,null,null,null,{"$error":"#DIV/0!"},null,null,null,null,null,{"$error":"#DIV/0!"}]
[null,null,1594,null,null,null,null,null,{"$error":"#DIV/0!"},null,null,null,null,null,{"$error":"#DIV/0!"},null,null,null,null,null,{"$error":"#DIV/0!"}]
[null,null,1595,null,null,null,null,null,{"$error":"#DIV/0!"},null,null,null,null,null,{"$error":"#DIV/0!"},null,null,null,null,null,{"$error":"#DIV/0!"}]
[null,null,1596,null,null,null,null,null,{"$error":"#DIV/0!"},null,null,null,null,null,{"$error":"#DIV/0!"},null,null,null,null,null,{"$error":"#DIV/0!"}]
[null,null,1597,null,null,null,null,null,{"$error":"#DIV/0!"},null,null,null,null,null,{"$error":"#DIV/0!"},null,null,null,null,null,{"$error":"#DIV/0!"}]
[null,null,1598,null,null,null,null,null,{"$error":"#DIV/0!"},null,null,null,null,null,{"$error":"#DIV/0!"},null,null,null,null,null,{"$error":"#DIV/0!"}]
[null,null,1599,null,null,null,null,null,{"$error":"#DIV/0!"},null,null,null,null,null,{"$error":"#DIV/0!"},null,null,null,null,null,{"$error":"#DIV/0!"}]
[null,null,1600,null,null,null,null,null,{"$error":"#DIV/0!"},null,null,null,null,null,{"$error":"#DIV/0!"},null,null,null,null,null,{"$error":"#DIV/0!"}]
[null,null,1601,null,null,null,null,null,{"$error":"#DIV/0!"},null,null,null,null,null,{"$error":"#DIV/0!"},null,null,null,null,null,{"$error":"#DIV/0!"}]
[null,null,1602,null,null,null,null,null,{"$f":"IF(SUMPRODUCT(D1653:H1653,$Z$15:$AD$15/$H$20)=0,\"\",SUMPRODUCT(D1653:H1653,$Z$15:$AD$15/$H$20))","v":{"$error":"#DIV/0!"}},null,null,null,null,null,{"$f":"IF(SUMPRODUCT(J1653:N1653,$Z$22:$AD$22/$H$27)=0,\"\",SUMPRODUCT(J1653:N1653,$Z$22:$AD$22/$H$27))","v":{"$error":"#DIV/0!"}},null,null,null,null,null,{"$f":"IF(SUMPRODUCT(P1653:T1653,$Z$29:$AD$29/$H$34)=0,\"\",SUMPRODUCT(P1653:T1653,$Z$29:$AD$29/$H$34))","v":{"$error":"#DIV/0!"}}]
[null,null,1603,null,null,null,null,null,{"$error":"#DIV/0!"},null,null,null,null,null,{"$error":"#DIV/0!"},null,null,null,null,null,{"$error":"#DIV/0!"}]
[null,null,1604,null,null,null,null,null,{"$error":"#DIV/0!"},null,null,null,null,null,{"$error":"#DIV/0!"},null,null,null,null,null,{"$error":"#DIV/0!"}]
[null,null,1605,null,null,null,null,null,{"$error":"#DIV/0!"},null,null,null,null,null,{"$error":"#DIV/0!"},null,null,null,null,null,{"$error":"#DIV/0!"}]
[null,null,1606,null,null,null,null,null,{"$error":"#DIV/0!"},null,null,null,null,null,{"$error":"#DIV/0!"},null,null,null,null,null,{"$error":"#DIV/0!"}]
[null,null,1607,null,null,null,null,null,{"$error":"#DIV/0!"},null,null,null,null,null,{"$error":"#DIV/0!"},null,null,null,null,null,{"$error":"#DIV/0!"}]
[null,null,1608,null,null,null,null,null,{"$error":"#DIV/0!"},null,null,null,null,null,{"$error":"#DIV/0!"},null,null,null,null,null,{"$error":"#DIV/0!"}]
[null,null,1609,null,null,null,null,null,{"$error":"#DIV/0!"},null,null,null,null,null,{"$error":"#DIV/0!"},null,null,null,null,null,{"$error":"#DIV/0!"}]
[null,null,1610,null,null,null,null,null,{"$error":"#DIV/0!"},null,null,null,null,null,{"$error":"#DIV/0!"},null,null,null,null,null,{"$error":"#DIV/0!"}]
[null,null,1611,null,null,null,null,null,{"$error":"#DIV/0!"},null,null,null,null,null,{"$error":"#DIV/0!"},null,null,null,null,null,{"$error":"#DIV/0!"}]
[null,null,1612,null,null,null,null,null,{"$error":"#DIV/0!"},null,null,null,null,null,{"$error":"#DIV/0!"},null,null,null,null,null,{"$error":"#DIV/0!"}]
[null,null,1613,null,null,null,null,null,{"$error":"#DIV/0!"},null,null,null,null,null,{"$error":"#DIV/0!"},null,null,null,null,null,{"$error":"#DIV/0!"}]
[null,null,1614,null,null,null,null,null,{"$error":"#DIV/0!"},null,null,null,null,null,{"$error":"#DIV/0!"},null,null,null,null,null,{"$error":"#DIV/0!"}]
[null,null,1615,null,null,null,null,null,{"$error":"#DIV/0!"},null,null,null,null,null,{"$error":"#DIV/0!"},null,null,null,null,null,{"$error":"#DIV/0!"}]
[null,null,1616,null,null,null,null,null,{"$error":"#DIV/0!"},null,null,null,null,null,{"$error":"#DIV/0!"},null,null,null,null,null,{"$error":"#DIV/0!"}]
[null,null,1617,null,null,null,null,null,{"$error":"#DIV/0!"},null,null,null,null,null,{"$error":"#DIV/0!"},null,null,null,null,null,{"$error":"#DIV/0!"}]
[null,null,1618,null,null,null,null,null,{"$error":"#DIV/0!"},null,null,null,null,null,{"$error":"#DIV/0!"},null,null,null,null,null,{"$error":"#DIV/0!"}]
[null,null,1619,null,null,null,null,null,{"$error":"#DIV/0!"},null,null,null,null,null,{"$error":"#DIV/0!"},null,null,null,null,null,{"$error":"#DIV/0!"}]
[null,null,1620,null,null,null,null,null,{"$error":"#DIV/0!"},null,null,null,null,null,{"$error":"#DIV/0!"},null,null,null,null,null,{"$error":"#DIV/0!"}]
[null,null,1621,null,null,null,null,null,{"$error":"#DIV/0!"},null,null,null,null,null,{"$error":"#DIV/0!"},null,null,null,null,null,{"$error":"#DIV/0!"}]
[null,null,1622,null,null,null,null,null,{"$error":"#DIV/0!"},null,null,null,null,null,{"$error":"#DIV/0!"},null,null,null,null,null,{"$error":"#DIV/0!"}]
[null,null,1623,null,null,null,null,null,{"$error":"#DIV/0!"},null,null,null,null,null,{"$error":"#DIV/0!"},null,null,null,null,null,{"$error":"#DIV/0!"}]
[null,null,1624,null,null,null,null,null,{"$error":"#DIV/0!"},null,null,null,null,null,{"$error":"#DIV/0!"},null,null,null,null,null,{"$error":"#DIV/0!"}]
[null,null,1625,null,null,null,null,null,{"$error":"#DIV/0!"},null,null,null,null,null,{"$error":"#DIV/0!"},null,null,null,null,null,{"$error":"#DIV/0!"}]
[null,null,1626,null,null,null,null,null,{"$error":"#DIV/0!"},null,null,null,null,null,{"$error":"#DIV/0!"},null,null,null,null,null,{"$error":"#DIV/0!"}]
[null,null,1627,null,null,null,null,null,{"$error":"#DIV/0!"},null,null,null,null,null,{"$error":"#DIV/0!"},null,null,null,null,null,{"$error":"#DIV/0!"}]
[null,null,1628,null,null,null,null,null,{"$error":"#DIV/0!"},null,null,null,null,null,{"$error":"#DIV/0!"},null,null,null,null,null,{"$error":"#DIV/0!"}]
[null,null,1629,null,null,null,null,null,{"$error":"#DIV/0!"},null,null,null,null,null,{"$error":"#DIV/0!"},null,null,null,null,null,{"$error":"#DIV/0!"}]
[null,null,1630,null,null,null,null,null,{"$error":"#DIV/0!"},null,null,null,null,null,{"$error":"#DIV/0!"},null,null,null,null,null,{"$error":"#DIV/0!"}]
[null,null,1631,null,null,null,null,null,{"$error":"#DIV/0!"},null,null,null,null,null,{"$error":"#DIV/0!"},null,null,null,null,null,{"$error":"#DIV/0!"}]
[null,null,1632,null,null,null,null,null,{"$error":"#DIV/0!"},null,null,null,null,null,{"$error":"#DIV/0!"},null,null,null,null,null,{"$error":"#DIV/0!"}]
[null,null,1633,null,null,null,null,null,{"$error":"#DIV/0!"},null,null,null,null,null,{"$error":"#DIV/0!"},null,null,null,null,null,{"$error":"#DIV/0!"}]
[null,null,1634,null,null,null,null,null,{"$error":"#DIV/0!"},null,null,null,null,null,{"$error":"#DIV/0!"},null,null,null,null,null,{"$error":"#DIV/0!"}]
[null,null,1635,null,null,null,null,null,{"$error":"#DIV/0!"},null,null,null,null,null,{"$error":"#DIV/0!"},null,null,null,null,null,{"$error":"#DIV/0!"}]
[null,null,1636,null,null,null,null,null,{"$error":"#DIV/0!"},null,null,null,null,null,{"$error":"#DIV/0!"},null,null,null,null,null,{"$error":"#DIV/0!"}]
[null,null,1637,null,null,null,null,null,{"$error":"#DIV/0!"},null,null,null,null,null,{"$error":"#DIV/0!"},null,null,null,null,null,{"$error":"#DIV/0!"}]
[null,null,1638,null,null,null,null,null,{"$error":"#DIV/0!"},null,null,null,null,null,{"$error":"#DIV/0!"},null,null,null,null,null,{"$error":"#DIV/0!"}]
[null,null,1639,null,null,null,null,null,{"$error":"#DIV/0!"},null,null,null,null,null,{"$error":"#DIV/0!"},null,null,null,null,null,{"$error":"#DIV/0!"}]
[null,null,1640,null,null,null,null,null,{"$error":"#DIV/0!"},null,null,null,null,null,{"$error":"#DIV/0!"},null,null,null,null,null,{"$error":"#DIV/0!"}]
[null,null,1641,null,null,null,null,null,{"$error":"#DIV/0!"},null,null,null,null,null,{"$error":"#DIV/0!"},null,null,null,null,null,{"$error":"#DIV/0!"}]
[null,null,1642,null,null,null,null,null,{"$error":"#DIV/0!"},null,null,null,null,null,{"$error":"#DIV/0!"},null,null,null,null,null,{"$error":"#DIV/0!"}]
[null,null,1643,null,null,null,null,null,{"$error":"#DIV/0!"},null,null,null,null,null,{"$error":"#DIV/0!"},null,null,null,null,null,{"$error":"#DIV/0!"}]
[null,null,1644,null,null,null,null,null,{"$error":"#DIV/0!"},null,null,null,null,null,{"$error":"#DIV/0!"},null,null,null,null,null,{"$error":"#DIV/0!"}]
[null,null,1645,null,null,null,null,null,{"$error":"#DIV/0!"},null,null,null,null,null,{"$error":"#DIV/0!"},null,null,null,null,null,{"$error":"#DIV/0!"}]
[null,null,1646,null,null,null,null,null,{"$error":"#DIV/0!"},null,null,null,null,null,{"$error":"#DIV/0!"},null,null,null,null,null,{"$error":"#DIV/0!"}]
[null,null,1647,null,null,null,null,null,{"$error":"#DIV/0!"},null,null,null,null,null,{"$error":"#DIV/0!"},null,null,null,null,null,{"$error":"#DIV/0!"}]
[null,null,1648,null,null,null,null,null,{"$error":"#DIV/0!"},null,null,null,null,null,{"$error":"#DIV/0!"},null,null,null,null,null,{"$error":"#DIV/0!"}]
[null,null,1649,null,null,null,null,null,{"$error":"#DIV/0!"},null,null,null,null,null,{"$error":"#DIV/0!"},null,null,null,null,null,{"$error":"#DIV/0!"}]
[null,null,1650,null,null,null,null,null,{"$error":"#DIV/0!"},null,null,null,null,null,{"$error":"#DIV/0!"},null,null,null,null,null,{"$error":"#DIV/0!"}]
[null,null,1651,null,null,null,null,null,{"$error":"#DIV/0!"},null,null,null,null,null,{"$error":"#DIV/0!"},null,null,null,null,null,{"$error":"#DIV/0!"}]
[null,null,1652,null,null,null,null,null,{"$error":"#DIV/0!"},null,null,null,null,null,{"$error":"#DIV/0!"},null,null,null,null,null,{"$error":"#DIV/0!"}]
[null,null,1653,null,null,null,null,null,{"$error":"#DIV/0!"},null,null,null,null,null,{"$error":"#DIV/0!"},null,null,null,null,null,{"$error":"#DIV/0!"}]
[null,null,1654,null,null,null,null,null,{"$error":"#DIV/0!"},null,null,null,null,null,{"$error":"#DIV/0!"},null,null,null,null,null,{"$error":"#DIV/0!"}]
[null,null,1655,null,null,null,null,null,{"$error":"#DIV/0!"},null,null,null,null,null,{"$error":"#DIV/0!"},null,null,null,null,null,{"$error":"#DIV/0!"}]
[null,null,1656,null,null,null,null,null,{"$error":"#DIV/0!"},null,null,null,null,null,{"$error":"#DIV/0!"},null,null,null,null,null,{"$error":"#DIV/0!"}]
[null,null,1657,null,null,null,null,null,{"$error":"#DIV/0!"},null,null,null,null,null,{"$error":"#DIV/0!"},null,null,null,null,null,{"$error":"#DIV/0!"}]
[null,null,1658,null,null,null,null,null,{"$error":"#DIV/0!"},null,null,null,null,null,{"$error":"#DIV/0!"},null,null,null,null,null,{"$error":"#DIV/0!"}]
[null,null,1659,null,null,null,null,null,{"$error":"#DIV/0!"},null,null,null,null,null,{"$error":"#DIV/0!"},null,null,null,null,null,{"$error":"#DIV/0!"}]
[null,null,1660,null,null,null,null,null,{"$error":"#DIV/0!"},null,null,null,null,null,{"$error":"#DIV/0!"},null,null,null,null,null,{"$error":"#DIV/0!"}]
[null,null,1661,null,null,null,null,null,{"$error":"#DIV/0!"},null,null,null,null,null,{"$error":"#DIV/0!"},null,null,null,null,null,{"$error":"#DIV/0!"}]
[null,null,1662,null,null,null,null,null,{"$error":"#DIV/0!"},null,null,null,null,null,{"$error":"#DIV/0!"},null,null,null,null,null,{"$error":"#DIV/0!"}]
[null,null,1663,null,null,null,null,null,{"$error":"#DIV/0!"},null,null,null,null,null,{"$error":"#DIV/0!"},null,null,null,null,null,{"$error":"#DIV/0!"}]
[null,null,1664,null,null,null,null,null,{"$error":"#DIV/0!"},null,null,null,null,null,{"$error":"#DIV/0!"},null,null,null,null,null,{"$error":"#DIV/0!"}]
[null,null,1665,null,null,null,null,null,{"$error":"#DIV/0!"},null,null,null,null,null,{"$error":"#DIV/0!"},null,null,null,null,null,{"$error":"#DIV/0!"}]
[null,null,1666,null,null,null,null,null,{"$f":"IF(SUMPRODUCT(D1717:H1717,$Z$15:$AD$15/$H$20)=0,\"\",SUMPRODUCT(D1717:H1717,$Z$15:$AD$15/$H$20))","v":{"$error":"#DIV/0!"}},null,null,null,null,null,{"$f":"IF(SUMPRODUCT(J1717:N1717,$Z$22:$AD$22/$H$27)=0,\"\",SUMPRODUCT(J1717:N1717,$Z$22:$AD$22/$H$27))","v":{"$error":"#DIV/0!"}},null,null,null,null,null,{"$f":"IF(SUMPRODUCT(P1717:T1717,$Z$29:$AD$29/$H$34)=0,\"\",SUMPRODUCT(P1717:T1717,$Z$29:$AD$29/$H$34))","v":{"$error":"#DIV/0!"}}]
[null,null,1667,null,null,null,null,null,{"$error":"#DIV/0!"},null,null,null,null,null,{"$error":"#DIV/0!"},null,null,null,null,null,{"$error":"#DIV/0!"}]
[null,null,1668,null,null,null,null,null,{"$error":"#DIV/0!"},null,null,null,null,null,{"$error":"#DIV/0!"},null,null,null,null,null,{"$error":"#DIV/0!"}]
[null,null,1669,null,null,null,null,null,{"$error":"#DIV/0!"},null,null,null,null,null,{"$error":"#DIV/0!"},null,null,null,null,null,{"$error":"#DIV/0!"}]
[null,null,1670,null,null,null,null,null,{"$error":"#DIV/0!"},null,null,null,null,null,{"$error":"#DIV/0!"},null,null,null,null,null,{"$error":"#DIV/0!"}]
[null,null,1671,null,null,null,null,null,{"$error":"#DIV/0!"},null,null,null,null,null,{"$error":"#DIV/0!"},null,null,null,null,null,{"$error":"#DIV/0!"}]
[null,null,1672,null,null,null,null,null,{"$error":"#DIV/0!"},null,null,null,null,null,{"$error":"#DIV/0!"},null,null,null,null,null,{"$error":"#DIV/0!"}]
[null,null,1673,null,null,null,null,null,{"$error":"#DIV/0!"},null,null,null,null,null,{"$error":"#DIV/0!"},null,null,null,null,null,{"$error":"#DIV/0!"}]
[null,null,1674,null,null,null,null,null,{"$error":"#DIV/0!"},null,null,null,null,null,{"$error":"#DIV/0!"},null,null,null,null,null,{"$error":"#DIV/0!"}]
[null,null,1675,null,null,null,null,null,{"$error":"#DIV/0!"},null,null,null,null,null,{"$error":"#DIV/0!"},null,null,null,null,null,{"$error":"#DIV/0!"}]
[null,null,1676,null,null,null,null,null,{"$error":"#DIV/0!"},null,null,null,null,null,{"$error":"#DIV/0!"},null,null,null,null,null,{"$error":"#DIV/0!"}]
[null,null,1677,null,null,null,null,null,{"$error":"#DIV/0!"},null,null,null,null,null,{"$error":"#DIV/0!"},null,null,null,null,null,{"$error":"#DIV/0!"}]
[null,null,1678,null,null,null,null,null,{"$error":"#DIV/0!"},null,null,null,null,null,{"$error":"#DIV/0!"},null,null,null,null,null,{"$error":"#DIV/0!"}]
[null,null,1679,null,null,null,null,null,{"$error":"#DIV/0!"},null,null,null,null,null,{"$error":"#DIV/0!"},null,null,null,null,null,{"$error":"#DIV/0!"}]
[null,null,1680,null,null,null,null,null,{"$error":"#DIV/0!"},null,null,null,null,null,{"$error":"#DIV/0!"},null,null,null,null,null,{"$error":"#DIV/0!"}]
[null,null,1681,null,null,null,null,null,{"$error":"#DIV/0!"},null,null,null,null,null,{"$error":"#DIV/0!"},null,null,null,null,null,{"$error":"#DIV/0!"}]
[null,null,1682,null,null,null,null,null,{"$error":"#DIV/0!"},null,null,null,null,null,{"$error":"#DIV/0!"},null,null,null,null,null,{"$error":"#DIV/0!"}]
[null,null,1683,null,null,null,null,null,{"$error":"#DIV/0!"},null,null,null,null,null,{"$error":"#DIV/0!"},null,null,null,null,null,{"$error":"#DIV/0!"}]
[null,null,1684,null,null,null,null,null,{"$error":"#DIV/0!"},null,null,null,null,null,{"$error":"#DIV/0!"},null,null,null,null,null,{"$error":"#DIV/0!"}]
[null,null,1685,null,null,null,null,null,{"$error":"#DIV/0!"},null,null,null,null,null,{"$error":"#DIV/0!"},null,null,null,null,null,{"$error":"#DIV/0!"}]
[null,null,1686,null,null,null,null,null,{"$error":"#DIV/0!"},null,null,null,null,null,{"$error":"#DIV/0!"},null,null,null,null,null,{"$error":"#DIV/0!"}]
[null,null,1687,null,null,null,null,null,{"$error":"#DIV/0!"},null,null,null,null,null,{"$error":"#DIV/0!"},null,null,null,null,null,{"$error":"#DIV/0!"}]
[null,null,1688,null,null,null,null,null,{"$error":"#DIV/0!"},null,null,null,null,null,{"$error":"#DIV/0!"},null,null,null,null,null,{"$error":"#DIV/0!"}]
[null,null,1689,null,null,null,null,null,{"$error":"#DIV/0!"},null,null,null,null,null,{"$error":"#DIV/0!"},null,null,null,null,null,{"$error":"#DIV/0!"}]
[null,null,1690,null,null,null,null,null,{"$error":"#DIV/0!"},null,null,null,null,null,{"$error":"#DIV/0!"},null,null,null,null,null,{"$error":"#DIV/0!"}]
[null,null,1691,null,null,null,null,null,{"$error":"#DIV/0!"},null,null,null,null,null,{"$error":"#DIV/0!"},null,null,null,null,null,{"$error":"#DIV/0!"}]
[null,null,1692,null,null,null,null,null,{"$error":"#DIV/0!"},null,null,null,null,null,{"$error":"#DIV/0!"},null,null,null,null,null,{"$error":"#DIV/0!"}]
[null,null,1693,null,null,null,null,null,{"$error":"#DIV/0!"},null,null,null,null,null,{"$error":"#DIV/0!"},null,null,null,null,null,{"$error":"#DIV/0!"}]
[null,null,1694,null,null,null,null,null,{"$error":"#DIV/0!"},null,null,null,null,null,{"$error":"#DIV/0!"},null,null,null,null,null,{"$error":"#DIV/0!"}]
[null,null,1695,null,null,null,null,null,{"$error":"#DIV/0!"},null,null,null,null,null,{"$error":"#DIV/0!"},null,null,null,null,null,{"$error":"#DIV/0!"}]
[null,null,1696,null,null,null,null,null,{"$error":"#DIV/0!"},null,null,null,null,null,{"$error":"#DIV/0!"},null,null,null,null,null,{"$error":"#DIV/0!"}]
[null,null,1697,null,null,null,null,null,{"$error":"#DIV/0!"},null,null,null,null,null,{"$error":"#DIV/0!"},null,null,null,null,null,{"$error":"#DIV/0!"}]
[null,null,1698,null,null,null,null,null,{"$error":"#DIV/0!"},null,null,null,null,null,{"$error":"#DIV/0!"},null,null,null,null,null,{"$error":"#DIV/0!"}]
[null,null,1699,null,null,null,null,null,{"$error":"#DIV/0!"},null,null,null,null,null,{"$error":"#DIV/0!"},null,null,null,null,null,{"$error":"#DIV/0!"}]
[null,null,1700,null,null,null,null,null,{"$error":"#DIV/0!"},null,null,null,null,null,{"$error":"#DIV/0!"},null,null,null,null,null,{"$error":"#DIV/0!"}]
[null,null,1701,null,null,null,null,null,{"$error":"#DIV/0!"},null,null,null,null,null,{"$error":"#DIV/0!"},null,null,null,null,null,{"$error":"#DIV/0!"}]
[null,null,1702,null,null,null,null,null,{"$error":"#DIV/0!"},null,null,null,null,null,{"$error":"#DIV/0!"},null,null,null,null,null,{"$error":"#DIV/0!"}]
[null,null,1703,null,null,null,null,null,{"$error":"#DIV/0!"},null,null,null,null,null,{"$error":"#DIV/0!"},null,null,null,null,null,{"$error":"#DIV/0!"}]
[null,null,1704,null,null,null,null,null,{"$error":"#DIV/0!"},null,null,null,null,null,{"$error":"#DIV/0!"},null,null,null,null,null,{"$error":"#DIV/0!"}]
[null,null,1705,null,null,null,null,null,{"$error":"#DIV/0!"},null,null,null,null,null,{"$error":"#DIV/0!"},null,null,null,null,null,{"$error":"#DIV/0!"}]
[null,null,1706,null,null,null,null,null,{"$error":"#DIV/0!"},null,null,null,null,null,{"$error":"#DIV/0!"},null,null,null,null,null,{"$error":"#DIV/0!"}]
[null,null,1707,null,null,null,null,null,{"$error":"#DIV/0!"},null,null,null,null,null,{"$error":"#DIV/0!"},null,null,null,null,null,{"$error":"#DIV/0!"}]
[null,null,1708,null,null,null,null,null,{"$error":"#DIV/0!"},null,null,null,null,null,{"$error":"#DIV/0!"},null,null,null,null,null,{"$error":"#DIV/0!"}]
[null,null,1709,null,null,null,null,null,{"$error":"#DIV/0!"},null,null,null,null,null,{"$error":"#DIV/0!"},null,null,null,null,null,{"$error":"#DIV/0!"}]
[null,null,1710,null,null,null,null,null,{"$error":"#DIV/0!"},null,null,null,null,null,{"$error":"#DIV/0!"},null,null,null,null,null,{"$error":"#DIV/0!"}]
[null,null,1711,null,null,null,null,null,{"$error":"#DIV/0!"},null,null,null,null,null,{"$error":"#DIV/0!"},null,null,null,null,null,{"$error":"#DIV/0!"}]
[null,null,1712,null,null,null,null,null,{"$error":"#DIV/0!"},null,null,null,null,null,{"$error":"#DIV/0!"},null,null,null,null,null,{"$error":"#DIV/0!"}]
[null,null,1713,null,null,null,null,null,{"$error":"#DIV/0!"},null,null,null,null,null,{"$error":"#DIV/0!"},null,null,null,null,null,{"$error":"#DIV/0!"}]
[null,null,1714,null,null,null,null,null,{"$error":"#DIV/0!"},null,null,null,null,null,{"$error":"#DIV/0!"},null,null,null,null,null,{"$error":"#DIV/0!"}]
[null,null,1715,null,null,null,null,null,{"$error":"#DIV/0!"},null,null,null,null,null,{"$error":"#DIV/0!"},null,null,null,null,null,{"$error":"#DIV/0!"}]
[null,null,1716,null,null,null,null,null,{"$error":"#DIV/0!"},null,null,null,null,null,{"$error":"#DIV/0!"},null,null,null,null,null,{"$error":"#DIV/0!"}]
[null,null,1717,null,null,null,null,null,{"$error":"#DIV/0!"},null,null,null,null,null,{"$error":"#DIV/0!"},null,null,null,null,null,{"$error":"#DIV/0!"}]
[null,null,1718,null,null,null,null,null,{"$error":"#DIV/0!"},null,null,null,null,null,{"$error":"#DIV/0!"},null,null,null,null,null,{"$error":"#DIV/0!"}]
[null,null,1719,null,null,null,null,null,{"$error":"#DIV/0!"},null,null,null,null,null,{"$error":"#DIV/0!"},null,null,null,null,null,{"$error":"#DIV/0!"}]
[null,null,1720,null,null,null,null,null,{"$error":"#DIV/0!"},null,null,null,null,null,{"$error":"#DIV/0!"},null,null,null,null,null,{"$error":"#DIV/0!"}]
[null,null,1721,null,null,null,null,null,{"$error":"#DIV/0!"},null,null,null,null,null,{"$error":"#DIV/0!"},null,null,null,null,null,{"$error":"#DIV/0!"}]
[null,null,1722,null,null,null,null,null,{"$error":"#DIV/0!"},null,null,null,null,null,{"$error":"#DIV/0!"},null,null,null,null,null,{"$error":"#DIV/0!"}]
[null,null,1723,null,null,null,null,null,{"$error":"#DIV/0!"},null,null,null,null,null,{"$error":"#DIV/0!"},null,null,null,null,null,{"$error":"#DIV/0!"}]
[null,null,1724,null,null,null,null,null,{"$error":"#DIV/0!"},null,null,null,null,null,{"$error":"#DIV/0!"},null,null,null,null,null,{"$error":"#DIV/0!"}]
[null,null,1725,null,null,null,null,null,{"$error":"#DIV/0!"},null,null,null,null,null,{"$error":"#DIV/0!"},null,null,null,null,null,{"$error":"#DIV/0!"}]
[null,null,1726,null,null,null,null,null,{"$error":"#DIV/0!"},null,null,null,null,null,{"$error":"#DIV/0!"},null,null,null,null,null,{"$error":"#DIV/0!"}]
[null,null,1727,null,null,null,null,null,{"$error":"#DIV/0!"},null,null,null,null,null,{"$error":"#DIV/0!"},null,null,null,null,null,{"$error":"#DIV/0!"}]
[null,null,1728,null,null,null,null,null,{"$error":"#DIV/0!"},null,null,null,null,null,{"$error":"#DIV/0!"},null,null,null,null,null,{"$error":"#DIV/0!"}]
[null,null,1729,null,null,null,null,null,{"$error":"#DIV/0!"},null,null,null,null,null,{"$error":"#DIV/0!"},null,null,null,null,null,{"$error":"#DIV/0!"}]
[null,null,1730,null,null,null,null,null,{"$f":"IF(SUMPRODUCT(D1781:H1781,$Z$15:$AD$15/$H$20)=0,\"\",SUMPRODUCT(D1781:H1781,$Z$15:$AD$15/$H$20))","v":{"$error":"#DIV/0!"}},null,null,null,null,null,{"$f":"IF(SUMPRODUCT(J1781:N1781,$Z$22:$AD$22/$H$27)=0,\"\",SUMPRODUCT(J1781:N1781,$Z$22:$AD$22/$H$27))","v":{"$error":"#DIV/0!"}},null,null,null,null,null,{"$f":"IF(SUMPRODUCT(P1781:T1781,$Z$29:$AD$29/$H$34)=0,\"\",SUMPRODUCT(P1781:T1781,$Z$29:$AD$29/$H$34))","v":{"$error":"#DIV/0!"}}]
[null,null,1731,null,null,null,null,null,{"$error":"#DIV/0!"},null,null,null,null,null,{"$error":"#DIV/0!"},null,null,null,null,null,{"$error":"#DIV/0!"}]
[null,null,1732,null,null,null,null,null,{"$error":"#DIV/0!"},null,null,null,null,null,{"$error":"#DIV/0!"},null,null,null,null,null,{"$error":"#DIV/0!"}]
[null,null,1733,null,null,null,null,null,{"$error":"#DIV/0!"},null,null,null,null,null,{"$error":"#DIV/0!"},null,null,null,null,null,{"$error":"#DIV/0!"}]
[null,null,1734,null,null,null,null,null,{"$error":"#DIV/0!"},null,null,null,null,null,{"$error":"#DIV/0!"},null,null,null,null,null,{"$error":"#DIV/0!"}]
[null,null,1735,null,null,null,null,null,{"$error":"#DIV/0!"},null,null,null,null,null,{"$error":"#DIV/0!"},null,null,null,null,null,{"$error":"#DIV/0!"}]
[null,null,1736,null,null,null,null,null,{"$error":"#DIV/0!"},null,null,null,null,null,{"$error":"#DIV/0!"},null,null,null,null,null,{"$error":"#DIV/0!"}]
[null,null,1737,null,null,null,null,null,{"$error":"#DIV/0!"},null,null,null,null,null,{"$error":"#DIV/0!"},null,null,null,null,null,{"$error":"#DIV/0!"}]
[null,null,1738,null,null,null,null,null,{"$error":"#DIV/0!"},null,null,null,null,null,{"$error":"#DIV/0!"},null,null,null,null,null,{"$error":"#DIV/0!"}]
[null,null,1739,null,null,null,null,null,{"$error":"#DIV/0!"},null,null,null,null,null,{"$error":"#DIV/0!"},null,null,null,null,null,{"$error":"#DIV/0!"}]
[null,null,1740,null,null,null,null,null,{"$error":"#DIV/0!"},null,null,null,null,null,{"$error":"#DIV/0!"},null,null,null,null,null,{"$error":"#DIV/0!"}]
[null,null,1741,null,null,null,null,null,{"$error":"#DIV/0!"},null,null,null,null,null,{"$error":"#DIV/0!"},null,null,null,null,null,{"$error":"#DIV/0!"}]
[null,null,1742,null,null,null,null,null,{"$error":"#DIV/0!"},null,null,null,null,null,{"$error":"#DIV/0!"},null,null,null,null,null,{"$error":"#DIV/0!"}]
[null,null,1743,null,null,null,null,null,{"$error":"#DIV/0!"},null,null,null,null,null,{"$error":"#DIV/0!"},null,null,null,null,null,{"$error":"#DIV/0!"}]
[null,null,1744,null,null,null,null,null,{"$error":"#DIV/0!"},null,null,null,null,null,{"$error":"#DIV/0!"},null,null,null,null,null,{"$error":"#DIV/0!"}]
[null,null,1745,null,null,null,null,null,{"$error":"#DIV/0!"},null,null,null,null,null,{"$error":"#DIV/0!"},null,null,null,null,null,{"$error":"#DIV/0!"}]
[null,null,1746,null,null,null,null,null,{"$error":"#DIV/0!"},null,null,null,null,null,{"$error":"#DIV/0!"},null,null,null,null,null,{"$error":"#DIV/0!"}]
[null,null,1747,null,null,null,null,null,{"$error":"#DIV/0!"},null,null,null,null,null,{"$error":"#DIV/0!"},null,null,null,null,null,{"$error":"#DIV/0!"}]
[null,null,1748,null,null,null,null,null,{"$error":"#DIV/0!"},null,null,null,null,null,{"$error":"#DIV/0!"},null,null,null,null,null,{"$error":"#DIV/0!"}]
[null,null,1749,null,null,null,null,null,{"$error":"#DIV/0!"},null,null,null,null,null,{"$error":"#DIV/0!"},null,null,null,null,null,{"$error":"#DIV/0!"}]
[null,null,1750,null,null,null,null,null,{"$error":"#DIV/0!"},null,null,null,null,null,{"$error":"#DIV/0!"},null,null,null,null,null,{"$error":"#DIV/0!"}]
[null,null,1751,null,null,null,null,null,{"$error":"#DIV/0!"},null,null,null,null,null,{"$error":"#DIV/0!"},null,null,null,null,null,{"$error":"#DIV/0!"}]
[null,null,1752,null,null,null,null,null,{"$error":"#DIV/0!"},null,null,null,null,null,{"$error":"#DIV/0!"},null,null,null,null,null,{"$error":"#DIV/0!"}]
[null,null,1753,null,null,null,null,null,{"$error":"#DIV/0!"},null,null,null,null,null,{"$error":"#DIV/0!"},null,null,null,null,null,{"$error":"#DIV/0!"}]
[null,null,1754,null,null,null,null,null,{"$error":"#DIV/0!"},null,null,null,null,null,{"$error":"#DIV/0!"},null,null,null,null,null,{"$error":"#DIV/0!"}]
[null,null,1755,null,null,null,null,null,{"$error":"#DIV/0!"},null,null,null,null,null,{"$error":"#DIV/0!"},null,null,null,null,null,{"$error":"#DIV/0!"}]
[null,null,1756,null,null,null,null,null,{"$error":"#DIV/0!"},null,null,null,null,null,{"$error":"#DIV/0!"},null,null,null,null,null,{"$error":"#DIV/0!"}]
[null,null,1757,null,null,null,null,null,{"$error":"#DIV/0!"},null,null,null,null,null,{"$error":"#DIV/0!"},null,null,null,null,null,{"$error":"#DIV/0!"}]
[null,null,1758,null,null,null,null,null,{"$error":"#DIV/0!"},null,null,null,null,null,{"$error":"#DIV/0!"},null,null,null,null,null,{"$error":"#DIV/0!"}]
[null,null,1759,null,null,null,null,null,{"$error":"#DIV/0!"},null,null,null,null,null,{"$error":"#DIV/0!"},null,null,null,null,null,{"$error":"#DIV/0!"}]
[null,null,1760,null,null,null,null,null,{"$error":"#DIV/0!"},null,null,null,null,null,{"$error":"#DIV/0!"},null,null,null,null,null,{"$error":"#DIV/0!"}]
[null,null,1761,null,null,null,null,null,{"$error":"#DIV/0!"},null,null,null,null,null,{"$error":"#DIV/0!"},null,null,null,null,null,{"$error":"#DIV/0!"}]
[null,null,1762,null,null,null,null,null,{"$error":"#DIV/0!"},null,null,null,null,null,{"$error":"#DIV/0!"},null,null,null,null,null,{"$error":"#DIV/0!"}]
[null,null,1763,null,null,null,null,null,{"$error":"#DIV/0!"},null,null,null,null,null,{"$error":"#DIV/0!"},null,null,null,null,null,{"$error":"#DIV/0!"}]
[null,null,1764,null,null,null,null,null,{"$error":"#DIV/0!"},null,null,null,null,null,{"$error":"#DIV/0!"},null,null,null,null,null,{"$error":"#DIV/0!"}]
[null,null,1765,null,null,null,null,null,{"$error":"#DIV/0!"},null,null,null,null,null,{"$error":"#DIV/0!"},null,null,null,null,null,{"$error":"#DIV/0!"}]
[null,null,1766,null,null,null,null,null,{"$error":"#DIV/0!"},null,null,null,null,null,{"$error":"#DIV/0!"},null,null,null,null,null,{"$error":"#DIV/0!"}]
[null,null,1767,null,null,null,null,null,{"$error":"#DIV/0!"},null,null,null,null,null,{"$error":"#DIV/0!"},null,null,null,null,null,{"$error":"#DIV/0!"}]
[null,null,1768,null,null,null,null,null,{"$error":"#DIV/0!"},null,null,null,null,null,{"$error":"#DIV/0!"},null,null,null,null,null,{"$error":"#DIV/0!"}]
[null,null,1769,null,null,null,null,null,{"$error":"#DIV/0!"},null,null,null,null,null,{"$error":"#DIV/0!"},null,null,null,null,null,{"$error":"#DIV/0!"}]
[null,null,1770,null,null,null,null,null,{"$error":"#DIV/0!"},null,null,null,null,null,{"$error":"#DIV/0!"},null,null,null,null,null,{"$error":"#DIV/0!"}]
[null,null,1771,null,null,null,null,null,{"$error":"#DIV/0!"},null,null,null,null,null,{"$error":"#DIV/0!"},null,null,null,null,null,{"$error":"#DIV/0!"}]
[null,null,1772,null,null,null,null,null,{"$error":"#DIV/0!"},null,null,null,null,null,{"$error":"#DIV/0!"},null,null,null,null,null,{"$error":"#DIV/0!"}]
[null,null,1773,null,null,null,null,null,{"$error":"#DIV/0!"},null,null,null,null,null,{"$error":"#DIV/0!"},null,null,null,null,null,{"$error":"#DIV/0!"}]
[null,null,1774,null,null,null,null,null,{"$error":"#DIV/0!"},null,null,null,null,null,{"$error":"#DIV/0!"},null,null,null,null,null,{"$error":"#DIV/0!"}]
[null,null,1775,null,null,null,null,null,{"$error":"#DIV/0!"},null,null,null,null,null,{"$error":"#DIV/0!"},null,null,null,null,null,{"$error":"#DIV/0!"}]
[null,null,1776,null,null,null,null,null,{"$error":"#DIV/0!"},null,null,null,null,null,{"$error":"#DIV/0!"},null,null,null,null,null,{"$error":"#DIV/0!"}]
[null,null,1777,null,null,null,null,null,{"$error":"#DIV/0!"},null,null,null,null,null,{"$error":"#DIV/0!"},null,null,null,null,null,{"$error":"#DIV/0!"}]
[null,null,1778,null,null,null,null,null,{"$error":"#DIV/0!"},null,null,null,null,null,{"$error":"#DIV/0!"},null,null,null,null,null,{"$error":"#DIV/0!"}]
[null,null,1779,null,null,null,null,null,{"$error":"#DIV/0!"},null,null,null,null,null,{"$error":"#DIV/0!"},null,null,null,null,null,{"$error":"#DIV/0!"}]
[null,null,1780,null,null,null,null,null,{"$error":"#DIV/0!"},null,null,null,null,null,{"$error":"#DIV/0!"},null,null,null,null,null,{"$error":"#DIV/0!"}]
[null,null,1781,null,null,null,null,null,{"$error":"#DIV/0!"},null,null,null,null,null,{"$error":"#DIV/0!"},null,null,null,null,null,{"$error":"#DIV/0!"}]
[null,null,1782,null,null,null,null,null,{"$error":"#DIV/0!"},null,null,null,null,null,{"$error":"#DIV/0!"},null,null,null,null,null,{"$error":"#DIV/0!"}]
[null,null,1783,null,null,null,null,null,{"$error":"#DIV/0!"},null,null,null,null,null,{"$error":"#DIV/0!"},null,null,null,null,null,{"$error":"#DIV/0!"}]
[null,null,1784,null,null,null,null,null,{"$error":"#DIV/0!"},null,null,null,null,null,{"$error":"#DIV/0!"},null,null,null,null,null,{"$error":"#DIV/0!"}]
[null,null,1785,null,null,null,null,null,{"$error":"#DIV/0!"},null,null,null,null,null,{"$error":"#DIV/0!"},null,null,null,null,null,{"$error":"#DIV/0!"}]
[null,null,1786,null,null,null,null,null,{"$error":"#DIV/0!"},null,null,null,null,null,{"$error":"#DIV/0!"},null,null,null,null,null,{"$error":"#DIV/0!"}]
[null,null,1787,null,null,null,null,null,{"$error":"#DIV/0!"},null,null,null,null,null,{"$error":"#DIV/0!"},null,null,null,null,null,{"$error":"#DIV/0!"}]
[null,null,1788,null,null,null,null,null,{"$error":"#DIV/0!"},null,null,null,null,null,{"$error":"#DIV/0!"},null,null,null,null,null,{"$error":"#DIV/0!"}]
[null,null,1789,null,null,null,null,null,{"$error":"#DIV/0!"},null,null,null,null,null,{"$error":"#DIV/0!"},null,null,null,null,null,{"$error":"#DIV/0!"}]
[null,null,1790,null,null,null,null,null,{"$error":"#DIV/0!"},null,null,null,null,null,{"$error":"#DIV/0!"},null,null,null,null,null,{"$error":"#DIV/0!"}]
[null,null,1791,null,null,null,null,null,{"$error":"#DIV/0!"},null,null,null,null,null,{"$error":"#DIV/0!"},null,null,null,null,null,{"$error":"#DIV/0!"}]
[null,null,1792,null,null,null,null,null,{"$error":"#DIV/0!"},null,null,null,null,null,{"$error":"#DIV/0!"},null,null,null,null,null,{"$error":"#DIV/0!"}]
[null,null,1793,null,null,null,null,null,{"$error":"#DIV/0!"},null,null,null,null,null,{"$error":"#DIV/0!"},null,null,null,null,null,{"$error":"#DIV/0!"}]
[null,null,1794,null,null,null,null,null,{"$f":"IF(SUMPRODUCT(D1845:H1845,$Z$15:$AD$15/$H$20)=0,\"\",SUMPRODUCT(D1845:H1845,$Z$15:$AD$15/$H$20))","v":{"$error":"#DIV/0!"}},null,null,null,null,null,{"$f":"IF(SUMPRODUCT(J1845:N1845,$Z$22:$AD$22/$H$27)=0,\"\",SUMPRODUCT(J1845:N1845,$Z$22:$AD$22/$H$27))","v":{"$error":"#DIV/0!"}},null,null,null,null,null,{"$f":"IF(SUMPRODUCT(P1845:T1845,$Z$29:$AD$29/$H$34)=0,\"\",SUMPRODUCT(P1845:T1845,$Z$29:$AD$29/$H$34))","v":{"$error":"#DIV/0!"}}]
[null,null,1795,null,null,null,null,null,{"$error":"#DIV/0!"},null,null,null,null,null,{"$error":"#DIV/0!"},null,null,null,null,null,{"$error":"#DIV/0!"}]
[null,null,1796,null,null,null,null,null,{"$error":"#DIV/0!"},null,null,null,null,null,{"$error":"#DIV/0!"},null,null,null,null,null,{"$error":"#DIV/0!"}]
[null,null,1797,null,null,null,null,null,{"$error":"#DIV/0!"},null,null,null,null,null,{"$error":"#DIV/0!"},null,null,null,null,null,{"$error":"#DIV/0!"}]
[null,null,1798,null,null,null,null,null,{"$error":"#DIV/0!"},null,null,null,null,null,{"$error":"#DIV/0!"},null,null,null,null,null,{"$error":"#DIV/0!"}]
[null,null,1799,null,null,null,null,null,{"$error":"#DIV/0!"},null,null,null,null,null,{"$error":"#DIV/0!"},null,null,null,null,null,{"$error":"#DIV/0!"}]
[null,null,1800,null,null,null,null,null,{"$error":"#DIV/0!"},null,null,null,null,null,{"$error":"#DIV/0!"},null,null,null,null,null,{"$error":"#DIV/0!"}]
[null,null,1801,null,null,null,null,null,{"$error":"#DIV/0!"},null,null,null,null,null,{"$error":"#DIV/0!"},null,null,null,null,null,{"$error":"#DIV/0!"}]
[null,null,1802,null,null,null,null,null,{"$error":"#DIV/0!"},null,null,null,null,null,{"$error":"#DIV/0!"},null,null,null,null,null,{"$error":"#DIV/0!"}]
[null,null,1803,null,null,null,null,null,{"$error":"#DIV/0!"},null,null,null,null,null,{"$error":"#DIV/0!"},null,null,null,null,null,{"$error":"#DIV/0!"}]
[null,null,1804,null,null,null,null,null,{"$error":"#DIV/0!"},null,null,null,null,null,{"$error":"#DIV/0!"},null,null,null,null,null,{"$error":"#DIV/0!"}]
[null,null,1805,null,null,null,null,null,{"$error":"#DIV/0!"},null,null,null,null,null,{"$error":"#DIV/0!"},null,null,null,null,null,{"$error":"#DIV/0!"}]
[null,null,1806,null,null,null,null,null,{"$error":"#DIV/0!"},null,null,null,null,null,{"$error":"#DIV/0!"},null,null,null,null,null,{"$error":"#DIV/0!"}]
[null,null,1807,null,null,null,null,null,{"$error":"#DIV/0!"},null,null,null,null,null,{"$error":"#DIV/0!"},null,null,null,null,null,{"$error":"#DIV/0!"}]
[null,null,1808,null,null,null,null,null,{"$error":"#DIV/0!"},null,null,null,null,null,{"$error":"#DIV/0!"},null,null,null,null,null,{"$error":"#DIV/0!"}]
[null,null,1809,null,null,null,null,null,{"$error":"#DIV/0!"},null,null,null,null,null,{"$error":"#DIV/0!"},null,null,null,null,null,{"$error":"#DIV/0!"}]
[null,null,1810,null,null,null,null,null,{"$error":"#DIV/0!"},null,null,null,null,null,{"$error":"#DIV/0!"},null,null,null,null,null,{"$error":"#DIV/0!"}]
[null,null,1811,null,null,null,null,null,{"$error":"#DIV/0!"},null,null,null,null,null,{"$error":"#DIV/0!"},null,null,null,null,null,{"$error":"#DIV/0!"}]
[null,null,1812,null,null,null,null,null,{"$error":"#DIV/0!"},null,null,null,null,null,{"$error":"#DIV/0!"},null,null,null,null,null,{"$error":"#DIV/0!"}]
[null,null,1813,null,null,null,null,null,{"$error":"#DIV/0!"},null,null,null,null,null,{"$error":"#DIV/0!"},null,null,null,null,null,{"$error":"#DIV/0!"}]
[null,null,1814,null,null,null,null,null,{"$error":"#DIV/0!"},null,null,null,null,null,{"$error":"#DIV/0!"},null,null,null,null,null,{"$error":"#DIV/0!"}]
[null,null,1815,null,null,null,null,null,{"$error":"#DIV/0!"},null,null,null,null,null,{"$error":"#DIV/0!"},null,null,null,null,null,{"$error":"#DIV/0!"}]
[null,null,1816,null,null,null,null,null,{"$error":"#DIV/0!"},null,null,null,null,null,{"$error":"#DIV/0!"},null,null,null,null,null,{"$error":"#DIV/0!"}]
[null,null,1817,null,null,null,null,null,{"$error":"#DIV/0!"},null,null,null,null,null,{"$error":"#DIV/0!"},null,null,null,null,null,{"$error":"#DIV/0!"}]
[null,null,1818,null,null,null,null,null,{"$error":"#DIV/0!"},null,null,null,null,null,{"$error":"#DIV/0!"},null,null,null,null,null,{"$error":"#DIV/0!"}]
[null,null,1819,null,null,null,null,null,{"$error":"#DIV/0!"},null,null,null,null,null,{"$error":"#DIV/0!"},null,null,null,null,null,{"$error":"#DIV/0!"}]
[null,null,1820,null,null,null,null,null,{"$error":"#DIV/0!"},null,null,null,null,null,{"$error":"#DIV/0!"},null,null,null,null,null,{"$error":"#DIV/0!"}]
[null,null,1821,null,null,null,null,null,{"$error":"#DIV/0!"},null,null,null,null,null,{"$error":"#DIV/0!"},null,null,null,null,null,{"$error":"#DIV/0!"}]
[null,null,1822,null,null,null,null,null,{"$error":"#DIV/0!"},null,null,null,null,null,{"$error":"#DIV/0!"},null,null,null,null,null,{"$error":"#DIV/0!"}]
[null,null,1823,null,null,null,null,null,{"$error":"#DIV/0!"},null,null,null,null,null,{"$error":"#DIV/0!"},null,null,null,null,null,{"$error":"#DIV/0!"}]
[null,null,1824,null,null,null,null,null,{"$error":"#DIV/0!"},null,null,null,null,null,{"$error":"#DIV/0!"},null,null,null,null,null,{"$error":"#DIV/0!"}]
[null,null,1825,null,null,null,null,null,{"$error":"#DIV/0!"},null,null,null,null,null,{"$error":"#DIV/0!"},null,null,null,null,null,{"$error":"#DIV/0!"}]
[null,null,1826,null,null,null,null,null,{"$error":"#DIV/0!"},null,null,null,null,null,{"$error":"#DIV/0!"},null,null,null,null,null,{"$error":"#DIV/0!"}]
[null,null,1827,null,null,null,null,null,{"$error":"#DIV/0!"},null,null,null,null,null,{"$error":"#DIV/0!"},null,null,null,null,null,{"$error":"#DIV/0!"}]
[null,null,1828,null,null,null,null,null,{"$error":"#DIV/0!"},null,null,null,null,null,{"$error":"#DIV/0!"},null,null,null,null,null,{"$error":"#DIV/0!"}]
[null,null,1829,null,null,null,null,null,{"$error":"#DIV/0!"},null,null,null,null,null,{"$error":"#DIV/0!"},null,null,null,null,null,{"$error":"#DIV/0!"}]
[null,null,1830,null,null,null,null,null,{"$error":"#DIV/0!"},null,null,null,null,null,{"$error":"#DIV/0!"},null,null,null,null,null,{"$error":"#DIV/0!"}]
[null,null,1831,null,null,null,null,null,{"$error":"#DIV/0!"},null,null,null,null,null,{"$error":"#DIV/0!"},null,null,null,null,null,{"$error":"#DIV/0!"}]
[null,null,1832,null,null,null,null,null,{"$error":"#DIV/0!"},null,null,null,null,null,{"$error":"#DIV/0!"},null,null,null,null,null,{"$error":"#DIV/0!"}]
[null,null,1833,null,null,null,null,null,{"$error":"#DIV/0!"},null,null,null,null,null,{"$error":"#DIV/0!"},null,null,null,null,null,{"$error":"#DIV/0!"}]
[null,null,1834,null,null,null,null,null,{"$error":"#DIV/0!"},null,null,null,null,null,{"$error":"#DIV/0!"},null,null,null,null,null,{"$error":"#DIV/0!"}]
[null,null,1835,null,null,null,null,null,{"$error":"#DIV/0!"},null,null,null,null,null,{"$error":"#DIV/0!"},null,null,null,null,null,{"$error":"#DIV/0!"}]
[null,null,1836,null,null,null,null,null,{"$error":"#DIV/0!"},null,null,null,null,null,{"$error":"#DIV/0!"},null,null,null,null,null,{"$error":"#DIV/0!"}]
[null,null,1837,null,null,null,null,null,{"$error":"#DIV/0!"},null,null,null,null,null,{"$error":"#DIV/0!"},null,null,null,null,null,{"$error":"#DIV/0!"}]
[null,null,1838,null,null,null,null,null,{"$error":"#DIV/0!"},null,null,null,null,null,{"$error":"#DIV/0!"},null,null,null,null,null,{"$error":"#DIV/0!"}]
[null,null,1839,null,null,null,null,null,{"$error":"#DIV/0!"},null,null,null,null,null,{"$error":"#DIV/0!"},null,null,null,null,null,{"$error":"#DIV/0!"}]
[null,null,1840,null,null,null,null,null,{"$error":"#DIV/0!"},null,null,null,null,null,{"$error":"#DIV/0!"},null,null,null,null,null,{"$error":"#DIV/0!"}]
[null,null,1841,null,null,null,null,null,{"$error":"#DIV/0!"},null,null,null,null,null,{"$error":"#DIV/0!"},null,null,null,null,null,{"$error":"#DIV/0!"}]
[null,null,1842,null,null,null,null,null,{"$error":"#DIV/0!"},null,null,null,null,null,{"$error":"#DIV/0!"},null,null,null,null,null,{"$error":"#DIV/0!"}]
[null,null,1843,null,null,null,null,null,{"$error":"#DIV/0!"},null,null,null,null,null,{"$error":"#DIV/0!"},null,null,null,null,null,{"$error":"#DIV/0!"}]
[null,null,1844,null,null,null,null,null,{"$error":"#DIV/0!"},null,null,null,null,null,{"$error":"#DIV/0!"},null,null,null,null,null,{"$error":"#DIV/0!"}]
[null,null,1845,null,null,null,null,null,{"$error":"#DIV/0!"},null,null,null,null,null,{"$error":"#DIV/0!"},null,null,null,null,null,{"$error":"#DIV/0!"}]
[null,null,1846,null,null,null,null,null,{"$error":"#DIV/0!"},null,null,null,null,null,{"$error":"#DIV/0!"},null,null,null,null,null,{"$error":"#DIV/0!"}]
[null,null,1847,null,null,null,null,null,{"$error":"#DIV/0!"},null,null,null,null,null,{"$error":"#DIV/0!"},null,null,null,null,null,{"$error":"#DIV/0!"}]
[null,null,1848,null,null,null,null,null,{"$error":"#DIV/0!"},null,null,null,null,null,{"$error":"#DIV/0!"},null,null,null,null,null,{"$error":"#DIV/0!"}]
[null,null,1849,null,null,null,null,null,{"$error":"#DIV/0!"},null,null,null,null,null,{"$error":"#DIV/0!"},null,null,null,null,null,{"$error":"#DIV/0!"}]
[null,null,1850,null,null,null,null,null,{"$error":"#DIV/0!"},null,null,null,null,null,{"$error":"#DIV/0!"},null,null,null,null,null,{"$error":"#DIV/0!"}]
[null,null,1851,null,null,null,null,null,{"$error":"#DIV/0!"},null,null,null,null,null,{"$error":"#DIV/0!"},null,null,null,null,null,{"$error":"#DIV/0!"}]
[null,null,1852,null,null,null,null,null,{"$error":"#DIV/0!"},null,null,null,null,null,{"$error":"#DIV/0!"},null,null,null,null,null,{"$error":"#DIV/0!"}]
[null,null,1853,null,null,null,null,null,{"$error":"#DIV/0!"},null,null,null,null,null,{"$error":"#DIV/0!"},null,null,null,null,null,{"$error":"#DIV/0!"}]
[null,null,1854,null,null,null,null,null,{"$error":"#DIV/0!"},null,null,null,null,null,{"$error":"#DIV/0!"},null,null,null,null,null,{"$error":"#DIV/0!"}]
[null,null,1855,null,null,null,null,null,{"$error":"#DIV/0!"},null,null,null,null,null,{"$error":"#DIV/0!"},null,null,null,null,null,{"$error":"#DIV/0!"}]
[null,null,1856,null,null,null,null,null,{"$error":"#DIV/0!"},null,null,null,null,null,{"$error":"#DIV/0!"},null,null,null,null,null,{"$error":"#DIV/0!"}]
[null,null,1857,null,null,null,null,null,{"$error":"#DIV/0!"},null,null,null,null,null,{"$error":"#DIV/0!"},null,null,null,null,null,{"$error":"#DIV/0!"}]
[null,null,1858,null,null,null,null,null,{"$f":"IF(SUMPRODUCT(D1909:H1909,$Z$15:$AD$15/$H$20)=0,\"\",SUMPRODUCT(D1909:H1909,$Z$15:$AD$15/$H$20))","v":{"$error":"#DIV/0!"}},null,null,null,null,null,{"$f":"IF(SUMPRODUCT(J1909:N1909,$Z$22:$AD$22/$H$27)=0,\"\",SUMPRODUCT(J1909:N1909,$Z$22:$AD$22/$H$27))","v":{"$error":"#DIV/0!"}},null,null,null,null,null,{"$f":"IF(SUMPRODUCT(P1909:T1909,$Z$29:$AD$29/$H$34)=0,\"\",SUMPRODUCT(P1909:T1909,$Z$29:$AD$29/$H$34))","v":{"$error":"#DIV/0!"}}]
[null,null,1859,null,null,null,null,null,{"$error":"#DIV/0!"},null,null,null,null,null,{"$error":"#DIV/0!"},null,null,null,null,null,{"$error":"#DIV/0!"}]
[null,null,1860,null,null,null,null,null,{"$error":"#DIV/0!"},null,null,null,null,null,{"$error":"#DIV/0!"},null,null,null,null,null,{"$error":"#DIV/0!"}]
[null,null,1861,null,null,null,null,null,{"$error":"#DIV/0!"},null,null,null,null,null,{"$error":"#DIV/0!"},null,null,null,null,null,{"$error":"#DIV/0!"}]
[null,null,1862,null,null,null,null,null,{"$error":"#DIV/0!"},null,null,null,null,null,{"$error":"#DIV/0!"},null,null,null,null,null,{"$error":"#DIV/0!"}]
[null,null,1863,null,null,null,null,null,{"$error":"#DIV/0!"},null,null,null,null,null,{"$error":"#DIV/0!"},null,null,null,null,null,{"$error":"#DIV/0!"}]
[null,null,1864,null,null,null,null,null,{"$error":"#DIV/0!"},null,null,null,null,null,{"$error":"#DIV/0!"},null,null,null,null,null,{"$error":"#DIV/0!"}]
[null,null,1865,null,null,null,null,null,{"$error":"#DIV/0!"},null,null,null,null,null,{"$error":"#DIV/0!"},null,null,null,null,null,{"$error":"#DIV/0!"}]
[null,null,1866,null,null,null,null,null,{"$error":"#DIV/0!"},null,null,null,null,null,{"$error":"#DIV/0!"},null,null,null,null,null,{"$error":"#DIV/0!"}]
[null,null,1867,null,null,null,null,null,{"$error":"#DIV/0!"},null,null,null,null,null,{"$error":"#DIV/0!"},null,null,null,null,null,{"$error":"#DIV/0!"}]
[null,null,1868,null,null,null,null,null,{"$error":"#DIV/0!"},null,null,null,null,null,{"$error":"#DIV/0!"},null,null,null,null,null,{"$error":"#DIV/0!"}]
[null,null,1869,null,null,null,null,null,{"$error":"#DIV/0!"},null,null,null,null,null,{"$error":"#DIV/0!"},null,null,null,null,null,{"$error":"#DIV/0!"}]
[null,null,1870,null,null,null,null,null,{"$error":"#DIV/0!"},null,null,null,null,null,{"$error":"#DIV/0!"},null,null,null,null,null,{"$error":"#DIV/0!"}]
[null,null,1871,null,null,null,null,null,{"$error":"#DIV/0!"},null,null,null,null,null,{"$error":"#DIV/0!"},null,null,null,null,null,{"$error":"#DIV/0!"}]
[null,null,1872,null,null,null,null,null,{"$error":"#DIV/0!"},null,null,null,null,null,{"$error":"#DIV/0!"},null,null,null,null,null,{"$error":"#DIV/0!"}]
[null,null,1873,null,null,null,null,null,{"$error":"#DIV/0!"},null,null,null,null,null,{"$error":"#DIV/0!"},null,null,null,null,null,{"$error":"#DIV/0!"}]
[null,null,1874,null,null,null,null,null,{"$error":"#DIV/0!"},null,null,null,null,null,{"$error":"#DIV/0!"},null,null,null,null,null,{"$error":"#DIV/0!"}]
[null,null,1875,null,null,null,null,null,{"$error":"#DIV/0!"},null,null,null,null,null,{"$error":"#DIV/0!"},null,null,null,null,null,{"$error":"#DIV/0!"}]
[null,null,1876,null,null,null,null,null,{"$error":"#DIV/0!"},null,null,null,null,null,{"$error":"#DIV/0!"},null,null,null,null,null,{"$error":"#DIV/0!"}]
[null,null,1877,null,null,null,null,null,{"$error":"#DIV/0!"},null,null,null,null,null,{"$error":"#DIV/0!"},null,null,null,null,null,{"$error":"#DIV/0!"}]
[null,null,1878,null,null,null,null,null,{"$error":"#DIV/0!"},null,null,null,null,null,{"$error":"#DIV/0!"},null,null,null,null,null,{"$error":"#DIV/0!"}]
[null,null,1879,null,null,null,null,null,{"$error":"#DIV/0!"},null,null,null,null,null,{"$error":"#DIV/0!"},null,null,null,null,null,{"$error":"#DIV/0!"}]
[null,null,1880,null,null,null,null,null,{"$error":"#DIV/0!"},null,null,null,null,null,{"$error":"#DIV/0!"},null,null,null,null,null,{"$error":"#DIV/0!"}]
[null,null,1881,null,null,null,null,null,{"$error":"#DIV/0!"},null,null,null,null,null,{"$error":"#DIV/0!"},null,null,null,null,null,{"$error":"#DIV/0!"}]
[null,null,1882,null,null,null,null,null,{"$error":"#DIV/0!"},null,null,null,null,null,{"$error":"#DIV/0!"},null,null,null,null,null,{"$error":"#DIV/0!"}]
[null,null,1883,null,null,null,null,null,{"$error":"#DIV/0!"},null,null,null,null,null,{"$error":"#DIV/0!"},null,null,null,null,null,{"$error":"#DIV/0!"}]
[null,null,1884,null,null,null,null,null,{"$error":"#DIV/0!"},null,null,null,null,null,{"$error":"#DIV/0!"},null,null,null,null,null,{"$error":"#DIV/0!"}]
[null,null,1885,null,null,null,null,null,{"$error":"#DIV/0!"},null,null,null,null,null,{"$error":"#DIV/0!"},null,null,null,null,null,{"$error":"#DIV/0!"}]
[null,null,1886,null,null,null,null,null,{"$error":"#DIV/0!"},null,null,null,null,null,{"$error":"#DIV/0!"},null,null,null,null,null,{"$error":"#DIV/0!"}]
[null,null,1887,null,null,null,null,null,{"$error":"#DIV/0!"},null,null,null,null,null,{"$error":"#DIV/0!"},null,null,null,null,null,{"$error":"#DIV/0!"}]
[null,null,1888,null,null,null,null,null,{"$error":"#DIV/0!"},null,null,null,null,null,{"$error":"#DIV/0!"},null,null,null,null,null,{"$error":"#DIV/0!"}]
[null,null,1889,null,null,null,null,null,{"$error":"#DIV/0!"},null,null,null,null,null,{"$error":"#DIV/0!"},null,null,null,null,null,{"$error":"#DIV/0!"}]
[null,null,1890,null,null,null,null,null,{"$error":"#DIV/0!"},null,null,null,null,null,{"$error":"#DIV/0!"},null,null,null,null,null,{"$error":"#DIV/0!"}]
[null,null,1891,null,null,null,null,null,{"$error":"#DIV/0!"},null,null,null,null,null,{"$error":"#DIV/0!"},null,null,null,null,null,{"$error":"#DIV/0!"}]
[null,null,1892,null,null,null,null,null,{"$error":"#DIV/0!"},null,null,null,null,null,{"$error":"#DIV/0!"},null,null,null,null,null,{"$error":"#DIV/0!"}]
[null,null,1893,null,null,null,null,null,{"$error":"#DIV/0!"},null,null,null,null,null,{"$error":"#DIV/0!"},null,null,null,null,null,{"$error":"#DIV/0!"}]
[null,null,1894,null,null,null,null,null,{"$error":"#DIV/0!"},null,null,null,null,null,{"$error":"#DIV/0!"},null,null,null,null,null,{"$error":"#DIV/0!"}]
[null,null,1895,null,null,null,null,null,{"$error":"#DIV/0!"},null,null,null,null,null,{"$error":"#DIV/0!"},null,null,null,null,null,{"$error":"#DIV/0!"}]
[null,null,1896,null,null,null,null,null,{"$error":"#DIV/0!"},null,null,null,null,null,{"$error":"#DIV/0!"},null,null,null,null,null,{"$error":"#DIV/0!"}]
[null,null,1897,null,null,null,null,null,{"$error":"#DIV/0!"},null,null,null,null,null,{"$error":"#DIV/0!"},null,null,null,null,null,{"$error":"#DIV/0!"}]
[null,null,1898,null,null,null,null,null,{"$error":"#DIV/0!"},null,null,null,null,null,{"$error":"#DIV/0!"},null,null,null,null,null,{"$error":"#DIV/0!"}]
[null,null,1899,null,null,null,null,null,{"$error":"#DIV/0!"},null,null,null,null,null,{"$error":"#DIV/0!"},null,null,null,null,null,{"$error":"#DIV/0!"}]
[null,null,1900,null,null,null,null,null,{"$error":"#DIV/0!"},null,null,null,null,null,{"$error":"#DIV/0!"},null,null,null,null,null,{"$error":"#DIV/0!"}]
[null,null,1901,null,null,null,null,null,{"$error":"#DIV/0!"},null,null,null,null,null,{"$error":"#DIV/0!"},null,null,null,null,null,{"$error":"#DIV/0!"}]
[null,null,1902,null,null,null,null,null,{"$error":"#DIV/0!"},null,null,null,null,null,{"$error":"#DIV/0!"},null,null,null,null,null,{"$error":"#DIV/0!"}]
[null,null,1903,null,null,null,null,null,{"$error":"#DIV/0!"},null,null,null,null,null,{"$error":"#DIV/0!"},null,null,null,null,null,{"$error":"#DIV/0!"}]
[null,null,1904,null,null,null,null,null,{"$error":"#DIV/0!"},null,null,null,null,null,{"$error":"#DIV/0!"},null,null,null,null,null,{"$error":"#DIV/0!"}]
[null,null,1905,null,null,null,null,null,{"$error":"#DIV/0!"},null,null,null,null,null,{"$error":"#DIV/0!"},null,null,null,null,null,{"$error":"#DIV/0!"}]
[null,null,1906,null,null,null,null,null,{"$error":"#DIV/0!"},null,null,null,null,null,{"$error":"#DIV/0!"},null,null,null,null,null,{"$error":"#DIV/0!"}]
[null,null,1907,null,null,null,null,null,{"$error":"#DIV/0!"},null,null,null,null,null,{"$error":"#DIV/0!"},null,null,null,null,null,{"$error":"#DIV/0!"}]
[null,null,1908,null,null,null,null,null,{"$error":"#DIV/0!"},null,null,null,null,null,{"$error":"#DIV/0!"},null,null,null,null,null,{"$error":"#DIV/0!"}]
[null,null,1909,null,null,null,null,null,{"$error":"#DIV/0!"},null,null,null,null,null,{"$error":"#DIV/0!"},null,null,null,null,null,{"$error":"#DIV/0!"}]
[null,null,1910,null,null,null,null,null,{"$error":"#DIV/0!"},null,null,null,null,null,{"$error":"#DIV/0!"},null,null,null,null,null,{"$error":"#DIV/0!"}]
[null,null,1911,null,null,null,null,null,{"$error":"#DIV/0!"},null,null,null,null,null,{"$error":"#DIV/0!"},null,null,null,null,null,{"$error":"#DIV/0!"}]
[null,null,1912,null,null,null,null,null,{"$error":"#DIV/0!"},null,null,null,null,null,{"$error":"#DIV/0!"},null,null,null,null,null,{"$error":"#DIV/0!"}]
[null,null,1913,null,null,null,null,null,{"$error":"#DIV/0!"},null,null,null,null,null,{"$error":"#DIV/0!"},null,null,null,null,null,{"$error":"#DIV/0!"}]
[null,null,1914,null,null,null,null,null,{"$error":"#DIV/0!"},null,null,null,null,null,{"$error":"#DIV/0!"},null,null,null,null,null,{"$error":"#DIV/0!"}]
[null,null,1915,null,null,null,null,null,{"$error":"#DIV/0!"},null,null,null,null,null,{"$error":"#DIV/0!"},null,null,null,null,null,{"$error":"#DIV/0!"}]
[null,null,1916,null,null,null,null,null,{"$error":"#DIV/0!"},null,null,null,null,null,{"$error":"#DIV/0!"},null,null,null,null,null,{"$error":"#DIV/0!"}]
[null,null,1917,null,null,null,null,null,{"$error":"#DIV/0!"},null,null,null,null,null,{"$error":"#DIV/0!"},null,null,null,null,null,{"$error":"#DIV/0!"}]
[null,null,1918,null,null,null,null,null,{"$error":"#DIV/0!"},null,null,null,null,null,{"$error":"#DIV/0!"},null,null,null,null,null,{"$error":"#DIV/0!"}]
[null,null,1919,null,null,null,null,null,{"$error":"#DIV/0!"},null,null,null,null,null,{"$error":"#DIV/0!"},null,null,null,null,null,{"$error":"#DIV/0!"}]
[null,null,1920,null,null,null,null,null,{"$error":"#DIV/0!"},null,null,null,null,null,{"$error":"#DIV/0!"},null,null,null,null,null,{"$error":"#DIV/0!"}]
[null,null,1921,null,null,null,null,null,{"$error":"#DIV/0!"},null,null,null,null,null,{"$error":"#DIV/0!"},null,null,null,null,null,{"$error":"#DIV/0!"}]
[null,null,1922,null,null,null,null,null,{"$f":"IF(SUMPRODUCT(D1973:H1973,$Z$15:$AD$15/$H$20)=0,\"\",SUMPRODUCT(D1973:H1973,$Z$15:$AD$15/$H$20))","v":{"$error":"#DIV/0!"}},null,null,null,null,null,{"$f":"IF(SUMPRODUCT(J1973:N1973,$Z$22:$AD$22/$H$27)=0,\"\",SUMPRODUCT(J1973:N1973,$Z$22:$AD$22/$H$27))","v":{"$error":"#DIV/0!"}},null,null,null,null,null,{"$f":"IF(SUMPRODUCT(P1973:T1973,$Z$29:$AD$29/$H$34)=0,\"\",SUMPRODUCT(P1973:T1973,$Z$29:$AD$29/$H$34))","v":{"$error":"#DIV/0!"}}]
[null,null,1923,null,null,null,null,null,{"$error":"#DIV/0!"},null,null,null,null,null,{"$error":"#DIV/0!"},null,null,null,null,null,{"$error":"#DIV/0!"}]
[null,null,1924,null,null,null,null,null,{"$error":"#DIV/0!"},null,null,null,null,null,{"$error":"#DIV/0!"},null,null,null,null,null,{"$error":"#DIV/0!"}]
[null,null,1925,null,null,null,null,null,{"$error":"#DIV/0!"},null,null,null,null,null,{"$error":"#DIV/0!"},null,null,null,null,null,{"$error":"#DIV/0!"}]
[null,null,1926,null,null,null,null,null,{"$error":"#DIV/0!"},null,null,null,null,null,{"$error":"#DIV/0!"},null,null,null,null,null,{"$error":"#DIV/0!"}]
[null,null,1927,null,null,null,null,null,{"$error":"#DIV/0!"},null,null,null,null,null,{"$error":"#DIV/0!"},null,null,null,null,null,{"$error":"#DIV/0!"}]
[null,null,1928,null,null,null,null,null,{"$error":"#DIV/0!"},null,null,null,null,null,{"$error":"#DIV/0!"},null,null,null,null,null,{"$error":"#DIV/0!"}]
[null,null,1929,null,null,null,null,null,{"$error":"#DIV/0!"},null,null,null,null,null,{"$error":"#DIV/0!"},null,null,null,null,null,{"$error":"#DIV/0!"}]
[null,null,1930,null,null,null,null,null,{"$error":"#DIV/0!"},null,null,null,null,null,{"$error":"#DIV/0!"},null,null,null,null,null,{"$error":"#DIV/0!"}]
[null,null,1931,null,null,null,null,null,{"$error":"#DIV/0!"},null,null,null,null,null,{"$error":"#DIV/0!"},null,null,null,null,null,{"$error":"#DIV/0!"}]
[null,null,1932,null,null,null,null,null,{"$error":"#DIV/0!"},null,null,null,null,null,{"$error":"#DIV/0!"},null,null,null,null,null,{"$error":"#DIV/0!"}]
[null,null,1933,null,null,null,null,null,{"$error":"#DIV/0!"},null,null,null,null,null,{"$error":"#DIV/0!"},null,null,null,null,null,{"$error":"#DIV/0!"}]
[null,null,1934,null,null,null,null,null,{"$error":"#DIV/0!"},null,null,null,null,null,{"$error":"#DIV/0!"},null,null,null,null,null,{"$error":"#DIV/0!"}]
[null,null,1935,null,null,null,null,null,{"$error":"#DIV/0!"},null,null,null,null,null,{"$error":"#DIV/0!"},null,null,null,null,null,{"$error":"#DIV/0!"}]
[null,null,1936,null,null,null,null,null,{"$error":"#DIV/0!"},null,null,null,null,null,{"$error":"#DIV/0!"},null,null,null,null,null,{"$error":"#DIV/0!"}]
[null,null,1937,null,null,null,null,null,{"$error":"#DIV/0!"},null,null,null,null,null,{"$error":"#DIV/0!"},null,null,null,null,null,{"$error":"#DIV/0!"}]
[null,null,1938,null,null,null,null,null,{"$error":"#DIV/0!"},null,null,null,null,null,{"$error":"#DIV/0!"},null,null,null,null,null,{"$error":"#DIV/0!"}]
[null,null,1939,null,null,null,null,null,{"$error":"#DIV/0!"},null,null,null,null,null,{"$error":"#DIV/0!"},null,null,null,null,null,{"$error":"#DIV/0!"}]
[null,null,1940,null,null,null,null,null,{"$error":"#DIV/0!"},null,null,null,null,null,{"$error":"#DIV/0!"},null,null,null,null,null,{"$error":"#DIV/0!"}]
[null,null,1941,null,null,null,null,null,{"$error":"#DIV/0!"},null,null,null,null,null,{"$error":"#DIV/0!"},null,null,null,null,null,{"$error":"#DIV/0!"}]
[null,null,1942,null,null,null,null,null,{"$error":"#DIV/0!"},null,null,null,null,null,{"$error":"#DIV/0!"},null,null,null,null,null,{"$error":"#DIV/0!"}]
[null,null,1943,null,null,null,null,null,{"$error":"#DIV/0!"},null,null,null,null,null,{"$error":"#DIV/0!"},null,null,null,null,null,{"$error":"#DIV/0!"}]
[null,null,1944,null,null,null,null,null,{"$error":"#DIV/0!"},null,null,null,null,null,{"$error":"#DIV/0!"},null,null,null,null,null,{"$error":"#DIV/0!"}]
[null,null,1945,null,null,null,null,null,{"$error":"#DIV/0!"},null,null,null,null,null,{"$error":"#DIV/0!"},null,null,null,null,null,{"$error":"#DIV/0!"}]
[null,null,1946,null,null,null,null,null,{"$error":"#DIV/0!"},null,null,null,null,null,{"$error":"#DIV/0!"},null,null,null,null,null,{"$error":"#DIV/0!"}]
[null,null,1947,null,null,null,null,null,{"$error":"#DIV/0!"},null,null,null,null,null,{"$error":"#DIV/0!"},null,null,null,null,null,{"$error":"#DIV/0!"}]
[null,null,1948,null,null,null,null,null,{"$error":"#DIV/0!"},null,null,null,null,null,{"$error":"#DIV/0!"},null,null,null,null,null,{"$error":"#DIV/0!"}]
[null,null,1949,null,null,null,null,null,{"$error":"#DIV/0!"},null,null,null,null,null,{"$error":"#DIV/0!"},null,null,null,null,null,{"$error":"#DIV/0!"}]
[null,null,1950,null,null,null,null,null,{"$error":"#DIV/0!"},null,null,null,null,null,{"$error":"#DIV/0!"},null,null,null,null,null,{"$error":"#DIV/0!"}]
[null,null,1954,null,null,null,null,null,{"$error":"#DIV/0!"},null,null,null,null,null,{"$error":"#DIV/0!"},null,null,null,null,null,{"$error":"#DIV/0!"}]
[null,null,1957,null,null,null,null,null,{"$error":"#DIV/0!"},null,null,null,null,null,{"$error":"#DIV/0!"},null,null,null,null,null,{"$error":"#DIV/0!"}]
[null,null,1961,null,null,null,null,null,{"$error":"#DIV/0!"},null,null,null,null,null,{"$error":"#DIV/0!"},null,null,null,null,null,{"$error":"#DIV/0!"}]
[null,null,1964,null,null,null,null,null,{"$error":"#DIV/0!"},null,null,null,null,null,{"$error":"#DIV/0!"},null,null,null,null,null,{"$error":"#DIV/0!"}]
[null,null,1967,null,null,null,null,null,{"$error":"#DIV/0!"},null,null,null,null,null,{"$error":"#DIV/0!"},null,null,null,null,null,{"$error":"#DIV/0!"}]
[null,null,1971,null,null,null,null,null,{"$error":"#DIV/0!"},null,null,null,null,null,{"$error":"#DIV/0!"},null,null,null,null,null,{"$error":"#DIV/0!"}]
[null,null,1972,null,null,null,null,null,{"$error":"#DIV/0!"},null,null,null,null,null,{"$error":"#DIV/0!"},null,null,null,null,null,{"$error":"#DIV/0!"}]
[null,null,1976,null,null,null,null,null,{"$error":"#DIV/0!"},null,null,null,null,null,{"$error":"#DIV/0!"},null,null,null,null,null,{"$error":"#DIV/0!"}]
[null,null,1979,null,null,null,null,null,{"$error":"#DIV/0!"},null,null,null,null,null,{"$error":"#DIV/0!"},null,null,null,null,null,{"$error":"#DIV/0!"}]
[null,null,1982,null,null,null,null,null,{"$error":"#DIV/0!"},null,null,null,null,null,{"$error":"#DIV/0!"},null,null,null,null,null,{"$error":"#DIV/0!"}]
[null,null,1986,null,null,null,null,null,{"$f":"IF(SUMPRODUCT(D2037:H2037,$Z$15:$AD$15/$H$20)=0,\"\",SUMPRODUCT(D2037:H2037,$Z$15:$AD$15/$H$20))","v":{"$error":"#DIV/0!"}},null,null,null,null,null,{"$f":"IF(SUMPRODUCT(J2037:N2037,$Z$22:$AD$22/$H$27)=0,\"\",SUMPRODUCT(J2037:N2037,$Z$22:$AD$22/$H$27))","v":{"$error":"#DIV/0!"}},null,null,null,null,null,{"$f":"IF(SUMPRODUCT(P2037:T2037,$Z$29:$AD$29/$H$34)=0,\"\",SUMPRODUCT(P2037:T2037,$Z$29:$AD$29/$H$34))","v":{"$error":"#DIV/0!"}}]
[null,null,1988,null,null,null,null,null,{"$error":"#DIV/0!"},null,null,null,null,null,{"$error":"#DIV/0!"},null,null,null,null,null,{"$error":"#DIV/0!"}]
[null,null,1993,null,null,null,null,null,{"$error":"#DIV/0!"},null,null,null,null,null,{"$error":"#DIV/0!"},null,null,null,null,null,{"$error":"#DIV/0!"}]
[null,null,1994,null,null,null,null,null,{"$error":"#DIV/0!"},null,null,null,null,null,{"$error":"#DIV/0!"},null,null,null,null,null,{"$error":"#DIV/0!"}]
[null,null,1997,null,null,null,null,null,{"$error":"#DIV/0!"},null,null,null,null,null,{"$error":"#DIV/0!"},null,null,null,null,null,{"$error":"#DIV/0!"}]
[null,null,2001,null,null,null,null,null,{"$error":"#DIV/0!"},null,null,null,null,null,{"$error":"#DIV/0!"},null,null,null,null,null,{"$error":"#DIV/0!"}]
[null,null,2004,null,null,null,null,null,{"$error":"#DIV/0!"},null,null,null,null,null,{"$error":"#DIV/0!"},null,null,null,null,null,{"$error":"#DIV/0!"}]
[null,null,2007,null,null,null,null,null,{"$error":"#DIV/0!"},null,null,null,null,null,{"$error":"#DIV/0!"},null,null,null,null,null,{"$error":"#DIV/0!"}]
[null,null,2009,null,null,null,null,null,{"$error":"#DIV/0!"},null,null,null,null,null,{"$error":"#DIV/0!"},null,null,null,null,null,{"$error":"#DIV/0!"}]
[null,null,2015,null,null,null,null,null,{"$error":"#DIV/0!"},null,null,null,null,null,{"$error":"#DIV/0!"},null,null,null,null,null,{"$error":"#DIV/0!"}]
[null,null,2016,null,null,null,null,null,{"$error":"#DIV/0!"},null,null,null,null,null,{"$error":"#DIV/0!"},null,null,null,null,null,{"$error":"#DIV/0!"}]
[null,null,2019,null,null,null,null,null,{"$error":"#DIV/0!"},null,null,null,null,null,{"$error":"#DIV/0!"},null,null,null,null,null,{"$error":"#DIV/0!"}]
[null,null,2022,null,null,null,null,null,{"$error":"#DIV/0!"},null,null,null,null,null,{"$error":"#DIV/0!"},null,null,null,null,null,{"$error":"#DIV/0!"}]
[null,null,2026,null,null,null,null,null,{"$error":"#DIV/0!"},null,null,null,null,null,{"$error":"#DIV/0!"},null,null,null,null,null,{"$error":"#DIV/0!"}]
[null,null,2030,null,null,null,null,null,{"$error":"#DIV/0!"},null,null,null,null,null,{"$error":"#DIV/0!"},null,null,null,null,null,{"$error":"#DIV/0!"}]
[null,null,2033,null,null,null,null,null,{"$error":"#DIV/0!"},null,null,null,null,null,{"$error":"#DIV/0!"},null,null,null,null,null,{"$error":"#DIV/0!"}]
[null,null,2037,null,null,null,null,null,{"$error":"#DIV/0!"},null,null,null,null,null,{"$error":"#DIV/0!"},null,null,null,null,null,{"$error":"#DIV/0!"}]
[null,null,2040,null,null,null,null,null,{"$error":"#DIV/0!"},null,null,null,null,null,{"$error":"#DIV/0!"},null,null,null,null,null,{"$error":"#DIV/0!"}]
[null,null,2041,null,null,null,null,null,{"$error":"#DIV/0!"},null,null,null,null,null,{"$error":"#DIV/0!"},null,null,null,null,null,{"$error":"#DIV/0!"}]
[null,null,2044,null,null,null,null,null,{"$error":"#DIV/0!"},null,null,null,null,null,{"$error":"#DIV/0!"},null,null,null,null,null,{"$error":"#DIV/0!"}]
[null,null,2047,null,null,null,null,null,{"$error":"#DIV/0!"},null,null,null,null,null,{"$error":"#DIV/0!"},null,null,null,null,null,{"$error":"#DIV/0!"}]
[null,null,2051,null,null,null,null,null,{"$error":"#DIV/0!"},null,null,null,null,null,{"$error":"#DIV/0!"},null,null,null,null,null,{"$error":"#DIV/0!"}]
[null,null,2055,null,null,null,null,null,{"$error":"#DIV/0!"},null,null,null,null,null,{"$error":"#DIV/0!"},null,null,null,null,null,{"$error":"#DIV/0!"}]
[null,null,2058,null,null,null,null,null,{"$error":"#DIV/0!"},null,null,null,null,null,{"$error":"#DIV/0!"},null,null,null,null,null,{"$error":"#DIV/0!"}]
[null,null,2062,null,null,null,null,null,{"$error":"#DIV/0!"},null,null,null,null,null,{"$error":"#DIV/0!"},null,null,null,null,null,{"$error":"#DIV/0!"}]
[null,null,2065,null,null,null,null,null,{"$error":"#DIV/0!"},null,null,null,null,null,{"$error":"#DIV/0!"},null,null,null,null,null,{"$error":"#DIV/0!"}]
[null,null,2066,null,null,null,null,null,{"$error":"#DIV/0!"},null,null,null,null,null,{"$error":"#DIV/0!"},null,null,null,null,null,{"$error":"#DIV/0!"}]
[null,null,2072,null,null,null,null,null,{"$error":"#DIV/0!"},null,null,null,null,null,{"$error":"#DIV/0!"},null,null,null,null,null,{"$error":"#DIV/0!"}]
[null,null,2073,null,null,null,null,null,{"$error":"#DIV/0!"},null,null,null,null,null,{"$error":"#DIV/0!"},null,null,null,null,null,{"$error":"#DIV/0!"}]
[null,null,2077,null,null,null,null,null,{"$error":"#DIV/0!"},null,null,null,null,null,{"$error":"#DIV/0!"},null,null,null,null,null,{"$error":"#DIV/0!"}]
[null,null,2080,null,null,null,null,null,{"$error":"#DIV/0!"},null,null,null,null,null,{"$error":"#DIV/0!"},null,null,null,null,null,{"$error":"#DIV/0!"}]
[null,null,2084,null,null,null,null,null,{"$error":"#DIV/0!"},null,null,null,null,null,{"$error":"#DIV/0!"},null,null,null,null,null,{"$error":"#DIV/0!"}]
[null,null,2087,null,null,null,null,null,{"$error":"#DIV/0!"},null,null,null,null,null,{"$error":"#DIV/0!"},null,null,null,null,null,{"$error":"#DIV/0!"}]
[null,null,2090,null,null,null,null,null,{"$error":"#DIV/0!"},null,null,null,null,null,{"$error":"#DIV/0!"},null,null,null,null,null,{"$error":"#DIV/0!"}]
[null,null,2093,null,null,null,null,null,{"$error":"#DIV/0!"},null,null,null,null,null,{"$error":"#DIV/0!"},null,null,null,null,null,{"$error":"#DIV/0!"}]
[null,null,2095,null,null,null,null,null,{"$error":"#DIV/0!"},null,null,null,null,null,{"$error":"#DIV/0!"},null,null,null,null,null,{"$error":"#DIV/0!"}]
[null,null,2098,null,null,null,null,null,{"$error":"#DIV/0!"},null,null,null,null,null,{"$error":"#DIV/0!"},null,null,null,null,null,{"$error":"#DIV/0!"}]
[null,null,2102,null,null,null,null,null,{"$error":"#DIV/0!"},null,null,null,null,null,{"$error":"#DIV/0!"},null,null,null,null,null,{"$error":"#DIV/0!"}]
[null,null,2105,null,null,null,null,null,{"$error":"#DIV/0!"},null,null,null,null,null,{"$error":"#DIV/0!"},null,null,null,null,null,{"$error":"#DIV/0!"}]
[null,null,2109,null,null,null,null,null,{"$error":"#DIV/0!"},null,null,null,null,null,{"$error":"#DIV/0!"},null,null,null,null,null,{"$error":"#DIV/0!"}]
[null,null,2110,null,null,null,null,null,{"$error":"#DIV/0!"},null,null,null,null,null,{"$error":"#DIV/0!"},null,null,null,null,null,{"$error":"#DIV/0!"}]
[null,null,2116,null,null,null,null,null,{"$error":"#DIV/0!"},null,null,null,null,null,{"$error":"#DIV/0!"},null,null,null,null,null,{"$error":"#DIV/0!"}]
[null,null,2117,null,null,null,null,null,{"$error":"#DIV/0!"},null,null,null,null,null,{"$error":"#DIV/0!"},null,null,null,null,null,{"$error":"#DIV/0!"}]
[null,null,2120,null,null,null,null,null,{"$error":"#DIV/0!"},null,null,null,null,null,{"$error":"#DIV/0!"},null,null,null,null,null,{"$error":"#DIV/0!"}]
[null,null,2124,null,null,null,null,null,{"$error":"#DIV/0!"},null,null,null,null,null,{"$error":"#DIV/0!"},null,null,null,null,null,{"$error":"#DIV/0!"}]
[null,null,2127,null,null,null,null,null,{"$error":"#DIV/0!"},null,null,null,null,null,{"$error":"#DIV/0!"},null,null,null,null,null,{"$error":"#DIV/0!"}]
[null,null,2131,null,null,null,null,null,{"$error":"#DIV/0!"},null,null,null,null,null,{"$error":"#DIV/0!"},null,null,null,null,null,{"$error":"#DIV/0!"}]
[null,null,2135,null,null,null,null,null,{"$error":"#DIV/0!"},null,null,null,null,null,{"$error":"#DIV/0!"},null,null,null,null,null,{"$error":"#DIV/0!"}]
[null,null,2138,null,null,null,null,null,{"$error":"#DIV/0!"},null,null,null,null,null,{"$error":"#DIV/0!"},null,null,null,null,null,{"$error":"#DIV/0!"}]
[null,null,2141,null,null,null,null,null,{"$error":"#DIV/0!"},null,null,null,null,null,{"$error":"#DIV/0!"},null,null,null,null,null,{"$error":"#DIV/0!"}]
[null,null,2142,null,null,null,null,null,{"$error":"#DIV/0!"},null,null,null,null,null,{"$error":"#DIV/0!"},null,null,null,null,null,{"$error":"#DIV/0!"}]
[null,null,2145,null,null,null,null,null,{"$error":"#DIV/0!"},null,null,null,null,null,{"$error":"#DIV/0!"},null,null,null,null,null,{"$error":"#DIV/0!"}]
[null,null,2149,null,null,null,null,null,{"$error":"#DIV/0!"},null,null,null,null,null,{"$error":"#DIV/0!"},null,null,null,null,null,{"$error":"#DIV/0!"}]
[null,null,2152,null,null,null,null,null,{"$error":"#DIV/0!"},null,null,null,null,null,{"$error":"#DIV/0!"},null,null,null,null,null,{"$error":"#DIV/0!"}]
[null,null,2156,null,null,null,null,null,{"$error":"#DIV/0!"},null,null,null,null,null,{"$error":"#DIV/0!"},null,null,null,null,null,{"$error":"#DIV/0!"}]
[null,null,2160,null,null,null,null,null,{"$error":"#DIV/0!"},null,null,null,null,null,{"$error":"#DIV/0!"},null,null,null,null,null,{"$error":"#DIV/0!"}]
[null,null,2163,null,null,null,null,null,{"$error":"#DIV/0!"},null,null,null,null,null,{"$error":"#DIV/0!"},null,null,null,null,null,{"$error":"#DIV/0!"}]
[null,null,2166,null,null,null,null,null,{"$error":"#DIV/0!"},null,null,null,null,null,{"$error":"#DIV/0!"},null,null,null,null,null,{"$error":"#DIV/0!"}]
[null,null,2167,null,null,null,null,null,{"$error":"#DIV/0!"},null,null,null,null,null,{"$error":"#DIV/0!"},null,null,null,null,null,{"$error":"#DIV/0!"}]
[null,null,2173,null,null,null,null,null,{"$error":"#DIV/0!"},null,null,null,null,null,{"$error":"#DIV/0!"},null,null,null,null,null,{"$error":"#DIV/0!"}]
[null,null,2175,null,null,null,null,null,{"$error":"#DIV/0!"},null,null,null,null,null,{"$error":"#DIV/0!"},null,null,null,null,null,{"$error":"#DIV/0!"}]
[null,null,2178,null,null,null,null,null,{"$f":"IF(SUMPRODUCT(D2229:H2229,$Z$15:$AD$15/$H$20)=0,\"\",SUMPRODUCT(D2229:H2229,$Z$15:$AD$15/$H$20))","v":{"$error":"#DIV/0!"}},null,null,null,null,null,{"$f":"IF(SUMPRODUCT(J2229:N2229,$Z$22:$AD$22/$H$27)=0,\"\",SUMPRODUCT(J2229:N2229,$Z$22:$AD$22/$H$27))","v":{"$error":"#DIV/0!"}},null,null,null,null,null,{"$f":"IF(SUMPRODUCT(P2229:T2229,$Z$29:$AD$29/$H$34)=0,\"\",SUMPRODUCT(P2229:T2229,$Z$29:$AD$29/$H$34))","v":{"$error":"#DIV/0!"}}]
[null,null,2181,null,null,null,null,null,{"$error":"#DIV/0!"},null,null,null,null,null,{"$error":"#DIV/0!"},null,null,null,null,null,{"$error":"#DIV/0!"}]
[null,null,2185,null,null,null,null,null,{"$error":"#DIV/0!"},null,null,null,null,null,{"$error":"#DIV/0!"},null,null,null,null,null,{"$error":"#DIV/0!"}]
[null,null,2188,null,null,null,null,null,{"$error":"#DIV/0!"},null,null,null,null,null,{"$error":"#DIV/0!"},null,null,null,null,null,{"$error":"#DIV/0!"}]
[null,null,2189,null,null,null,null,null,{"$error":"#DIV/0!"},null,null,null,null,null,{"$error":"#DIV/0!"},null,null,null,null,null,{"$error":"#DIV/0!"}]
[null,null,2194,null,null,null,null,null,{"$error":"#DIV/0!"},null,null,null,null,null,{"$error":"#DIV/0!"},null,null,null,null,null,{"$error":"#DIV/0!"}]
[null,null,2196,null,null,null,null,null,{"$error":"#DIV/0!"},null,null,null,null,null,{"$error":"#DIV/0!"},null,null,null,null,null,{"$error":"#DIV/0!"}]
[null,null,2200,null,null,null,null,null,{"$error":"#DIV/0!"},null,null,null,null,null,{"$error":"#DIV/0!"},null,null,null,null,null,{"$error":"#DIV/0!"}]
[null,null,2203,null,null,null,null,null,{"$error":"#DIV/0!"},null,null,null,null,null,{"$error":"#DIV/0!"},null,null,null,null,null,{"$error":"#DIV/0!"}]
[null,null,2206,null,null,null,null,null,{"$error":"#DIV/0!"},null,null,null,null,null,{"$error":"#DIV/0!"},null,null,null,null,null,{"$error":"#DIV/0!"}]
[null,null,2210,null,null,null,null,null,{"$error":"#DIV/0!"},null,null,null,null,null,{"$error":"#DIV/0!"},null,null,null,null,null,{"$error":"#DIV/0!"}]
[null,null,2211,null,null,null,null,null,{"$error":"#DIV/0!"},null,null,null,null,null,{"$error":"#DIV/0!"},null,null,null,null,null,{"$error":"#DIV/0!"}]
[null,null,2215,null,null,null,null,null,{"$error":"#DIV/0!"},null,null,null,null,null,{"$error":"#DIV/0!"},null,null,null,null,null,{"$error":"#DIV/0!"}]
[null,null,2218,null,null,null,null,null,{"$error":"#DIV/0!"},null,null,null,null,null,{"$error":"#DIV/0!"},null,null,null,null,null,{"$error":"#DIV/0!"}]
[null,null,2221,null,null,null,null,null,{"$error":"#DIV/0!"},null,null,null,null,null,{"$error":"#DIV/0!"},null,null,null,null,null,{"$error":"#DIV/0!"}]
[null,null,2225,null,null,null,null,null,{"$error":"#DIV/0!"},null,null,null,null,null,{"$error":"#DIV/0!"},null,null,null,null,null,{"$error":"#DIV/0!"}]
[null,null,2228,null,null,null,null,null,{"$error":"#DIV/0!"},null,null,null,null,null,{"$error":"#DIV/0!"},null,null,null,null,null,{"$error":"#DIV/0!"}]
[null,null,2231,null,null,null,null,null,{"$error":"#DIV/0!"},null,null,null,null,null,{"$error":"#DIV/0!"},null,null,null,null,null,{"$error":"#DIV/0!"}]
[null,null,2236,null,null,null,null,null,{"$error":"#DIV/0!"},null,null,null,null,null,{"$error":"#DIV/0!"},null,null,null,null,null,{"$error":"#DIV/0!"}]
[null,null,2239,null,null,null,null,null,{"$error":"#DIV/0!"},null,null,null,null,null,{"$error":"#DIV/0!"},null,null,null,null,null,{"$error":"#DIV/0!"}]
[null,null,2240,null,null,null,null,null,{"$error":"#DIV/0!"},null,null,null,null,null,{"$error":"#DIV/0!"},null,null,null,null,null,{"$error":"#DIV/0!"}]
[null,null,2243,null,null,null,null,null,{"$error":"#DIV/0!"},null,null,null,null,null,{"$error":"#DIV/0!"},null,null,null,null,null,{"$error":"#DIV/0!"}]
[null,null,2246,null,null,null,null,null,{"$error":"#DIV/0!"},null,null,null,null,null,{"$error":"#DIV/0!"},null,null,null,null,null,{"$error":"#DIV/0!"}]
[null,null,2250,null,null,null,null,null,{"$error":"#DIV/0!"},null,null,null,null,null,{"$error":"#DIV/0!"},null,null,null,null,null,{"$error":"#DIV/0!"}]
[null,null,2253,null,null,null,null,null,{"$error":"#DIV/0!"},null,null,null,null,null,{"$error":"#DIV/0!"},null,null,null,null,null,{"$error":"#DIV/0!"}]
[null,null,2258,null,null,null,null,null,{"$error":"#DIV/0!"},null,null,null,null,null,{"$error":"#DIV/0!"},null,null,null,null,null,{"$error":"#DIV/0!"}]
[null,null,2261,null,null,null,null,null,{"$error":"#DIV/0!"},null,null,null,null,null,{"$error":"#DIV/0!"},null,null,null,null,null,{"$error":"#DIV/0!"}]
[null,null,2264,null,null,null,null,null,{"$error":"#DIV/0!"},null,null,null,null,null,{"$error":"#DIV/0!"},null,null,null,null,null,{"$error":"#DIV/0!"}]
[null,null,2265,null,null,null,null,null,{"$error":"#DIV/0!"},null,null,null,null,null,{"$error":"#DIV/0!"},null,null,null,null,null,{"$error":"#DIV/0!"}]
[null,null,2268,null,null,null,null,null,{"$error":"#DIV/0!"},null,null,null,null,null,{"$error":"#DIV/0!"},null,null,null,null,null,{"$error":"#DIV/0!"}]
[null,null,2274,null,null,null,null,null,{"$error":"#DIV/0!"},null,null,null,null,null,{"$error":"#DIV/0!"},null,null,null,null,null,{"$error":"#DIV/0!"}]
[null,null,2276,null,null,null,null,null,{"$error":"#DIV/0!"},null,null,null,null,null,{"$error":"#DIV/0!"},null,null,null,null,null,{"$error":"#DIV/0!"}]
[null,null,2279,null,null,null,null,null,{"$error":"#DIV/0!"},null,null,null,null,null,{"$error":"#DIV/0!"},null,null,null,null,null,{"$error":"#DIV/0!"}]
[null,null,2283,null,null,null,null,null,{"$error":"#DIV/0!"},null,null,null,null,null,{"$error":"#DIV/0!"},null,null,null,null,null,{"$error":"#DIV/0!"}]
[null,null,2286,null,null,null,null,null,{"$error":"#DIV/0!"},null,null,null,null,null,{"$error":"#DIV/0!"},null,null,null,null,null,{"$error":"#DIV/0!"}]
[null,null,2289,null,null,null,null,null,{"$error":"#DIV/0!"},null,null,null,null,null,{"$error":"#DIV/0!"},null,null,null,null,null,{"$error":"#DIV/0!"}]
[null,null,2290,null,null,null,null,null,{"$error":"#DIV/0!"},null,null,null,null,null,{"$error":"#DIV/0!"},null,null,null,null,null,{"$error":"#DIV/0!"}]
[null,null,2295,null,null,null,null,null,{"$error":"#DIV/0!"},null,null,null,null,null,{"$error":"#DIV/0!"},null,null,null,null,null,{"$error":"#DIV/0!"}]
[null,null,2298,null,null,null,null,null,{"$error":"#DIV/0!"},null,null,null,null,null,{"$error":"#DIV/0!"},null,null,null,null,null,{"$error":"#DIV/0!"}]
[null,null,2301,null,null,null,null,null,{"$error":"#DIV/0!"},null,null,null,null,null,{"$error":"#DIV/0!"},null,null,null,null,null,{"$error":"#DIV/0!"}]
[null,null,2304,null,null,null,null,null,{"$error":"#DIV/0!"},null,null,null,null,null,{"$error":"#DIV/0!"},null,null,null,null,null,{"$error":"#DIV/0!"}]
[null,null,2308,null,null,null,null,null,{"$error":"#DIV/0!"},null,null,null,null,null,{"$error":"#DIV/0!"},null,null,null,null,null,{"$error":"#DIV/0!"}]
[null,null,2311,null,null,null,null,null,{"$error":"#DIV/0!"},null,null,null,null,null,{"$error":"#DIV/0!"},null,null,null,null,null,{"$error":"#DIV/0!"}]
[null,null,2312,null,null,null,null,null,{"$error":"#DIV/0!"},null,null,null,null,null,{"$error":"#DIV/0!"},null,null,null,null,null,{"$error":"#DIV/0!"}]
[null,null,2316,null,null,null,null,null,{"$error":"#DIV/0!"},null,null,null,null,null,{"$error":"#DIV/0!"},null,null,null,null,null,{"$error":"#DIV/0!"}]
[null,null,2319,null,null,null,null,null,{"$error":"#DIV/0!"},null,null,null,null,null,{"$error":"#DIV/0!"},null,null,null,null,null,{"$error":"#DIV/0!"}]
[null,null,2323,null,null,null,null,null,{"$error":"#DIV/0!"},null,null,null,null,null,{"$error":"#DIV/0!"},null,null,null,null,null,{"$error":"#DIV/0!"}]
[null,null,2326,null,null,null,null,null,{"$error":"#DIV/0!"},null,null,null,null,null,{"$error":"#DIV/0!"},null,null,null,null,null,{"$error":"#DIV/0!"}]
[null,null,2329,null,null,null,null,null,{"$error":"#DIV/0!"},null,null,null,null,null,{"$error":"#DIV/0!"},null,null,null,null,null,{"$error":"#DIV/0!"}]
[null,null,2333,null,null,null,null,null,{"$error":"#DIV/0!"},null,null,null,null,null,{"$error":"#DIV/0!"},null,null,null,null,null,{"$error":"#DIV/0!"}]
[null,null,2337,null,null,null,null,null,{"$error":"#DIV/0!"},null,null,null,null,null,{"$error":"#DIV/0!"},null,null,null,null,null,{"$error":"#DIV/0!"}]
[null,null,2340,null,null,null,null,null,{"$error":"#DIV/0!"},null,null,null,null,null,{"$error":"#DIV/0!"},null,null,null,null,null,{"$error":"#DIV/0!"}]
[null,null,2341,null,null,null,null,null,{"$error":"#DIV/0!"},null,null,null,null,null,{"$error":"#DIV/0!"},null,null,null,null,null,{"$error":"#DIV/0!"}]
[null,null,2344,null,null,null,null,null,{"$error":"#DIV/0!"},null,null,null,null,null,{"$error":"#DIV/0!"},null,null,null,null,null,{"$error":"#DIV/0!"}]
[null,null,2348,null,null,null,null,null,{"$error":"#DIV/0!"},null,null,null,null,null,{"$error":"#DIV/0!"},null,null,null,null,null,{"$error":"#DIV/0!"}]
[null,null,2351,null,null,null,null,null,{"$error":"#DIV/0!"},null,null,null,null,null,{"$error":"#DIV/0!"},null,null,null,null,null,{"$error":"#DIV/0!"}]
[null,null,2354,null,null,null,null,null,{"$error":"#DIV/0!"},null,null,null,null,null,{"$error":"#DIV/0!"},null,null,null,null,null,{"$error":"#DIV/0!"}]
[null,null,2359,null,null,null,null,null,{"$error":"#DIV/0!"},null,null,null,null,null,{"$error":"#DIV/0!"},null,null,null,null,null,{"$error":"#DIV/0!"}]
[null,null,2362,null,null,null,null,null,{"$error":"#DIV/0!"},null,null,null,null,null,{"$error":"#DIV/0!"},null,null,null,null,null,{"$error":"#DIV/0!"}]
[null,null,2363,null,null,null,null,null,{"$error":"#DIV/0!"},null,null,null,null,null,{"$error":"#DIV/0!"},null,null,null,null,null,{"$error":"#DIV/0!"}]
[null,null,2366,null,null,null,null,null,{"$error":"#DIV/0!"},null,null,null,null,null,{"$error":"#DIV/0!"},null,null,null,null,null,{"$error":"#DIV/0!"}]
[null,null,2369,null,null,null,null,null,{"$error":"#DIV/0!"},null,null,null,null,null,{"$error":"#DIV/0!"},null,null,null,null,null,{"$error":"#DIV/0!"}]
[null,null,2373,null,null,null,null,null,{"$error":"#DIV/0!"},null,null,null,null,null,{"$error":"#DIV/0!"},null,null,null,null,null,{"$error":"#DIV/0!"}]
[null,null,2375,null,null,null,null,null,{"$error":"#DIV/0!"},null,null,null,null,null,{"$error":"#DIV/0!"},null,null,null,null,null,{"$error":"#DIV/0!"}]
[null,null,2380,null,null,null,null,null,{"$error":"#DIV/0!"},null,null,null,null,null,{"$error":"#DIV/0!"},null,null,null,null,null,{"$error":"#DIV/0!"}]
[null,null,2384,null,null,null,null,null,{"$error":"#DIV/0!"},null,null,null,null,null,{"$error":"#DIV/0!"},null,null,null,null,null,{"$error":"#DIV/0!"}]
[null,null,2387,null,null,null,null,null,{"$error":"#DIV/0!"},null,null,null,null,null,{"$error":"#DIV/0!"},null,null,null,null,null,{"$error":"#DIV/0!"}]
[null,null,2388,null,null,null,null,null,{"$error":"#DIV/0!"},null,null,null,null,null,{"$error":"#DIV/0!"},null,null,null,null,null,{"$error":"#DIV/0!"}]
[null,null,2391,null,null,null,null,null,{"$error":"#DIV/0!"},null,null,null,null,null,{"$error":"#DIV/0!"},null,null,null,null,null,{"$error":"#DIV/0!"}]
[null,null,2396,null,null,null,null,null,{"$error":"#DIV/0!"},null,null,null,null,null,{"$error":"#DIV/0!"},null,null,null,null,null,{"$error":"#DIV/0!"}]
[null,null,2399,null,null,null,null,null,{"$error":"#DIV/0!"},null,null,null,null,null,{"$error":"#DIV/0!"},null,null,null,null,null,{"$error":"#DIV/0!"}]
[null,null,2402,null,null,null,null,null,{"$error":"#DIV/0!"},null,null,null,null,null,{"$error":"#DIV/0!"},null,null,null,null,null,{"$error":"#DIV/0!"}]
[null,null,2406,null,null,null,null,null,{"$error":"#DIV/0!"},null,null,null,null,null,{"$error":"#DIV/0!"},null,null,null,null,null,{"$error":"#DIV/0!"}]
[null,null,2409,null,null,null,null,null,{"$error":"#DIV/0!"},null,null,null,null,null,{"$error":"#DIV/0!"},null,null,null,null,null,{"$error":"#DIV/0!"}]
[null,null,2412,null,null,null,null,null,{"$error":"#DIV/0!"},null,null,null,null,null,{"$error":"#DIV/0!"},null,null,null,null,null,{"$error":"#DIV/0!"}]
[null,null,2413,null,null,null,null,null,{"$error":"#DIV/0!"},null,null,null,null,null,{"$error":"#DIV/0!"},null,null,null,null,null,{"$error":"#DIV/0!"}]
[null,null,2417,null,null,null,null,null,{"$error":"#DIV/0!"},null,null,null,null,null,{"$error":"#DIV/0!"},null,null,null,null,null,{"$error":"#DIV/0!"}]
[null,null,2420,null,null,null,null,null,{"$error":"#DIV/0!"},null,null,null,null,null,{"$error":"#DIV/0!"},null,null,null,null,null,{"$error":"#DIV/0!"}]
[null,null,2424,null,null,null,null,null,{"$error":"#DIV/0!"},null,null,null,null,null,{"$error":"#DIV/0!"},null,null,null,null,null,{"$error":"#DIV/0!"}]
[null,null,2427,null,null,null,null,null,{"$error":"#DIV/0!"},null,null,null,null,null,{"$error":"#DIV/0!"},null,null,null,null,null,{"$error":"#DIV/0!"}]
[null,null,2431,null,null,null,null,null,{"$error":"#DIV/0!"},null,null,null,null,null,{"$error":"#DIV/0!"},null,null,null,null,null,{"$error":"#DIV/0!"}]
[null,null,2434,null,null,null,null,null,{"$f":"IF(SUMPRODUCT(D2485:H2485,$Z$15:$AD$15/$H$20)=0,\"\",SUMPRODUCT(D2485:H2485,$Z$15:$AD$15/$H$20))","v":{"$error":"#DIV/0!"}},null,null,null,null,null,{"$f":"IF(SUMPRODUCT(J2485:N2485,$Z$22:$AD$22/$H$27)=0,\"\",SUMPRODUCT(J2485:N2485,$Z$22:$AD$22/$H$27))","v":{"$error":"#DIV/0!"}},null,null,null,null,null,{"$f":"IF(SUMPRODUCT(P2485:T2485,$Z$29:$AD$29/$H$34)=0,\"\",SUMPRODUCT(P2485:T2485,$Z$29:$AD$29/$H$34))","v":{"$error":"#DIV/0!"}}]
[null,null,2438,null,null,null,null,null,{"$error":"#DIV/0!"},null,null,null,null,null,{"$error":"#DIV/0!"},null,null,null,null,null,{"$error":"#DIV/0!"}]
[null,null,2439,null,null,null,null,null,{"$error":"#DIV/0!"},null,null,null,null,null,{"$error":"#DIV/0!"},null,null,null,null,null,{"$error":"#DIV/0!"}]
[null,null,2442,null,null,null,null,null,{"$error":"#DIV/0!"},null,null,null,null,null,{"$error":"#DIV/0!"},null,null,null,null,null,{"$error":"#DIV/0!"}]
[null,null,2445,null,null,null,null,null,{"$error":"#DIV/0!"},null,null,null,null,null,{"$error":"#DIV/0!"},null,null,null,null,null,{"$error":"#DIV/0!"}]
[null,null,2449,null,null,null,null,null,{"$error":"#DIV/0!"},null,null,null,null,null,{"$error":"#DIV/0!"},null,null,null,null,null,{"$error":"#DIV/0!"}]
[null,null,2452,null,null,null,null,null,{"$error":"#DIV/0!"},null,null,null,null,null,{"$error":"#DIV/0!"},null,null,null,null,null,{"$error":"#DIV/0!"}]
[null,null,2455,null,null,null,null,null,{"$error":"#DIV/0!"},null,null,null,null,null,{"$error":"#DIV/0!"},null,null,null,null,null,{"$error":"#DIV/0!"}]
[null,null,2460,null,null,null,null,null,{"$error":"#DIV/0!"},null,null,null,null,null,{"$error":"#DIV/0!"},null,null,null,null,null,{"$error":"#DIV/0!"}]
[null,null,2463,null,null,null,null,null,{"$error":"#DIV/0!"},null,null,null,null,null,{"$error":"#DIV/0!"},null,null,null,null,null,{"$error":"#DIV/0!"}]
[null,null,2464,null,null,null,null,null,{"$error":"#DIV/0!"},null,null,null,null,null,{"$error":"#DIV/0!"},null,null,null,null,null,{"$error":"#DIV/0!"}]
[null,null,2467,null,null,null,null,null,{"$error":"#DIV/0!"},null,null,null,null,null,{"$error":"#DIV/0!"},null,null,null,null,null,{"$error":"#DIV/0!"}]
[null,null,2471,null,null,null,null,null,{"$error":"#DIV/0!"},null,null,null,null,null,{"$error":"#DIV/0!"},null,null,null,null,null,{"$error":"#DIV/0!"}]
[null,null,2474,null,null,null,null,null,{"$error":"#DIV/0!"},null,null,null,null,null,{"$error":"#DIV/0!"},null,null,null,null,null,{"$error":"#DIV/0!"}]
[null,null,2476,null,null,null,null,null,{"$error":"#DIV/0!"},null,null,null,null,null,{"$error":"#DIV/0!"},null,null,null,null,null,{"$error":"#DIV/0!"}]
[null,null,2482,null,null,null,null,null,{"$error":"#DIV/0!"},null,null,null,null,null,{"$error":"#DIV/0!"},null,null,null,null,null,{"$error":"#DIV/0!"}]
[null,null,2485,null,null,null,null,null,{"$error":"#DIV/0!"},null,null,null,null,null,{"$error":"#DIV/0!"},null,null,null,null,null,{"$error":"#DIV/0!"}]
[null,null,2488,null,null,null,null,null,{"$error":"#DIV/0!"},null,null,null,null,null,{"$error":"#DIV/0!"},null,null,null,null,null,{"$error":"#DIV/0!"}]
[null,null,2489,null,null,null,null,null,{"$error":"#DIV/0!"},null,null,null,null,null,{"$error":"#DIV/0!"},null,null,null,null,null,{"$error":"#DIV/0!"}]
[null,null,2492,null,null,null,null,null,{"$error":"#DIV/0!"},null,null,null,null,null,{"$error":"#DIV/0!"},null,null,null,null,null,{"$error":"#DIV/0!"}]
[null,null,2497,null,null,null,null,null,{"$error":"#DIV/0!"},null,null,null,null,null,{"$error":"#DIV/0!"},null,null,null,null,null,{"$error":"#DIV/0!"}]
[null,null,2500,null,null,null,null,null,{"$error":"#DIV/0!"},null,null,null,null,null,{"$error":"#DIV/0!"},null,null,null,null,null,{"$error":"#DIV/0!"}]
[null,null,2503,null,null,null,null,null,{"$error":"#DIV/0!"},null,null,null,null,null,{"$error":"#DIV/0!"},null,null,null,null,null,{"$error":"#DIV/0!"}]
[null,null,2507,null,null,null,null,null,{"$error":"#DIV/0!"},null,null,null,null,null,{"$error":"#DIV/0!"},null,null,null,null,null,{"$error":"#DIV/0!"}]
[null,null,2510,null,null,null,null,null,{"$error":"#DIV/0!"},null,null,null,null,null,{"$error":"#DIV/0!"},null,null,null,null,null,{"$error":"#DIV/0!"}]
[null,null,2513,null,null,null,null,null,{"$error":"#DIV/0!"},null,null,null,null,null,{"$error":"#DIV/0!"},null,null,null,null,null,{"$error":"#DIV/0!"}]
[null,null,2514,null,null,null,null,null,{"$error":"#DIV/0!"},null,null,null,null,null,{"$error":"#DIV/0!"},null,null,null,null,null,{"$error":"#DIV/0!"}]
[null,null,2518,null,null,null,null,null,{"$error":"#DIV/0!"},null,null,null,null,null,{"$error":"#DIV/0!"},null,null,null,null,null,{"$error":"#DIV/0!"}]
[null,null,2522,null,null,null,null,null,{"$error":"#DIV/0!"},null,null,null,null,null,{"$error":"#DIV/0!"},null,null,null,null,null,{"$error":"#DIV/0!"}]
[null,null,2525,null,null,null,null,null,{"$error":"#DIV/0!"},null,null,null,null,null,{"$error":"#DIV/0!"},null,null,null,null,null,{"$error":"#DIV/0!"}]
[null,null,2528,null,null,null,null,null,{"$error":"#DIV/0!"},null,null,null,null,null,{"$error":"#DIV/0!"},null,null,null,null,null,{"$error":"#DIV/0!"}]
[null,null,2532,null,null,null,null,null,{"$error":"#DIV/0!"},null,null,null,null,null,{"$error":"#DIV/0!"},null,null,null,null,null,{"$error":"#DIV/0!"}]
[null,null,2535,null,null,null,null,null,{"$error":"#DIV/0!"},null,null,null,null,null,{"$error":"#DIV/0!"},null,null,null,null,null,{"$error":"#DIV/0!"}]
[null,null,2539,null,null,null,null,null,{"$error":"#DIV/0!"},null,null,null,null,null,{"$error":"#DIV/0!"},null,null,null,null,null,{"$error":"#DIV/0!"}]
[null,null,2540,null,null,null,null,null,{"$error":"#DIV/0!"},null,null,null,null,null,{"$error":"#DIV/0!"},null,null,null,null,null,{"$error":"#DIV/0!"}]
[null,null,2543,null,null,null,null,null,{"$error":"#DIV/0!"},null,null,null,null,null,{"$error":"#DIV/0!"},null,null,null,null,null,{"$error":"#DIV/0!"}]
[null,null,2547,null,null,null,null,null,{"$error":"#DIV/0!"},null,null,null,null,null,{"$error":"#DIV/0!"},null,null,null,null,null,{"$error":"#DIV/0!"}]
[null,null,2550,null,null,null,null,null,{"$error":"#DIV/0!"},null,null,null,null,null,{"$error":"#DIV/0!"},null,null,null,null,null,{"$error":"#DIV/0!"}]
[null,null,2553,null,null,null,null,null,{"$error":"#DIV/0!"},null,null,null,null,null,{"$error":"#DIV/0!"},null,null,null,null,null,{"$error":"#DIV/0!"}]
[null,null,2556,null,null,null,null,null,{"$error":"#DIV/0!"},null,null,null,null,null,{"$error":"#DIV/0!"},null,null,null,null,null,{"$error":"#DIV/0!"}]
[null,null,2561,null,null,null,null,null,{"$error":"#DIV/0!"},null,null,null,null,null,{"$error":"#DIV/0!"},null,null,null,null,null,{"$error":"#DIV/0!"}]
[null,null,2562,null,null,null,null,null,{"$f":"IF(SUMPRODUCT(D2613:H2613,$Z$15:$AD$15/$H$20)=0,\"\",SUMPRODUCT(D2613:H2613,$Z$15:$AD$15/$H$20))","v":{"$error":"#DIV/0!"}},null,null,null,null,null,{"$f":"IF(SUMPRODUCT(J2613:N2613,$Z$22:$AD$22/$H$27)=0,\"\",SUMPRODUCT(J2613:N2613,$Z$22:$AD$22/$H$27))","v":{"$error":"#DIV/0!"}},null,null,null,null,null,{"$f":"IF(SUMPRODUCT(P2613:T2613,$Z$29:$AD$29/$H$34)=0,\"\",SUMPRODUCT(P2613:T2613,$Z$29:$AD$29/$H$34))","v":{"$error":"#DIV/0!"}}]
[null,null,2565,null,null,null,null,null,{"$error":"#DIV/0!"},null,null,null,null,null,{"$error":"#DIV/0!"},null,null,null,null,null,{"$error":"#DIV/0!"}]
[null,null,2568,null,null,null,null,null,{"$error":"#DIV/0!"},null,null,null,null,null,{"$error":"#DIV/0!"},null,null,null,null,null,{"$error":"#DIV/0!"}]
[null,null,2572,null,null,null,null,null,{"$error":"#DIV/0!"},null,null,null,null,null,{"$error":"#DIV/0!"},null,null,null,null,null,{"$error":"#DIV/0!"}]
[null,null,2575,null,null,null,null,null,{"$error":"#DIV/0!"},null,null,null,null,null,{"$error":"#DIV/0!"},null,null,null,null,null,{"$error":"#DIV/0!"}]
[null,null,2577,null,null,null,null,null,{"$error":"#DIV/0!"},null,null,null,null,null,{"$error":"#DIV/0!"},null,null,null,null,null,{"$error":"#DIV/0!"}]
[null,null,2583,null,null,null,null,null,{"$error":"#DIV/0!"},null,null,null,null,null,{"$error":"#DIV/0!"},null,null,null,null,null,{"$error":"#DIV/0!"}]
[null,null,2586,null,null,null,null,null,{"$error":"#DIV/0!"},null,null,null,null,null,{"$error":"#DIV/0!"},null,null,null,null,null,{"$error":"#DIV/0!"}]
[null,null,2587,null,null,null,null,null,{"$error":"#DIV/0!"},null,null,null,null,null,{"$error":"#DIV/0!"},null,null,null,null,null,{"$error":"#DIV/0!"}]
[null,null,2590,null,null,null,null,null,{"$error":"#DIV/0!"},null,null,null,null,null,{"$error":"#DIV/0!"},null,null,null,null,null,{"$error":"#DIV/0!"}]
[null,null,2593,null,null,null,null,null,{"$error":"#DIV/0!"},null,null,null,null,null,{"$error":"#DIV/0!"},null,null,null,null,null,{"$error":"#DIV/0!"}]
[null,null,2598,null,null,null,null,null,{"$error":"#DIV/0!"},null,null,null,null,null,{"$error":"#DIV/0!"},null,null,null,null,null,{"$error":"#DIV/0!"}]
[null,null,2601,null,null,null,null,null,{"$error":"#DIV/0!"},null,null,null,null,null,{"$error":"#DIV/0!"},null,null,null,null,null,{"$error":"#DIV/0!"}]
[null,null,2605,null,null,null,null,null,{"$error":"#DIV/0!"},null,null,null,null,null,{"$error":"#DIV/0!"},null,null,null,null,null,{"$error":"#DIV/0!"}]
[null,null,2608,null,null,null,null,null,{"$error":"#DIV/0!"},null,null,null,null,null,{"$error":"#DIV/0!"},null,null,null,null,null,{"$error":"#DIV/0!"}]
[null,null,2611,null,null,null,null,null,{"$error":"#DIV/0!"},null,null,null,null,null,{"$error":"#DIV/0!"},null,null,null,null,null,{"$error":"#DIV/0!"}]
[null,null,2612,null,null,null,null,null,{"$error":"#DIV/0!"},null,null,null,null,null,{"$error":"#DIV/0!"},null,null,null,null,null,{"$error":"#DIV/0!"}]
[null,null,2615,null,null,null,null,null,{"$error":"#DIV/0!"},null,null,null,null,null,{"$error":"#DIV/0!"},null,null,null,null,null,{"$error":"#DIV/0!"}]
[null,null,2619,null,null,null,null,null,{"$error":"#DIV/0!"},null,null,null,null,null,{"$error":"#DIV/0!"},null,null,null,null,null,{"$error":"#DIV/0!"}]
[null,null,2623,null,null,null,null,null,{"$error":"#DIV/0!"},null,null,null,null,null,{"$error":"#DIV/0!"},null,null,null,null,null,{"$error":"#DIV/0!"}]
[null,null,2626,null,null,null,null,null,{"$f":"IF(SUMPRODUCT(D2677:H2677,$Z$15:$AD$15/$H$20)=0,\"\",SUMPRODUCT(D2677:H2677,$Z$15:$AD$15/$H$20))","v":{"$error":"#DIV/0!"}},null,null,null,null,null,{"$f":"IF(SUMPRODUCT(J2677:N2677,$Z$22:$AD$22/$H$27)=0,\"\",SUMPRODUCT(J2677:N2677,$Z$22:$AD$22/$H$27))","v":{"$error":"#DIV/0!"}},null,null,null,null,null,{"$f":"IF(SUMPRODUCT(P2677:T2677,$Z$29:$AD$29/$H$34)=0,\"\",SUMPRODUCT(P2677:T2677,$Z$29:$AD$29/$H$34))","v":{"$error":"#DIV/0!"}}]
[null,null,2630,null,null,null,null,null,{"$error":"#DIV/0!"},null,null,null,null,null,{"$error":"#DIV/0!"},null,null,null,null,null,{"$error":"#DIV/0!"}]
[null,null,2633,null,null,null,null,null,{"$error":"#DIV/0!"},null,null,null,null,null,{"$error":"#DIV/0!"},null,null,null,null,null,{"$error":"#DIV/0!"}]
[null,null,2636,null,null,null,null,null,{"$error":"#DIV/0!"},null,null,null,null,null,{"$error":"#DIV/0!"},null,null,null,null,null,{"$error":"#DIV/0!"}]
[null,null,2640,null,null,null,null,null,{"$error":"#DIV/0!"},null,null,null,null,null,{"$error":"#DIV/0!"},null,null,null,null,null,{"$error":"#DIV/0!"}]
[null,null,2641,null,null,null,null,null,{"$error":"#DIV/0!"},null,null,null,null,null,{"$error":"#DIV/0!"},null,null,null,null,null,{"$error":"#DIV/0!"}]
[null,null,2645,null,null,null,null,null,{"$error":"#DIV/0!"},null,null,null,null,null,{"$error":"#DIV/0!"},null,null,null,null,null,{"$error":"#DIV/0!"}]
[null,null,2648,null,null,null,null,null,{"$error":"#DIV/0!"},null,null,null,null,null,{"$error":"#DIV/0!"},null,null,null,null,null,{"$error":"#DIV/0!"}]
[null,null,2651,null,null,null,null,null,{"$error":"#DIV/0!"},null,null,null,null,null,{"$error":"#DIV/0!"},null,null,null,null,null,{"$error":"#DIV/0!"}]
[null,null,2655,null,null,null,null,null,{"$error":"#DIV/0!"},null,null,null,null,null,{"$error":"#DIV/0!"},null,null,null,null,null,{"$error":"#DIV/0!"}]
[null,null,2658,null,null,null,null,null,{"$error":"#DIV/0!"},null,null,null,null,null,{"$error":"#DIV/0!"},null,null,null,null,null,{"$error":"#DIV/0!"}]
[null,null,2661,null,null,null,null,null,{"$error":"#DIV/0!"},null,null,null,null,null,{"$error":"#DIV/0!"},null,null,null,null,null,{"$error":"#DIV/0!"}]
[null,null,2663,null,null,null,null,null,{"$error":"#DIV/0!"},null,null,null,null,null,{"$error":"#DIV/0!"},null,null,null,null,null,{"$error":"#DIV/0!"}]
[null,null,2666,null,null,null,null,null,{"$error":"#DIV/0!"},null,null,null,null,null,{"$error":"#DIV/0!"},null,null,null,null,null,{"$error":"#DIV/0!"}]
[null,null,2670,null,null,null,null,null,{"$error":"#DIV/0!"},null,null,null,null,null,{"$error":"#DIV/0!"},null,null,null,null,null,{"$error":"#DIV/0!"}]
[null,null,2673,null,null,null,null,null,{"$error":"#DIV/0!"},null,null,null,null,null,{"$error":"#DIV/0!"},null,null,null,null,null,{"$error":"#DIV/0!"}]
[null,null,2676,null,null,null,null,null,{"$error":"#DIV/0!"},null,null,null,null,null,{"$error":"#DIV/0!"},null,null,null,null,null,{"$error":"#DIV/0!"}]
[null,null,2678,null,null,null,null,null,{"$error":"#DIV/0!"},null,null,null,null,null,{"$error":"#DIV/0!"},null,null,null,null,null,{"$error":"#DIV/0!"}]
[null,null,2684,null,null,null,null,null,{"$error":"#DIV/0!"},null,null,null,null,null,{"$error":"#DIV/0!"},null,null,null,null,null,{"$error":"#DIV/0!"}]
[null,null,2687,null,null,null,null,null,{"$error":"#DIV/0!"},null,null,null,null,null,{"$error":"#DIV/0!"},null,null,null,null,null,{"$error":"#DIV/0!"}]
[null,null,2688,null,null,null,null,null,{"$error":"#DIV/0!"},null,null,null,null,null,{"$error":"#DIV/0!"},null,null,null,null,null,{"$error":"#DIV/0!"}]
[null,null,2691,null,null,null,null,null,{"$error":"#DIV/0!"},null,null,null,null,null,{"$error":"#DIV/0!"},null,null,null,null,null,{"$error":"#DIV/0!"}]
[null,null,2695,null,null,null,null,null,{"$error":"#DIV/0!"},null,null,null,null,null,{"$error":"#DIV/0!"},null,null,null,null,null,{"$error":"#DIV/0!"}]
[null,null,2699,null,null,null,null,null,{"$error":"#DIV/0!"},null,null,null,null,null,{"$error":"#DIV/0!"},null,null,null,null,null,{"$error":"#DIV/0!"}]
[null,null,2702,null,null,null,null,null,{"$error":"#DIV/0!"},null,null,null,null,null,{"$error":"#DIV/0!"},null,null,null,null,null,{"$error":"#DIV/0!"}]
[null,null,2706,null,null,null,null,null,{"$error":"#DIV/0!"},null,null,null,null,null,{"$error":"#DIV/0!"},null,null,null,null,null,{"$error":"#DIV/0!"}]
[null,null,2709,null,null,null,null,null,{"$error":"#DIV/0!"},null,null,null,null,null,{"$error":"#DIV/0!"},null,null,null,null,null,{"$error":"#DIV/0!"}]
[null,null,2710,null,null,null,null,null,{"$error":"#DIV/0!"},null,null,null,null,null,{"$error":"#DIV/0!"},null,null,null,null,null,{"$error":"#DIV/0!"}]
[null,null,2713,null,null,null,null,null,{"$error":"#DIV/0!"},null,null,null,null,null,{"$error":"#DIV/0!"},null,null,null,null,null,{"$error":"#DIV/0!"}]
[null,null,2716,null,null,null,null,null,{"$error":"#DIV/0!"},null,null,null,null,null,{"$error":"#DIV/0!"},null,null,null,null,null,{"$error":"#DIV/0!"}]
[null,null,2720,null,null,null,null,null,{"$error":"#DIV/0!"},null,null,null,null,null,{"$error":"#DIV/0!"},null,null,null,null,null,{"$error":"#DIV/0!"}]
[null,null,2724,null,null,null,null,null,{"$error":"#DIV/0!"},null,null,null,null,null,{"$error":"#DIV/0!"},null,null,null,null,null,{"$error":"#DIV/0!"}]
[null,null,2727,null,null,null,null,null,{"$error":"#DIV/0!"},null,null,null,null,null,{"$error":"#DIV/0!"},null,null,null,null,null,{"$error":"#DIV/0!"}]
[null,null,2731,null,null,null,null,null,{"$error":"#DIV/0!"},null,null,null,null,null,{"$error":"#DIV/0!"},null,null,null,null,null,{"$error":"#DIV/0!"}]
[null,null,2734,null,null,null,null,null,{"$error":"#DIV/0!"},null,null,null,null,null,{"$error":"#DIV/0!"},null,null,null,null,null,{"$error":"#DIV/0!"}]
[null,null,2735,null,null,null,null,null,{"$error":"#DIV/0!"},null,null,null,null,null,{"$error":"#DIV/0!"},null,null,null,null,null,{"$error":"#DIV/0!"}]
[null,null,2741,null,null,null,null,null,{"$error":"#DIV/0!"},null,null,null,null,null,{"$error":"#DIV/0!"},null,null,null,null,null,{"$error":"#DIV/0!"}]
[null,null,2742,null,null,null,null,null,{"$error":"#DIV/0!"},null,null,null,null,null,{"$error":"#DIV/0!"},null,null,null,null,null,{"$error":"#DIV/0!"}]
[null,null,2746,null,null,null,null,null,{"$error":"#DIV/0!"},null,null,null,null,null,{"$error":"#DIV/0!"},null,null,null,null,null,{"$error":"#DIV/0!"}]
[null,null,2749,null,null,null,null,null,{"$error":"#DIV/0!"},null,null,null,null,null,{"$error":"#DIV/0!"},null,null,null,null,null,{"$error":"#DIV/0!"}]
[null,null,2753,null,null,null,null,null,{"$error":"#DIV/0!"},null,null,null,null,null,{"$error":"#DIV/0!"},null,null,null,null,null,{"$error":"#DIV/0!"}]
[null,null,2756,null,null,null,null,null,{"$error":"#DIV/0!"},null,null,null,null,null,{"$error":"#DIV/0!"},null,null,null,null,null,{"$error":"#DIV/0!"}]
[null,null,2759,null,null,null,null,null,{"$error":"#DIV/0!"},null,null,null,null,null,{"$error":"#DIV/0!"},null,null,null,null,null,{"$error":"#DIV/0!"}]
[null,null,2762,null,null,null,null,null,{"$error":"#DIV/0!"},null,null,null,null,null,{"$error":"#DIV/0!"},null,null,null,null,null,{"$error":"#DIV/0!"}]
[null,null,2764,null,null,null,null,null,{"$error":"#DIV/0!"},null,null,null,null,null,{"$error":"#DIV/0!"},null,null,null,null,null,{"$error":"#DIV/0!"}]
[null,null,2767,null,null,null,null,null,{"$error":"#DIV/0!"},null,null,null,null,null,{"$error":"#DIV/0!"},null,null,null,null,null,{"$error":"#DIV/0!"}]
[null,null,2771,null,null,null,null,null,{"$error":"#DIV/0!"},null,null,null,null,null,{"$error":"#DIV/0!"},null,null,null,null,null,{"$error":"#DIV/0!"}]
[null,null,2774,null,null,null,null,null,{"$error":"#DIV/0!"},null,null,null,null,null,{"$error":"#DIV/0!"},null,null,null,null,null,{"$error":"#DIV/0!"}]
[null,null,2778,null,null,null,null,null,{"$error":"#DIV/0!"},null,null,null,null,null,{"$error":"#DIV/0!"},null,null,null,null,null,{"$error":"#DIV/0!"}]
[null,null,2779,null,null,null,null,null,{"$error":"#DIV/0!"},null,null,null,null,null,{"$error":"#DIV/0!"},null,null,null,null,null,{"$error":"#DIV/0!"}]
[null,null,2785,null,null,null,null,null,{"$error":"#DIV/0!"},null,null,null,null,null,{"$error":"#DIV/0!"},null,null,null,null,null,{"$error":"#DIV/0!"}]
[null,null,2786,null,null,null,null,null,{"$error":"#DIV/0!"},null,null,null,null,null,{"$error":"#DIV/0!"},null,null,null,null,null,{"$error":"#DIV/0!"}]
[null,null,2789,null,null,null,null,null,{"$error":"#DIV/0!"},null,null,null,null,null,{"$error":"#DIV/0!"},null,null,null,null,null,{"$error":"#DIV/0!"}]
[null,null,2792,null,null,null,null,null,{"$error":"#DIV/0!"},null,null,null,null,null,{"$error":"#DIV/0!"},null,null,null,null,null,{"$error":"#DIV/0!"}]
[null,null,2796,null,null,null,null,null,{"$error":"#DIV/0!"},null,null,null,null,null,{"$error":"#DIV/0!"},null,null,null,null,null,{"$error":"#DIV/0!"}]
[null,null,2799,null,null,null,null,null,{"$error":"#DIV/0!"},null,null,null,null,null,{"$error":"#DIV/0!"},null,null,null,null,null,{"$error":"#DIV/0!"}]
[null,null,2804,null,null,null,null,null,{"$error":"#DIV/0!"},null,null,null,null,null,{"$error":"#DIV/0!"},null,null,null,null,null,{"$error":"#DIV/0!"}]
[null,null,2807,null,null,null,null,null,{"$error":"#DIV/0!"},null,null,null,null,null,{"$error":"#DIV/0!"},null,null,null,null,null,{"$error":"#DIV/0!"}]
[null,null,2810,null,null,null,null,null,{"$error":"#DIV/0!"},null,null,null,null,null,{"$error":"#DIV/0!"},null,null,null,null,null,{"$error":"#DIV/0!"}]
[null,null,2811,null,null,null,null,null,{"$error":"#DIV/0!"},null,null,null,null,null,{"$error":"#DIV/0!"},null,null,null,null,null,{"$error":"#DIV/0!"}]
[null,null,2814,null,null,null,null,null,{"$error":"#DIV/0!"},null,null,null,null,null,{"$error":"#DIV/0!"},null,null,null,null,null,{"$error":"#DIV/0!"}]
[null,null,2818,null,null,null,null,null,{"$f":"IF(SUMPRODUCT(D2869:H2869,$Z$15:$AD$15/$H$20)=0,\"\",SUMPRODUCT(D2869:H2869,$Z$15:$AD$15/$H$20))","v":{"$error":"#DIV/0!"}},null,null,null,null,null,{"$f":"IF(SUMPRODUCT(J2869:N2869,$Z$22:$AD$22/$H$27)=0,\"\",SUMPRODUCT(J2869:N2869,$Z$22:$AD$22/$H$27))","v":{"$error":"#DIV/0!"}},null,null,null,null,null,{"$f":"IF(SUMPRODUCT(P2869:T2869,$Z$29:$AD$29/$H$34)=0,\"\",SUMPRODUCT(P2869:T2869,$Z$29:$AD$29/$H$34))","v":{"$error":"#DIV/0!"}}]
[null,null,2821,null,null,null,null,null,{"$error":"#DIV/0!"},null,null,null,null,null,{"$error":"#DIV/0!"},null,null,null,null,null,{"$error":"#DIV/0!"}]
[null,null,2825,null,null,null,null,null,{"$error":"#DIV/0!"},null,null,null,null,null,{"$error":"#DIV/0!"},null,null,null,null,null,{"$error":"#DIV/0!"}]
[null,null,2829,null,null,null,null,null,{"$error":"#DIV/0!"},null,null,null,null,null,{"$error":"#DIV/0!"},null,null,null,null,null,{"$error":"#DIV/0!"}]
[null,null,2832,null,null,null,null,null,{"$error":"#DIV/0!"},null,null,null,null,null,{"$error":"#DIV/0!"},null,null,null,null,null,{"$error":"#DIV/0!"}]
[null,null,2835,null,null,null,null,null,{"$error":"#DIV/0!"},null,null,null,null,null,{"$error":"#DIV/0!"},null,null,null,null,null,{"$error":"#DIV/0!"}]
[null,null,2836,null,null,null,null,null,{"$error":"#DIV/0!"},null,null,null,null,null,{"$error":"#DIV/0!"},null,null,null,null,null,{"$error":"#DIV/0!"}]
[null,null,2842,null,null,null,null,null,{"$error":"#DIV/0!"},null,null,null,null,null,{"$error":"#DIV/0!"},null,null,null,null,null,{"$error":"#DIV/0!"}]
[null,null,2844,null,null,null,null,null,{"$error":"#DIV/0!"},null,null,null,null,null,{"$error":"#DIV/0!"},null,null,null,null,null,{"$error":"#DIV/0!"}]
[null,null,2847,null,null,null,null,null,{"$error":"#DIV/0!"},null,null,null,null,null,{"$error":"#DIV/0!"},null,null,null,null,null,{"$error":"#DIV/0!"}]
[null,null,2850,null,null,null,null,null,{"$error":"#DIV/0!"},null,null,null,null,null,{"$error":"#DIV/0!"},null,null,null,null,null,{"$error":"#DIV/0!"}]
[null,null,2854,null,null,null,null,null,{"$error":"#DIV/0!"},null,null,null,null,null,{"$error":"#DIV/0!"},null,null,null,null,null,{"$error":"#DIV/0!"}]
[null,null,2857,null,null,null,null,null,{"$error":"#DIV/0!"},null,null,null,null,null,{"$error":"#DIV/0!"},null,null,null,null,null,{"$error":"#DIV/0!"}]
[null,null,2858,null,null,null,null,null,{"$error":"#DIV/0!"},null,null,null,null,null,{"$error":"#DIV/0!"},null,null,null,null,null,{"$error":"#DIV/0!"}]
[null,null,2863,null,null,null,null,null,{"$error":"#DIV/0!"},null,null,null,null,null,{"$error":"#DIV/0!"},null,null,null,null,null,{"$error":"#DIV/0!"}]
[null,null,2865,null,null,null,null,null,{"$error":"#DIV/0!"},null,null,null,null,null,{"$error":"#DIV/0!"},null,null,null,null,null,{"$error":"#DIV/0!"}]
[null,null,2869,null,null,null,null,null,{"$error":"#DIV/0!"},null,null,null,null,null,{"$error":"#DIV/0!"},null,null,null,null,null,{"$error":"#DIV/0!"}]
[null,null,2872,null,null,null,null,null,{"$error":"#DIV/0!"},null,null,null,null,null,{"$error":"#DIV/0!"},null,null,null,null,null,{"$error":"#DIV/0!"}]
[null,null,2875,null,null,null,null,null,{"$error":"#DIV/0!"},null,null,null,null,null,{"$error":"#DIV/0!"},null,null,null,null,null,{"$error":"#DIV/0!"}]
[null,null,2879,null,null,null,null,null,{"$error":"#DIV/0!"},null,null,null,null,null,{"$error":"#DIV/0!"},null,null,null,null,null,{"$error":"#DIV/0!"}]
[null,null,2880,null,null,null,null,null,{"$error":"#DIV/0!"},null,null,null,null,null,{"$error":"#DIV/0!"},null,null,null,null,null,{"$error":"#DIV/0!"}]
[null,null,2884,null,null,null,null,null,{"$error":"#DIV/0!"},null,null,null,null,null,{"$error":"#DIV/0!"},null,null,null,null,null,{"$error":"#DIV/0!"}]
[null,null,2887,null,null,null,null,null,{"$error":"#DIV/0!"},null,null,null,null,null,{"$error":"#DIV/0!"},null,null,null,null,null,{"$error":"#DIV/0!"}]
[null,null,2890,null,null,null,null,null,{"$error":"#DIV/0!"},null,null,null,null,null,{"$error":"#DIV/0!"},null,null,null,null,null,{"$error":"#DIV/0!"}]
[null,null,2894,null,null,null,null,null,{"$error":"#DIV/0!"},null,null,null,null,null,{"$error":"#DIV/0!"},null,null,null,null,null,{"$error":"#DIV/0!"}]
[null,null,2897,null,null,null,null,null,{"$error":"#DIV/0!"},null,null,null,null,null,{"$error":"#DIV/0!"},null,null,null,null,null,{"$error":"#DIV/0!"}]
[null,null,2900,null,null,null,null,null,{"$error":"#DIV/0!"},null,null,null,null,null,{"$error":"#DIV/0!"},null,null,null,null,null,{"$error":"#DIV/0!"}]
[null,null,2905,null,null,null,null,null,{"$error":"#DIV/0!"},null,null,null,null,null,{"$error":"#DIV/0!"},null,null,null,null,null,{"$error":"#DIV/0!"}]
[null,null,2908,null,null,null,null,null,{"$error":"#DIV/0!"},null,null,null,null,null,{"$error":"#DIV/0!"},null,null,null,null,null,{"$error":"#DIV/0!"}]
[null,null,2909,null,null,null,null,null,{"$error":"#DIV/0!"},null,null,null,null,null,{"$error":"#DIV/0!"},null,null,null,null,null,{"$error":"#DIV/0!"}]
[null,null,2912,null,null,null,null,null,{"$error":"#DIV/0!"},null,null,null,null,null,{"$error":"#DIV/0!"},null,null,null,null,null,{"$error":"#DIV/0!"}]
[null,null,2915,null,null,null,null,null,{"$error":"#DIV/0!"},null,null,null,null,null,{"$error":"#DIV/0!"},null,null,null,null,null,{"$error":"#DIV/0!"}]
[null,null,2919,null,null,null,null,null,{"$error":"#DIV/0!"},null,null,null,null,null,{"$error":"#DIV/0!"},null,null,null,null,null,{"$error":"#DIV/0!"}]
[null,null,2922,null,null,null,null,null,{"$error":"#DIV/0!"},null,null,null,null,null,{"$error":"#DIV/0!"},null,null,null,null,null,{"$error":"#DIV/0!"}]
[null,null,2927,null,null,null,null,null,{"$error":"#DIV/0!"},null,null,null,null,null,{"$error":"#DIV/0!"},null,null,null,null,null,{"$error":"#DIV/0!"}]
[null,null,2930,null,null,null,null,null,{"$error":"#DIV/0!"},null,null,null,null,null,{"$error":"#DIV/0!"},null,null,null,null,null,{"$error":"#DIV/0!"}]
[null,null,2933,null,null,null,null,null,{"$error":"#DIV/0!"},null,null,null,null,null,{"$error":"#DIV/0!"},null,null,null,null,null,{"$error":"#DIV/0!"}]
[null,null,2934,null,null,null,null,null,{"$error":"#DIV/0!"},null,null,null,null,null,{"$error":"#DIV/0!"},null,null,null,null,null,{"$error":"#DIV/0!"}]
[null,null,2937,null,null,null,null,null,{"$error":"#DIV/0!"},null,null,null,null,null,{"$error":"#DIV/0!"},null,null,null,null,null,{"$error":"#DIV/0!"}]
[null,null,2940,null,null,null,null,null,{"$error":"#DIV/0!"},null,null,null,null,null,{"$error":"#DIV/0!"},null,null,null,null,null,{"$error":"#DIV/0!"}]
[null,null,2943,null,null,null,null,null,{"$error":"#DIV/0!"},null,null,null,null,null,{"$error":"#DIV/0!"},null,null,null,null,null,{"$error":"#DIV/0!"}]
[null,null,2948,null,null,null,null,null,{"$error":"#DIV/0!"},null,null,null,null,null,{"$error":"#DIV/0!"},null,null,null,null,null,{"$error":"#DIV/0!"}]
[null,null,2952,null,null,null,null,null,{"$error":"#DIV/0!"},null,null,null,null,null,{"$error":"#DIV/0!"},null,null,null,null,null,{"$error":"#DIV/0!"}]
[null,null,2955,null,null,null,null,null,{"$error":"#DIV/0!"},null,null,null,null,null,{"$error":"#DIV/0!"},null,null,null,null,null,{"$error":"#DIV/0!"}]
[null,null,2958,null,null,null,null,null,{"$error":"#DIV/0!"},null,null,null,null,null,{"$error":"#DIV/0!"},null,null,null,null,null,{"$error":"#DIV/0!"}]
[null,null,2959,null,null,null,null,null,{"$error":"#DIV/0!"},null,null,null,null,null,{"$error":"#DIV/0!"},null,null,null,null,null,{"$error":"#DIV/0!"}]
[null,null,2964,null,null,null,null,null,{"$error":"#DIV/0!"},null,null,null,null,null,{"$error":"#DIV/0!"},null,null,null,null,null,{"$error":"#DIV/0!"}]
[null,null,2966,null,null,null,null,null,{"$error":"#DIV/0!"},null,null,null,null,null,{"$error":"#DIV/0!"},null,null,null,null,null,{"$error":"#DIV/0!"}]
[null,null,2970,null,null,null,null,null,{"$error":"#DIV/0!"},null,null,null,null,null,{"$error":"#DIV/0!"},null,null,null,null,null,{"$error":"#DIV/0!"}]
[null,null,2973,null,null,null,null,null,{"$error":"#DIV/0!"},null,null,null,null,null,{"$error":"#DIV/0!"},null,null,null,null,null,{"$error":"#DIV/0!"}]
[null,null,2977,null,null,null,null,null,{"$error":"#DIV/0!"},null,null,null,null,null,{"$error":"#DIV/0!"},null,null,null,null,null,{"$error":"#DIV/0!"}]
[null,null,2980,null,null,null,null,null,{"$error":"#DIV/0!"},null,null,null,null,null,{"$error":"#DIV/0!"},null,null,null,null,null,{"$error":"#DIV/0!"}]
[null,null,2981,null,null,null,null,null,{"$error":"#DIV/0!"},null,null,null,null,null,{"$error":"#DIV/0!"},null,null,null,null,null,{"$error":"#DIV/0!"}]
[null,null,2985,null,null,null,null,null,{"$error":"#DIV/0!"},null,null,null,null,null,{"$error":"#DIV/0!"},null,null,null,null,null,{"$error":"#DIV/0!"}]
[null,null,2988,null,null,null,null,null,{"$error":"#DIV/0!"},null,null,null,null,null,{"$error":"#DIV/0!"},null,null,null,null,null,{"$error":"#DIV/0!"}]
[null,null,2992,null,null,null,null,null,{"$error":"#DIV/0!"},null,null,null,null,null,{"$error":"#DIV/0!"},null,null,null,null,null,{"$error":"#DIV/0!"}]
[null,null,2995,null,null,null,null,null,{"$error":"#DIV/0!"},null,null,null,null,null,{"$error":"#DIV/0!"},null,null,null,null,null,{"$error":"#DIV/0!"}]
[null,null,2998,null,null,null,null,null,{"$error":"#DIV/0!"},null,null,null,null,null,{"$error":"#DIV/0!"},null,null,null,null,null,{"$error":"#DIV/0!"}]
[null,null,3002,null,null,null,null,null,{"$error":"#DIV/0!"},null,null,null,null,null,{"$error":"#DIV/0!"},null,null,null,null,null,{"$error":"#DIV/0!"}]
[null,null,3006,null,null,null,null,null,{"$error":"#DIV/0!"},null,null,null,null,null,{"$error":"#DIV/0!"},null,null,null,null,null,{"$error":"#DIV/0!"}]
[null,null,3009,null,null,null,null,null,{"$error":"#DIV/0!"},null,null,null,null,null,{"$error":"#DIV/0!"},null,null,null,null,null,{"$error":"#DIV/0!"}]
[null,null,3010,null,null,null,null,null,{"$f":"IF(SUMPRODUCT(D3061:H3061,$Z$15:$AD$15/$H$20)=0,\"\",SUMPRODUCT(D3061:H3061,$Z$15:$AD$15/$H$20))","v":{"$error":"#DIV/0!"}},null,null,null,null,null,{"$f":"IF(SUMPRODUCT(J3061:N3061,$Z$22:$AD$22/$H$27)=0,\"\",SUMPRODUCT(J3061:N3061,$Z$22:$AD$22/$H$27))","v":{"$error":"#DIV/0!"}},null,null,null,null,null,{"$f":"IF(SUMPRODUCT(P3061:T3061,$Z$29:$AD$29/$H$34)=0,\"\",SUMPRODUCT(P3061:T3061,$Z$29:$AD$29/$H$34))","v":{"$error":"#DIV/0!"}}]
[null,null,3013,null,null,null,null,null,{"$error":"#DIV/0!"},null,null,null,null,null,{"$error":"#DIV/0!"},null,null,null,null,null,{"$error":"#DIV/0!"}]
[null,null,3017,null,null,null,null,null,{"$error":"#DIV/0!"},null,null,null,null,null,{"$error":"#DIV/0!"},null,null,null,null,null,{"$error":"#DIV/0!"}]
[null,null,3020,null,null,null,null,null,{"$error":"#DIV/0!"},null,null,null,null,null,{"$error":"#DIV/0!"},null,null,null,null,null,{"$error":"#DIV/0!"}]
[null,null,3023,null,null,null,null,null,{"$error":"#DIV/0!"},null,null,null,null,null,{"$error":"#DIV/0!"},null,null,null,null,null,{"$error":"#DIV/0!"}]
[null,null,3028,null,null,null,null,null,{"$error":"#DIV/0!"},null,null,null,null,null,{"$error":"#DIV/0!"},null,null,null,null,null,{"$error":"#DIV/0!"}]
[null,null,3031,null,null,null,null,null,{"$error":"#DIV/0!"},null,null,null,null,null,{"$error":"#DIV/0!"},null,null,null,null,null,{"$error":"#DIV/0!"}]
[null,null,3032,null,null,null,null,null,{"$error":"#DIV/0!"},null,null,null,null,null,{"$error":"#DIV/0!"},null,null,null,null,null,{"$error":"#DIV/0!"}]
[null,null,3035,null,null,null,null,null,{"$error":"#DIV/0!"},null,null,null,null,null,{"$error":"#DIV/0!"},null,null,null,null,null,{"$error":"#DIV/0!"}]
[null,null,3038,null,null,null,null,null,{"$error":"#DIV/0!"},null,null,null,null,null,{"$error":"#DIV/0!"},null,null,null,null,null,{"$error":"#DIV/0!"}]
[null,null,3042,null,null,null,null,null,{"$error":"#DIV/0!"},null,null,null,null,null,{"$error":"#DIV/0!"},null,null,null,null,null,{"$error":"#DIV/0!"}]
[null,null,3044,null,null,null,null,null,{"$error":"#DIV/0!"},null,null,null,null,null,{"$error":"#DIV/0!"},null,null,null,null,null,{"$error":"#DIV/0!"}]
[null,null,3049,null,null,null,null,null,{"$error":"#DIV/0!"},null,null,null,null,null,{"$error":"#DIV/0!"},null,null,null,null,null,{"$error":"#DIV/0!"}]
[null,null,3053,null,null,null,null,null,{"$error":"#DIV/0!"},null,null,null,null,null,{"$error":"#DIV/0!"},null,null,null,null,null,{"$error":"#DIV/0!"}]
[null,null,3056,null,null,null,null,null,{"$error":"#DIV/0!"},null,null,null,null,null,{"$error":"#DIV/0!"},null,null,null,null,null,{"$error":"#DIV/0!"}]
[null,null,3057,null,null,null,null,null,{"$error":"#DIV/0!"},null,null,null,null,null,{"$error":"#DIV/0!"},null,null,null,null,null,{"$error":"#DIV/0!"}]
[null,null,3060,null,null,null,null,null,{"$error":"#DIV/0!"},null,null,null,null,null,{"$error":"#DIV/0!"},null,null,null,null,null,{"$error":"#DIV/0!"}]
[null,null,3065,null,null,null,null,null,{"$error":"#DIV/0!"},null,null,null,null,null,{"$error":"#DIV/0!"},null,null,null,null,null,{"$error":"#DIV/0!"}]
[null,null,3068,null,null,null,null,null,{"$error":"#DIV/0!"},null,null,null,null,null,{"$error":"#DIV/0!"},null,null,null,null,null,{"$error":"#DIV/0!"}]
[null,null,3071,null,null,null,null,null,{"$error":"#DIV/0!"},null,null,null,null,null,{"$error":"#DIV/0!"},null,null,null,null,null,{"$error":"#DIV/0!"}]
[null,null,3074,null,null,null,null,null,{"$f":"IF(SUMPRODUCT(D3125:H3125,$Z$15:$AD$15/$H$20)=0,\"\",SUMPRODUCT(D3125:H3125,$Z$15:$AD$15/$H$20))","v":{"$error":"#DIV/0!"}},null,null,null,null,null,{"$f":"IF(SUMPRODUCT(J3125:N3125,$Z$22:$AD$22/$H$27)=0,\"\",SUMPRODUCT(J3125:N3125,$Z$22:$AD$22/$H$27))","v":{"$error":"#DIV/0!"}},null,null,null,null,null,{"$f":"IF(SUMPRODUCT(P3125:T3125,$Z$29:$AD$29/$H$34)=0,\"\",SUMPRODUCT(P3125:T3125,$Z$29:$AD$29/$H$34))","v":{"$error":"#DIV/0!"}}]
[null,null,3078,null,null,null,null,null,{"$error":"#DIV/0!"},null,null,null,null,null,{"$error":"#DIV/0!"},null,null,null,null,null,{"$error":"#DIV/0!"}]
[null,null,3081,null,null,null,null,null,{"$error":"#DIV/0!"},null,null,null,null,null,{"$error":"#DIV/0!"},null,null,null,null,null,{"$error":"#DIV/0!"}]
[null,null,3082,null,null,null,null,null,{"$error":"#DIV/0!"},null,null,null,null,null,{"$error":"#DIV/0!"},null,null,null,null,null,{"$error":"#DIV/0!"}]
[null,null,3086,null,null,null,null,null,{"$error":"#DIV/0!"},null,null,null,null,null,{"$error":"#DIV/0!"},null,null,null,null,null,{"$error":"#DIV/0!"}]
[null,null,3089,null,null,null,null,null,{"$error":"#DIV/0!"},null,null,null,null,null,{"$error":"#DIV/0!"},null,null,null,null,null,{"$error":"#DIV/0!"}]
[null,null,3093,null,null,null,null,null,{"$error":"#DIV/0!"},null,null,null,null,null,{"$error":"#DIV/0!"},null,null,null,null,null,{"$error":"#DIV/0!"}]
[null,null,3096,null,null,null,null,null,{"$error":"#DIV/0!"},null,null,null,null,null,{"$error":"#DIV/0!"},null,null,null,null,null,{"$error":"#DIV/0!"}]
[null,null,3100,null,null,null,null,null,{"$error":"#DIV/0!"},null,null,null,null,null,{"$error":"#DIV/0!"},null,null,null,null,null,{"$error":"#DIV/0!"}]
[null,null,3103,null,null,null,null,null,{"$error":"#DIV/0!"},null,null,null,null,null,{"$error":"#DIV/0!"},null,null,null,null,null,{"$error":"#DIV/0!"}]
[null,null,3107,null,null,null,null,null,{"$error":"#DIV/0!"},null,null,null,null,null,{"$error":"#DIV/0!"},null,null,null,null,null,{"$error":"#DIV/0!"}]
[null,null,3108,null,null,null,null,null,{"$error":"#DIV/0!"},null,null,null,null,null,{"$error":"#DIV/0!"},null,null,null,null,null,{"$error":"#DIV/0!"}]
[null,null,3111,null,null,null,null,null,{"$error":"#DIV/0!"},null,null,null,null,null,{"$error":"#DIV/0!"},null,null,null,null,null,{"$error":"#DIV/0!"}]
[null,null,3114,null,null,null,null,null,{"$error":"#DIV/0!"},null,null,null,null,null,{"$error":"#DIV/0!"},null,null,null,null,null,{"$error":"#DIV/0!"}]
[null,null,3118,null,null,null,null,null,{"$error":"#DIV/0!"},null,null,null,null,null,{"$error":"#DIV/0!"},null,null,null,null,null,{"$error":"#DIV/0!"}]
[null,null,3121,null,null,null,null,null,{"$error":"#DIV/0!"},null,null,null,null,null,{"$error":"#DIV/0!"},null,null,null,null,null,{"$error":"#DIV/0!"}]
[null,null,3124,null,null,null,null,null,{"$error":"#DIV/0!"},null,null,null,null,null,{"$error":"#DIV/0!"},null,null,null,null,null,{"$error":"#DIV/0!"}]
[null,null,3129,null,null,null,null,null,{"$error":"#DIV/0!"},null,null,null,null,null,{"$error":"#DIV/0!"},null,null,null,null,null,{"$error":"#DIV/0!"}]
[null,null,3132,null,null,null,null,null,{"$error":"#DIV/0!"},null,null,null,null,null,{"$error":"#DIV/0!"},null,null,null,null,null,{"$error":"#DIV/0!"}]
[null,null,3133,null,null,null,null,null,{"$error":"#DIV/0!"},null,null,null,null,null,{"$error":"#DIV/0!"},null,null,null,null,null,{"$error":"#DIV/0!"}]
[null,null,3136,null,null,null,null,null,{"$error":"#DIV/0!"},null,null,null,null,null,{"$error":"#DIV/0!"},null,null,null,null,null,{"$error":"#DIV/0!"}]
[null,null,3140,null,null,null,null,null,{"$error":"#DIV/0!"},null,null,null,null,null,{"$error":"#DIV/0!"},null,null,null,null,null,{"$error":"#DIV/0!"}]
[null,null,3143,null,null,null,null,null,{"$error":"#DIV/0!"},null,null,null,null,null,{"$error":"#DIV/0!"},null,null,null,null,null,{"$error":"#DIV/0!"}]
[null,null,3145,null,null,null,null,null,{"$error":"#DIV/0!"},null,null,null,null,null,{"$error":"#DIV/0!"},null,null,null,null,null,{"$error":"#DIV/0!"}]
[null,null,3151,null,null,null,null,null,{"$error":"#DIV/0!"},null,null,null,null,null,{"$error":"#DIV/0!"},null,null,null,null,null,{"$error":"#DIV/0!"}]
[null,null,3154,null,null,null,null,null,{"$error":"#DIV/0!"},null,null,null,null,null,{"$error":"#DIV/0!"},null,null,null,null,null,{"$error":"#DIV/0!"}]
[null,null,3157,null,null,null,null,null,{"$error":"#DIV/0!"},null,null,null,null,null,{"$error":"#DIV/0!"},null,null,null,null,null,{"$error":"#DIV/0!"}]
[null,null,3158,null,null,null,null,null,{"$error":"#DIV/0!"},null,null,null,null,null,{"$error":"#DIV/0!"},null,null,null,null,null,{"$error":"#DIV/0!"}]
[null,null,3161,null,null,null,null,null,{"$error":"#DIV/0!"},null,null,null,null,null,{"$error":"#DIV/0!"},null,null,null,null,null,{"$error":"#DIV/0!"}]
[null,null,3166,null,null,null,null,null,{"$error":"#DIV/0!"},null,null,null,null,null,{"$error":"#DIV/0!"},null,null,null,null,null,{"$error":"#DIV/0!"}]
[null,null,3169,null,null,null,null,null,{"$error":"#DIV/0!"},null,null,null,null,null,{"$error":"#DIV/0!"},null,null,null,null,null,{"$error":"#DIV/0!"}]
[null,null,3172,null,null,null,null,null,{"$error":"#DIV/0!"},null,null,null,null,null,{"$error":"#DIV/0!"},null,null,null,null,null,{"$error":"#DIV/0!"}]
[null,null,3176,null,null,null,null,null,{"$error":"#DIV/0!"},null,null,null,null,null,{"$error":"#DIV/0!"},null,null,null,null,null,{"$error":"#DIV/0!"}]
[null,null,3179,null,null,null,null,null,{"$error":"#DIV/0!"},null,null,null,null,null,{"$error":"#DIV/0!"},null,null,null,null,null,{"$error":"#DIV/0!"}]
[null,null,3182,null,null,null,null,null,{"$error":"#DIV/0!"},null,null,null,null,null,{"$error":"#DIV/0!"},null,null,null,null,null,{"$error":"#DIV/0!"}]
[null,null,3183,null,null,null,null,null,{"$error":"#DIV/0!"},null,null,null,null,null,{"$error":"#DIV/0!"},null,null,null,null,null,{"$error":"#DIV/0!"}]
[null,null,3187,null,null,null,null,null,{"$error":"#DIV/0!"},null,null,null,null,null,{"$error":"#DIV/0!"},null,null,null,null,null,{"$error":"#DIV/0!"}]
[null,null,3191,null,null,null,null,null,{"$error":"#DIV/0!"},null,null,null,null,null,{"$error":"#DIV/0!"},null,null,null,null,null,{"$error":"#DIV/0!"}]
[null,null,3194,null,null,null,null,null,{"$error":"#DIV/0!"},null,null,null,null,null,{"$error":"#DIV/0!"},null,null,null,null,null,{"$error":"#DIV/0!"}]
[null,null,3197,null,null,null,null,null,{"$error":"#DIV/0!"},null,null,null,null,null,{"$error":"#DIV/0!"},null,null,null,null,null,{"$error":"#DIV/0!"}]
[null,null,3201,null,null,null,null,null,{"$error":"#DIV/0!"},null,null,null,null,null,{"$error":"#DIV/0!"},null,null,null,null,null,{"$error":"#DIV/0!"}]
[null,null,3204,null,null,null,null,null,{"$error":"#DIV/0!"},null,null,null,null,null,{"$error":"#DIV/0!"},null,null,null,null,null,{"$error":"#DIV/0!"}]
[null,null,3208,null,null,null,null,null,{"$error":"#DIV/0!"},null,null,null,null,null,{"$error":"#DIV/0!"},null,null,null,null,null,{"$error":"#DIV/0!"}]
[null,null,3209,null,null,null,null,null,{"$error":"#DIV/0!"},null,null,null,null,null,{"$error":"#DIV/0!"},null,null,null,null,null,{"$error":"#DIV/0!"}]
[null,null,3212,null,null,null,null,null,{"$error":"#DIV/0!"},null,null,null,null,null,{"$error":"#DIV/0!"},null,null,null,null,null,{"$error":"#DIV/0!"}]
[null,null,3216,null,null,null,null,null,{"$error":"#DIV/0!"},null,null,null,null,null,{"$error":"#DIV/0!"},null,null,null,null,null,{"$error":"#DIV/0!"}]
[null,null,3219,null,null,null,null,null,{"$error":"#DIV/0!"},null,null,null,null,null,{"$error":"#DIV/0!"},null,null,null,null,null,{"$error":"#DIV/0!"}]
[null,null,3222,null,null,null,null,null,{"$error":"#DIV/0!"},null,null,null,null,null,{"$error":"#DIV/0!"},null,null,null,null,null,{"$error":"#DIV/0!"}]
[null,null,3226,null,null,null,null,null,{"$error":"#DIV/0!"},null,null,null,null,null,{"$error":"#DIV/0!"},null,null,null,null,null,{"$error":"#DIV/0!"}]
[null,null,3229,null,null,null,null,null,{"$error":"#DIV/0!"},null,null,null,null,null,{"$error":"#DIV/0!"},null,null,null,null,null,{"$error":"#DIV/0!"}]
[null,null,3231,null,null,null,null,null,{"$error":"#DIV/0!"},null,null,null,null,null,{"$error":"#DIV/0!"},null,null,null,null,null,{"$error":"#DIV/0!"}]
[null,null,3234,null,null,null,null,null,{"$error":"#DIV/0!"},null,null,null,null,null,{"$error":"#DIV/0!"},null,null,null,null,null,{"$error":"#DIV/0!"}]
[null,null,3237,null,null,null,null,null,{"$error":"#DIV/0!"},null,null,null,null,null,{"$error":"#DIV/0!"},null,null,null,null,null,{"$error":"#DIV/0!"}]
[null,null,3241,null,null,null,null,null,{"$error":"#DIV/0!"},null,null,null,null,null,{"$error":"#DIV/0!"},null,null,null,null,null,{"$error":"#DIV/0!"}]
[null,null,3244,null,null,null,null,null,{"$error":"#DIV/0!"},null,null,null,null,null,{"$error":"#DIV/0!"},null,null,null,null,null,{"$error":"#DIV/0!"}]
[null,null,3246,null,null,null,null,null,{"$error":"#DIV/0!"},null,null,null,null,null,{"$error":"#DIV/0!"},null,null,null,null,null,{"$error":"#DIV/0!"}]
[null,null,3252,null,null,null,null,null,{"$error":"#DIV/0!"},null,null,null,null,null,{"$error":"#DIV/0!"},null,null,null,null,null,{"$error":"#DIV/0!"}]
[null,null,3255,null,null,null,null,null,{"$error":"#DIV/0!"},null,null,null,null,null,{"$error":"#DIV/0!"},null,null,null,null,null,{"$error":"#DIV/0!"}]
[null,null,3256,null,null,null,null,null,{"$error":"#DIV/0!"},null,null,null,null,null,{"$error":"#DIV/0!"},null,null,null,null,null,{"$error":"#DIV/0!"}]
[null,null,3259,null,null,null,null,null,{"$error":"#DIV/0!"},null,null,null,null,null,{"$error":"#DIV/0!"},null,null,null,null,null,{"$error":"#DIV/0!"}]
[null,null,3262,null,null,null,null,null,{"$error":"#DIV/0!"},null,null,null,null,null,{"$error":"#DIV/0!"},null,null,null,null,null,{"$error":"#DIV/0!"}]
[null,null,3266,null,null,null,null,null,{"$f":"IF(SUMPRODUCT(D3317:H3317,$Z$15:$AD$15/$H$20)=0,\"\",SUMPRODUCT(D3317:H3317,$Z$15:$AD$15/$H$20))","v":{"$error":"#DIV/0!"}},null,null,null,null,null,{"$f":"IF(SUMPRODUCT(J3317:N3317,$Z$22:$AD$22/$H$27)=0,\"\",SUMPRODUCT(J3317:N3317,$Z$22:$AD$22/$H$27))","v":{"$error":"#DIV/0!"}},null,null,null,null,null,{"$f":"IF(SUMPRODUCT(P3317:T3317,$Z$29:$AD$29/$H$34)=0,\"\",SUMPRODUCT(P3317:T3317,$Z$29:$AD$29/$H$34))","v":{"$error":"#DIV/0!"}}]
[null,null,3271,null,null,null,null,null,{"$error":"#DIV/0!"},null,null,null,null,null,{"$error":"#DIV/0!"},null,null,null,null,null,{"$error":"#DIV/0!"}]
[null,null,3274,null,null,null,null,null,{"$error":"#DIV/0!"},null,null,null,null,null,{"$error":"#DIV/0!"},null,null,null,null,null,{"$error":"#DIV/0!"}]
[null,null,3277,null,null,null,null,null,{"$error":"#DIV/0!"},null,null,null,null,null,{"$error":"#DIV/0!"},null,null,null,null,null,{"$error":"#DIV/0!"}]
[null,null,3280,null,null,null,null,null,{"$error":"#DIV/0!"},null,null,null,null,null,{"$error":"#DIV/0!"},null,null,null,null,null,{"$error":"#DIV/0!"}]
[null,null,3281,null,null,null,null,null,{"$error":"#DIV/0!"},null,null,null,null,null,{"$error":"#DIV/0!"},null,null,null,null,null,{"$error":"#DIV/0!"}]
[null,null,3284,null,null,null,null,null,{"$error":"#DIV/0!"},null,null,null,null,null,{"$error":"#DIV/0!"},null,null,null,null,null,{"$error":"#DIV/0!"}]
[null,null,3288,null,null,null,null,null,{"$error":"#DIV/0!"},null,null,null,null,null,{"$error":"#DIV/0!"},null,null,null,null,null,{"$error":"#DIV/0!"}]
[null,null,3292,null,null,null,null,null,{"$error":"#DIV/0!"},null,null,null,null,null,{"$error":"#DIV/0!"},null,null,null,null,null,{"$error":"#DIV/0!"}]
[null,null,3295,null,null,null,null,null,{"$error":"#DIV/0!"},null,null,null,null,null,{"$error":"#DIV/0!"},null,null,null,null,null,{"$error":"#DIV/0!"}]
[null,null,3299,null,null,null,null,null,{"$error":"#DIV/0!"},null,null,null,null,null,{"$error":"#DIV/0!"},null,null,null,null,null,{"$error":"#DIV/0!"}]
[null,null,3302,null,null,null,null,null,{"$error":"#DIV/0!"},null,null,null,null,null,{"$error":"#DIV/0!"},null,null,null,null,null,{"$error":"#DIV/0!"}]
[null,null,3305,null,null,null,null,null,{"$error":"#DIV/0!"},null,null,null,null,null,{"$error":"#DIV/0!"},null,null,null,null,null,{"$error":"#DIV/0!"}]
[null,null,3309,null,null,null,null,null,{"$error":"#DIV/0!"},null,null,null,null,null,{"$error":"#DIV/0!"},null,null,null,null,null,{"$error":"#DIV/0!"}]
[null,null,3310,null,null,null,null,null,{"$error":"#DIV/0!"},null,null,null,null,null,{"$error":"#DIV/0!"},null,null,null,null,null,{"$error":"#DIV/0!"}]
[null,null,3314,null,null,null,null,null,{"$error":"#DIV/0!"},null,null,null,null,null,{"$error":"#DIV/0!"},null,null,null,null,null,{"$error":"#DIV/0!"}]
[null,null,3317,null,null,null,null,null,{"$error":"#DIV/0!"},null,null,null,null,null,{"$error":"#DIV/0!"},null,null,null,null,null,{"$error":"#DIV/0!"}]
[null,null,3320,null,null,null,null,null,{"$error":"#DIV/0!"},null,null,null,null,null,{"$error":"#DIV/0!"},null,null,null,null,null,{"$error":"#DIV/0!"}]
[null,null,3324,null,null,null,null,null,{"$error":"#DIV/0!"},null,null,null,null,null,{"$error":"#DIV/0!"},null,null,null,null,null,{"$error":"#DIV/0!"}]
[null,null,3327,null,null,null,null,null,{"$error":"#DIV/0!"},null,null,null,null,null,{"$error":"#DIV/0!"},null,null,null,null,null,{"$error":"#DIV/0!"}]
[null,null,3330,null,null,null,null,null,{"$f":"IF(SUMPRODUCT(D3381:H3381,$Z$15:$AD$15/$H$20)=0,\"\",SUMPRODUCT(D3381:H3381,$Z$15:$AD$15/$H$20))","v":{"$error":"#DIV/0!"}},null,null,null,null,null,{"$f":"IF(SUMPRODUCT(J3381:N3381,$Z$22:$AD$22/$H$27)=0,\"\",SUMPRODUCT(J3381:N3381,$Z$22:$AD$22/$H$27))","v":{"$error":"#DIV/0!"}},null,null,null,null,null,{"$f":"IF(SUMPRODUCT(P3381:T3381,$Z$29:$AD$29/$H$34)=0,\"\",SUMPRODUCT(P3381:T3381,$Z$29:$AD$29/$H$34))","v":{"$error":"#DIV/0!"}}]
[null,null,3332,null,null,null,null,null,{"$error":"#DIV/0!"},null,null,null,null,null,{"$error":"#DIV/0!"},null,null,null,null,null,{"$error":"#DIV/0!"}]
[null,null,3335,null,null,null,null,null,{"$error":"#DIV/0!"},null,null,null,null,null,{"$error":"#DIV/0!"},null,null,null,null,null,{"$error":"#DIV/0!"}]
[null,null,3339,null,null,null,null,null,{"$error":"#DIV/0!"},null,null,null,null,null,{"$error":"#DIV/0!"},null,null,null,null,null,{"$error":"#DIV/0!"}]
[null,null,3342,null,null,null,null,null,{"$error":"#DIV/0!"},null,null,null,null,null,{"$error":"#DIV/0!"},null,null,null,null,null,{"$error":"#DIV/0!"}]
[null,null,3345,null,null,null,null,null,{"$error":"#DIV/0!"},null,null,null,null,null,{"$error":"#DIV/0!"},null,null,null,null,null,{"$error":"#DIV/0!"}]
[null,null,3347,null,null,null,null,null,{"$error":"#DIV/0!"},null,null,null,null,null,{"$error":"#DIV/0!"},null,null,null,null,null,{"$error":"#DIV/0!"}]
[null,null,3353,null,null,null,null,null,{"$error":"#DIV/0!"},null,null,null,null,null,{"$error":"#DIV/0!"},null,null,null,null,null,{"$error":"#DIV/0!"}]
[null,null,3356,null,null,null,null,null,{"$error":"#DIV/0!"},null,null,null,null,null,{"$error":"#DIV/0!"},null,null,null,null,null,{"$error":"#DIV/0!"}]
[null,null,3357,null,null,null,null,null,{"$error":"#DIV/0!"},null,null,null,null,null,{"$error":"#DIV/0!"},null,null,null,null,null,{"$error":"#DIV/0!"}]
[null,null,3360,null,null,null,null,null,{"$error":"#DIV/0!"},null,null,null,null,null,{"$error":"#DIV/0!"},null,null,null,null,null,{"$error":"#DIV/0!"}]
[null,null,3364,null,null,null,null,null,{"$error":"#DIV/0!"},null,null,null,null,null,{"$error":"#DIV/0!"},null,null,null,null,null,{"$error":"#DIV/0!"}]
[null,null,3367,null,null,null,null,null,{"$error":"#DIV/0!"},null,null,null,null,null,{"$error":"#DIV/0!"},null,null,null,null,null,{"$error":"#DIV/0!"}]
[null,null,3372,null,null,null,null,null,{"$error":"#DIV/0!"},null,null,null,null,null,{"$error":"#DIV/0!"},null,null,null,null,null,{"$error":"#DIV/0!"}]
[null,null,3375,null,null,null,null,null,{"$error":"#DIV/0!"},null,null,null,null,null,{"$error":"#DIV/0!"},null,null,null,null,null,{"$error":"#DIV/0!"}]
[null,null,3378,null,null,null,null,null,{"$error":"#DIV/0!"},null,null,null,null,null,{"$error":"#DIV/0!"},null,null,null,null,null,{"$error":"#DIV/0!"}]
[null,null,3379,null,null,null,null,null,{"$error":"#DIV/0!"},null,null,null,null,null,{"$error":"#DIV/0!"},null,null,null,null,null,{"$error":"#DIV/0!"}]
[null,null,3382,null,null,null,null,null,{"$error":"#DIV/0!"},null,null,null,null,null,{"$error":"#DIV/0!"},null,null,null,null,null,{"$error":"#DIV/0!"}]
[null,null,3385,null,null,null,null,null,{"$error":"#DIV/0!"},null,null,null,null,null,{"$error":"#DIV/0!"},null,null,null,null,null,{"$error":"#DIV/0!"}]
[null,null,3389,null,null,null,null,null,{"$error":"#DIV/0!"},null,null,null,null,null,{"$error":"#DIV/0!"},null,null,null,null,null,{"$error":"#DIV/0!"}]
[null,null,3393,null,null,null,null,null,{"$error":"#DIV/0!"},null,null,null,null,null,{"$error":"#DIV/0!"},null,null,null,null,null,{"$error":"#DIV/0!"}]
[null,null,3396,null,null,null,null,null,{"$error":"#DIV/0!"},null,null,null,null,null,{"$error":"#DIV/0!"},null,null,null,null,null,{"$error":"#DIV/0!"}]
[null,null,3400,null,null,null,null,null,{"$error":"#DIV/0!"},null,null,null,null,null,{"$error":"#DIV/0!"},null,null,null,null,null,{"$error":"#DIV/0!"}]
[null,null,3403,null,null,null,null,null,{"$error":"#DIV/0!"},null,null,null,null,null,{"$error":"#DIV/0!"},null,null,null,null,null,{"$error":"#DIV/0!"}]
[null,null,3404,null,null,null,null,null,{"$error":"#DIV/0!"},null,null,null,null,null,{"$error":"#DIV/0!"},null,null,null,null,null,{"$error":"#DIV/0!"}]
[null,null,3407,null,null,null,null,null,{"$error":"#DIV/0!"},null,null,null,null,null,{"$error":"#DIV/0!"},null,null,null,null,null,{"$error":"#DIV/0!"}]
[null,null,3410,null,null,null,null,null,{"$error":"#DIV/0!"},null,null,null,null,null,{"$error":"#DIV/0!"},null,null,null,null,null,{"$error":"#DIV/0!"}]
[null,null,3415,null,null,null,null,null,{"$error":"#DIV/0!"},null,null,null,null,null,{"$error":"#DIV/0!"},null,null,null,null,null,{"$error":"#DIV/0!"}]
[null,null,3418,null,null,null,null,null,{"$error":"#DIV/0!"},null,null,null,null,null,{"$error":"#DIV/0!"},null,null,null,null,null,{"$error":"#DIV/0!"}]
[null,null,3421,null,null,null,null,null,{"$error":"#DIV/0!"},null,null,null,null,null,{"$error":"#DIV/0!"},null,null,null,null,null,{"$error":"#DIV/0!"}]
[null,null,3425,null,null,null,null,null,{"$error":"#DIV/0!"},null,null,null,null,null,{"$error":"#DIV/0!"},null,null,null,null,null,{"$error":"#DIV/0!"}]
[null,null,3428,null,null,null,null,null,{"$error":"#DIV/0!"},null,null,null,null,null,{"$error":"#DIV/0!"},null,null,null,null,null,{"$error":"#DIV/0!"}]
[null,null,3431,null,null,null,null,null,{"$error":"#DIV/0!"},null,null,null,null,null,{"$error":"#DIV/0!"},null,null,null,null,null,{"$error":"#DIV/0!"}]
[null,null,3433,null,null,null,null,null,{"$error":"#DIV/0!"},null,null,null,null,null,{"$error":"#DIV/0!"},null,null,null,null,null,{"$error":"#DIV/0!"}]
[null,null,3436,null,null,null,null,null,{"$error":"#DIV/0!"},null,null,null,null,null,{"$error":"#DIV/0!"},null,null,null,null,null,{"$error":"#DIV/0!"}]
[null,null,3440,null,null,null,null,null,{"$error":"#DIV/0!"},null,null,null,null,null,{"$error":"#DIV/0!"},null,null,null,null,null,{"$error":"#DIV/0!"}]
[null,null,3443,null,null,null,null,null,{"$error":"#DIV/0!"},null,null,null,null,null,{"$error":"#DIV/0!"},null,null,null,null,null,{"$error":"#DIV/0!"}]
[null,null,3447,null,null,null,null,null,{"$error":"#DIV/0!"},null,null,null,null,null,{"$error":"#DIV/0!"},null,null,null,null,null,{"$error":"#DIV/0!"}]
[null,null,3448,null,null,null,null,null,{"$error":"#DIV/0!"},null,null,null,null,null,{"$error":"#DIV/0!"},null,null,null,null,null,{"$error":"#DIV/0!"}]
[null,null,3454,null,null,null,null,null,{"$error":"#DIV/0!"},null,null,null,null,null,{"$error":"#DIV/0!"},null,null,null,null,null,{"$error":"#DIV/0!"}]
[null,null,3455,null,null,null,null,null,{"$error":"#DIV/0!"},null,null,null,null,null,{"$error":"#DIV/0!"},null,null,null,null,null,{"$error":"#DIV/0!"}]
[null,null,3458,null,null,null,null,null,{"$f":"IF(SUMPRODUCT(D3509:H3509,$Z$15:$AD$15/$H$20)=0,\"\",SUMPRODUCT(D3509:H3509,$Z$15:$AD$15/$H$20))","v":{"$error":"#DIV/0!"}},null,null,null,null,null,{"$f":"IF(SUMPRODUCT(J3509:N3509,$Z$22:$AD$22/$H$27)=0,\"\",SUMPRODUCT(J3509:N3509,$Z$22:$AD$22/$H$27))","v":{"$error":"#DIV/0!"}},null,null,null,null,null,{"$f":"IF(SUMPRODUCT(P3509:T3509,$Z$29:$AD$29/$H$34)=0,\"\",SUMPRODUCT(P3509:T3509,$Z$29:$AD$29/$H$34))","v":{"$error":"#DIV/0!"}}]
[null,null,3461,null,null,null,null,null,{"$error":"#DIV/0!"},null,null,null,null,null,{"$error":"#DIV/0!"},null,null,null,null,null,{"$error":"#DIV/0!"}]
[null,null,3465,null,null,null,null,null,{"$error":"#DIV/0!"},null,null,null,null,null,{"$error":"#DIV/0!"},null,null,null,null,null,{"$error":"#DIV/0!"}]
[null,null,3468,null,null,null,null,null,{"$error":"#DIV/0!"},null,null,null,null,null,{"$error":"#DIV/0!"},null,null,null,null,null,{"$error":"#DIV/0!"}]
[null,null,3473,null,null,null,null,null,{"$error":"#DIV/0!"},null,null,null,null,null,{"$error":"#DIV/0!"},null,null,null,null,null,{"$error":"#DIV/0!"}]
[null,null,3476,null,null,null,null,null,{"$error":"#DIV/0!"},null,null,null,null,null,{"$error":"#DIV/0!"},null,null,null,null,null,{"$error":"#DIV/0!"}]
[null,null,3479,null,null,null,null,null,{"$error":"#DIV/0!"},null,null,null,null,null,{"$error":"#DIV/0!"},null,null,null,null,null,{"$error":"#DIV/0!"}]
[null,null,3480,null,null,null,null,null,{"$error":"#DIV/0!"},null,null,null,null,null,{"$error":"#DIV/0!"},null,null,null,null,null,{"$error":"#DIV/0!"}]
[null,null,3483,null,null,null,null,null,{"$error":"#DIV/0!"},null,null,null,null,null,{"$error":"#DIV/0!"},null,null,null,null,null,{"$error":"#DIV/0!"}]
[null,null,3487,null,null,null,null,null,{"$error":"#DIV/0!"},null,null,null,null,null,{"$error":"#DIV/0!"},null,null,null,null,null,{"$error":"#DIV/0!"}]
[null,null,3490,null,null,null,null,null,{"$error":"#DIV/0!"},null,null,null,null,null,{"$error":"#DIV/0!"},null,null,null,null,null,{"$error":"#DIV/0!"}]
[null,null,3494,null,null,null,null,null,{"$error":"#DIV/0!"},null,null,null,null,null,{"$error":"#DIV/0!"},null,null,null,null,null,{"$error":"#DIV/0!"}]
[null,null,3498,null,null,null,null,null,{"$error":"#DIV/0!"},null,null,null,null,null,{"$error":"#DIV/0!"},null,null,null,null,null,{"$error":"#DIV/0!"}]
[null,null,3501,null,null,null,null,null,{"$error":"#DIV/0!"},null,null,null,null,null,{"$error":"#DIV/0!"},null,null,null,null,null,{"$error":"#DIV/0!"}]
[null,null,3504,null,null,null,null,null,{"$error":"#DIV/0!"},null,null,null,null,null,{"$error":"#DIV/0!"},null,null,null,null,null,{"$error":"#DIV/0!"}]
[null,null,3505,null,null,null,null,null,{"$error":"#DIV/0!"},null,null,null,null,null,{"$error":"#DIV/0!"},null,null,null,null,null,{"$error":"#DIV/0!"}]
[null,null,3508,null,null,null,null,null,{"$error":"#DIV/0!"},null,null,null,null,null,{"$error":"#DIV/0!"},null,null,null,null,null,{"$error":"#DIV/0!"}]
[null,null,3511,null,null,null,null,null,{"$error":"#DIV/0!"},null,null,null,null,null,{"$error":"#DIV/0!"},null,null,null,null,null,{"$error":"#DIV/0!"}]
[null,null,3516,null,null,null,null,null,{"$error":"#DIV/0!"},null,null,null,null,null,{"$error":"#DIV/0!"},null,null,null,null,null,{"$error":"#DIV/0!"}]
[null,null,3519,null,null,null,null,null,{"$error":"#DIV/0!"},null,null,null,null,null,{"$error":"#DIV/0!"},null,null,null,null,null,{"$error":"#DIV/0!"}]
[null,null,3523,null,null,null,null,null,{"$error":"#DIV/0!"},null,null,null,null,null,{"$error":"#DIV/0!"},null,null,null,null,null,{"$error":"#DIV/0!"}]
[null,null,3526,null,null,null,null,null,{"$error":"#DIV/0!"},null,null,null,null,null,{"$error":"#DIV/0!"},null,null,null,null,null,{"$error":"#DIV/0!"}]
[null,null,3529,null,null,null,null,null,{"$error":"#DIV/0!"},null,null,null,null,null,{"$error":"#DIV/0!"},null,null,null,null,null,{"$error":"#DIV/0!"}]
[null,null,3532,null,null,null,null,null,{"$error":"#DIV/0!"},null,null,null,null,null,{"$error":"#DIV/0!"},null,null,null,null,null,{"$error":"#DIV/0!"}]
[null,null,3534,null,null,null,null,null,{"$error":"#DIV/0!"},null,null,null,null,null,{"$error":"#DIV/0!"},null,null,null,null,null,{"$error":"#DIV/0!"}]
[null,null,3538,null,null,null,null,null,{"$error":"#DIV/0!"},null,null,null,null,null,{"$error":"#DIV/0!"},null,null,null,null,null,{"$error":"#DIV/0!"}]
[null,null,3541,null,null,null,null,null,{"$error":"#DIV/0!"},null,null,null,null,null,{"$error":"#DIV/0!"},null,null,null,null,null,{"$error":"#DIV/0!"}]
[null,null,3544,null,null,null,null,null,{"$error":"#DIV/0!"},null,null,null,null,null,{"$error":"#DIV/0!"},null,null,null,null,null,{"$error":"#DIV/0!"}]
[null,null,3548,null,null,null,null,null,{"$error":"#DIV/0!"},null,null,null,null,null,{"$error":"#DIV/0!"},null,null,null,null,null,{"$error":"#DIV/0!"}]
[null,null,3551,null,null,null,null,null,{"$error":"#DIV/0!"},null,null,null,null,null,{"$error":"#DIV/0!"},null,null,null,null,null,{"$error":"#DIV/0!"}]
[null,null,3553,null,null,null,null,null,{"$error":"#DIV/0!"},null,null,null,null,null,{"$error":"#DIV/0!"},null,null,null,null,null,{"$error":"#DIV/0!"}]
[null,null,3556,null,null,null,null,null,{"$error":"#DIV/0!"},null,null,null,null,null,{"$error":"#DIV/0!"},null,null,null,null,null,{"$error":"#DIV/0!"}]
[null,null,3559,null,null,null,null,null,{"$error":"#DIV/0!"},null,null,null,null,null,{"$error":"#DIV/0!"},null,null,null,null,null,{"$error":"#DIV/0!"}]
[null,null,3563,null,null,null,null,null,{"$error":"#DIV/0!"},null,null,null,null,null,{"$error":"#DIV/0!"},null,null,null,null,null,{"$error":"#DIV/0!"}]
[null,null,3566,null,null,null,null,null,{"$error":"#DIV/0!"},null,null,null,null,null,{"$error":"#DIV/0!"},null,null,null,null,null,{"$error":"#DIV/0!"}]
[null,null,3569,null,null,null,null,null,{"$error":"#DIV/0!"},null,null,null,null,null,{"$error":"#DIV/0!"},null,null,null,null,null,{"$error":"#DIV/0!"}]
[null,null,3574,null,null,null,null,null,{"$error":"#DIV/0!"},null,null,null,null,null,{"$error":"#DIV/0!"},null,null,null,null,null,{"$error":"#DIV/0!"}]
[null,null,3577,null,null,null,null,null,{"$error":"#DIV/0!"},null,null,null,null,null,{"$error":"#DIV/0!"},null,null,null,null,null,{"$error":"#DIV/0!"}]
[null,null,3578,null,null,null,null,null,{"$error":"#DIV/0!"},null,null,null,null,null,{"$error":"#DIV/0!"},null,null,null,null,null,{"$error":"#DIV/0!"}]
[null,null,3581,null,null,null,null,null,{"$error":"#DIV/0!"},null,null,null,null,null,{"$error":"#DIV/0!"},null,null,null,null,null,{"$error":"#DIV/0!"}]
[null,null,3584,null,null,null,null,null,{"$error":"#DIV/0!"},null,null,null,null,null,{"$error":"#DIV/0!"},null,null,null,null,null,{"$error":"#DIV/0!"}]
[null,null,3588,null,null,null,null,null,{"$error":"#DIV/0!"},null,null,null,null,null,{"$error":"#DIV/0!"},null,null,null,null,null,{"$error":"#DIV/0!"}]
[null,null,3591,null,null,null,null,null,{"$error":"#DIV/0!"},null,null,null,null,null,{"$error":"#DIV/0!"},null,null,null,null,null,{"$error":"#DIV/0!"}]
[null,null,3596,null,null,null,null,null,{"$error":"#DIV/0!"},null,null,null,null,null,{"$error":"#DIV/0!"},null,null,null,null,null,{"$error":"#DIV/0!"}]
[null,null,3599,null,null,null,null,null,{"$error":"#DIV/0!"},null,null,null,null,null,{"$error":"#DIV/0!"},null,null,null,null,null,{"$error":"#DIV/0!"}]
[null,null,3602,null,null,null,null,null,{"$error":"#DIV/0!"},null,null,null,null,null,{"$error":"#DIV/0!"},null,null,null,null,null,{"$error":"#DIV/0!"}]
[null,null,3603,null,null,null,null,null,{"$error":"#DIV/0!"},null,null,null,null,null,{"$error":"#DIV/0!"},null,null,null,null,null,{"$error":"#DIV/0!"}]
[null,null,3606,null,null,null,null,null,{"$error":"#DIV/0!"},null,null,null,null,null,{"$error":"#DIV/0!"},null,null,null,null,null,{"$error":"#DIV/0!"}]
[null,null,3609,null,null,null,null,null,{"$error":"#DIV/0!"},null,null,null,null,null,{"$error":"#DIV/0!"},null,null,null,null,null,{"$error":"#DIV/0!"}]
[null,null,3612,null,null,null,null,null,{"$error":"#DIV/0!"},null,null,null,null,null,{"$error":"#DIV/0!"},null,null,null,null,null,{"$error":"#DIV/0!"}]
[null,null,3617,null,null,null,null,null,{"$error":"#DIV/0!"},null,null,null,null,null,{"$error":"#DIV/0!"},null,null,null,null,null,{"$error":"#DIV/0!"}]
[null,null,3621,null,null,null,null,null,{"$error":"#DIV/0!"},null,null,null,null,null,{"$error":"#DIV/0!"},null,null,null,null,null,{"$error":"#DIV/0!"}]
[null,null,3624,null,null,null,null,null,{"$error":"#DIV/0!"},null,null,null,null,null,{"$error":"#DIV/0!"},null,null,null,null,null,{"$error":"#DIV/0!"}]
[null,null,3627,null,null,null,null,null,{"$error":"#DIV/0!"},null,null,null,null,null,{"$error":"#DIV/0!"},null,null,null,null,null,{"$error":"#DIV/0!"}]
[null,null,3628,null,null,null,null,null,{"$error":"#DIV/0!"},null,null,null,null,null,{"$error":"#DIV/0!"},null,null,null,null,null,{"$error":"#DIV/0!"}]
[null,null,3633,null,null,null,null,null,{"$error":"#DIV/0!"},null,null,null,null,null,{"$error":"#DIV/0!"},null,null,null,null,null,{"$error":"#DIV/0!"}]
[null,null,3635,null,null,null,null,null,{"$error":"#DIV/0!"},null,null,null,null,null,{"$error":"#DIV/0!"},null,null,null,null,null,{"$error":"#DIV/0!"}]
[null,null,3639,null,null,null,null,null,{"$error":"#DIV/0!"},null,null,null,null,null,{"$error":"#DIV/0!"},null,null,null,null,null,{"$error":"#DIV/0!"}]
[null,null,3642,null,null,null,null,null,{"$error":"#DIV/0!"},null,null,null,null,null,{"$error":"#DIV/0!"},null,null,null,null,null,{"$error":"#DIV/0!"}]
[null,null,3646,null,null,null,null,null,{"$error":"#DIV/0!"},null,null,null,null,null,{"$error":"#DIV/0!"},null,null,null,null,null,{"$error":"#DIV/0!"}]
[null,null,3649,null,null,null,null,null,{"$error":"#DIV/0!"},null,null,null,null,null,{"$error":"#DIV/0!"},null,null,null,null,null,{"$error":"#DIV/0!"}]
[null,null,3652,null,null,null,null,null,{"$error":"#DIV/0!"},null,null,null,null,null,{"$error":"#DIV/0!"},null,null,null,null,null,{"$error":"#DIV/0!"}]
[null,null,3654,null,null,null,null,null,{"$error":"#DIV/0!"},null,null,null,null,null,{"$error":"#DIV/0!"},null,null,null,null,null,{"$error":"#DIV/0!"}]
[null,null,3657,null,null,null,null,null,{"$error":"#DIV/0!"},null,null,null,null,null,{"$error":"#DIV/0!"},null,null,null,null,null,{"$error":"#DIV/0!"}]
[null,null,3661,null,null,null,null,null,{"$error":"#DIV/0!"},null,null,null,null,null,{"$error":"#DIV/0!"},null,null,null,null,null,{"$error":"#DIV/0!"}]
[null,null,3664,null,null,null,null,null,{"$error":"#DIV/0!"},null,null,null,null,null,{"$error":"#DIV/0!"},null,null,null,null,null,{"$error":"#DIV/0!"}]
[null,null,3667,null,null,null,null,null,{"$error":"#DIV/0!"},null,null,null,null,null,{"$error":"#DIV/0!"},null,null,null,null,null,{"$error":"#DIV/0!"}]
[null,null,3671,null,null,null,null,null,{"$error":"#DIV/0!"},null,null,null,null,null,{"$error":"#DIV/0!"},null,null,null,null,null,{"$error":"#DIV/0!"}]
[null,null,3675,null,null,null,null,null,{"$error":"#DIV/0!"},null,null,null,null,null,{"$error":"#DIV/0!"},null,null,null,null,null,{"$error":"#DIV/0!"}]
[null,null,3678,null,null,null,null,null,{"$error":"#DIV/0!"},null,null,null,null,null,{"$error":"#DIV/0!"},null,null,null,null,null,{"$error":"#DIV/0!"}]
[null,null,3679,null,null,null,null,null,{"$error":"#DIV/0!"},null,null,null,null,null,{"$error":"#DIV/0!"},null,null,null,null,null,{"$error":"#DIV/0!"}]
[null,null,3682,null,null,null,null,null,{"$error":"#DIV/0!"},null,null,null,null,null,{"$error":"#DIV/0!"},null,null,null,null,null,{"$error":"#DIV/0!"}]
[null,null,3686,null,null,null,null,null,{"$error":"#DIV/0!"},null,null,null,null,null,{"$error":"#DIV/0!"},null,null,null,null,null,{"$error":"#DIV/0!"}]
[null,null,3689,null,null,null,null,null,{"$error":"#DIV/0!"},null,null,null,null,null,{"$error":"#DIV/0!"},null,null,null,null,null,{"$error":"#DIV/0!"}]
[null,null,3692,null,null,null,null,null,{"$error":"#DIV/0!"},null,null,null,null,null,{"$error":"#DIV/0!"},null,null,null,null,null,{"$error":"#DIV/0!"}]
[null,null,3696,null,null,null,null,null,{"$error":"#DIV/0!"},null,null,null,null,null,{"$error":"#DIV/0!"},null,null,null,null,null,{"$error":"#DIV/0!"}]
[null,null,3700,null,null,null,null,null,{"$error":"#DIV/0!"},null,null,null,null,null,{"$error":"#DIV/0!"},null,null,null,null,null,{"$error":"#DIV/0!"}]
[null,null,3703,null,null,null,null,null,{"$error":"#DIV/0!"},null,null,null,null,null,{"$error":"#DIV/0!"},null,null,null,null,null,{"$error":"#DIV/0!"}]
[null,null,3704,null,null,null,null,null,{"$error":"#DIV/0!"},null,null,null,null,null,{"$error":"#DIV/0!"},null,null,null,null,null,{"$error":"#DIV/0!"}]
[null,null,3707,null,null,null,null,null,{"$error":"#DIV/0!"},null,null,null,null,null,{"$error":"#DIV/0!"},null,null,null,null,null,{"$error":"#DIV/0!"}]
[null,null,3711,null,null,null,null,null,{"$error":"#DIV/0!"},null,null,null,null,null,{"$error":"#DIV/0!"},null,null,null,null,null,{"$error":"#DIV/0!"}]
[null,null,3713,null,null,null,null,null,{"$error":"#DIV/0!"},null,null,null,null,null,{"$error":"#DIV/0!"},null,null,null,null,null,{"$error":"#DIV/0!"}]
[null,null,3718,null,null,null,null,null,{"$error":"#DIV/0!"},null,null,null,null,null,{"$error":"#DIV/0!"},null,null,null,null,null,{"$error":"#DIV/0!"}]
[null,null,3722,null,null,null,null,null,{"$error":"#DIV/0!"},null,null,null,null,null,{"$error":"#DIV/0!"},null,null,null,null,null,{"$error":"#DIV/0!"}]
[null,null,3725,null,null,null,null,null,{"$error":"#DIV/0!"},null,null,null,null,null,{"$error":"#DIV/0!"},null,null,null,null,null,{"$error":"#DIV/0!"}]
[null,null,3726,null,null,null,null,null,{"$error":"#DIV/0!"},null,null,null,null,null,{"$error":"#DIV/0!"},null,null,null,null,null,{"$error":"#DIV/0!"}]
[null,null,3729,null,null,null,null,null,{"$error":"#DIV/0!"},null,null,null,null,null,{"$error":"#DIV/0!"},null,null,null,null,null,{"$error":"#DIV/0!"}]
[null,null,3734,null,null,null,null,null,{"$error":"#DIV/0!"},null,null,null,null,null,{"$error":"#DIV/0!"},null,null,null,null,null,{"$error":"#DIV/0!"}]
[null,null,3737,null,null,null,null,null,{"$error":"#DIV/0!"},null,null,null,null,null,{"$error":"#DIV/0!"},null,null,null,null,null,{"$error":"#DIV/0!"}]
[null,null,3740,null,null,null,null,null,{"$error":"#DIV/0!"},null,null,null,null,null,{"$error":"#DIV/0!"},null,null,null,null,null,{"$error":"#DIV/0!"}]
[null,null,3743,null,null,null,null,null,{"$error":"#DIV/0!"},null,null,null,null,null,{"$error":"#DIV/0!"},null,null,null,null,null,{"$error":"#DIV/0!"}]
[null,null,3747,null,null,null,null,null,{"$error":"#DIV/0!"},null,null,null,null,null,{"$error":"#DIV/0!"},null,null,null,null,null,{"$error":"#DIV/0!"}]
[null,null,3750,null,null,null,null,null,{"$error":"#DIV/0!"},null,null,null,null,null,{"$error":"#DIV/0!"},null,null,null,null,null,{"$error":"#DIV/0!"}]
[null,null,3751,null,null,null,null,null,{"$error":"#DIV/0!"},null,null,null,null,null,{"$error":"#DIV/0!"},null,null,null,null,null,{"$error":"#DIV/0!"}]
[null,null,3755,null,null,null,null,null,{"$error":"#DIV/0!"},null,null,null,null,null,{"$error":"#DIV/0!"},null,null,null,null,null,{"$error":"#DIV/0!"}]
[null,null,3758,null,null,null,null,null,{"$error":"#DIV/0!"},null,null,null,null,null,{"$error":"#DIV/0!"},null,null,null,null,null,{"$error":"#DIV/0!"}]
[null,null,3762,null,null,null,null,null,{"$error":"#DIV/0!"},null,null,null,null,null,{"$error":"#DIV/0!"},null,null,null,null,null,{"$error":"#DIV/0!"}]
[null,null,3765,null,null,null,null,null,{"$error":"#DIV/0!"},null,null,null,null,null,{"$error":"#DIV/0!"},null,null,null,null,null,{"$error":"#DIV/0!"}]
[null,null,3769,null,null,null,null,null,{"$error":"#DIV/0!"},null,null,null,null,null,{"$error":"#DIV/0!"},null,null,null,null,null,{"$error":"#DIV/0!"}]
[null,null,3772,null,null,null,null,null,{"$error":"#DIV/0!"},null,null,null,null,null,{"$error":"#DIV/0!"},null,null,null,null,null,{"$error":"#DIV/0!"}]
[null,null,3776,null,null,null,null,null,{"$error":"#DIV/0!"},null,null,null,null,null,{"$error":"#DIV/0!"},null,null,null,null,null,{"$error":"#DIV/0!"}]
[null,null,3777,null,null,null,null,null,{"$error":"#DIV/0!"},null,null,null,null,null,{"$error":"#DIV/0!"},null,null,null,null,null,{"$error":"#DIV/0!"}]
[null,null,3780,null,null,null,null,null,{"$error":"#DIV/0!"},null,null,null,null,null,{"$error":"#DIV/0!"},null,null,null,null,null,{"$error":"#DIV/0!"}]
[null,null,3783,null,null,null,null,null,{"$error":"#DIV/0!"},null,null,null,null,null,{"$error":"#DIV/0!"},null,null,null,null,null,{"$error":"#DIV/0!"}]
[null,null,3787,null,null,null,null,null,{"$error":"#DIV/0!"},null,null,null,null,null,{"$error":"#DIV/0!"},null,null,null,null,null,{"$error":"#DIV/0!"}]
[null,null,3790,null,null,null,null,null,{"$error":"#DIV/0!"},null,null,null,null,null,{"$error":"#DIV/0!"},null,null,null,null,null,{"$error":"#DIV/0!"}]
[null,null,3794,null,null,null,null,null,{"$error":"#DIV/0!"},null,null,null,null,null,{"$error":"#DIV/0!"},null,null,null,null,null,{"$error":"#DIV/0!"}]
[null,null,3797,null,null,null,null,null,{"$error":"#DIV/0!"},null,null,null,null,null,{"$error":"#DIV/0!"},null,null,null,null,null,{"$error":"#DIV/0!"}]
[null,null,3801,null,null,null,null,null,{"$error":"#DIV/0!"},null,null,null,null,null,{"$error":"#DIV/0!"},null,null,null,null,null,{"$error":"#DIV/0!"}]
[null,null,3802,null,null,null,null,null,{"$error":"#DIV/0!"},null,null,null,null,null,{"$error":"#DIV/0!"},null,null,null,null,null,{"$error":"#DIV/0!"}]
[null,null,3805,null,null,null,null,null,{"$error":"#DIV/0!"},null,null,null,null,null,{"$error":"#DIV/0!"},null,null,null,null,null,{"$error":"#DIV/0!"}]
[null,null,3808,null,null,null,null,null,{"$error":"#DIV/0!"},null,null,null,null,null,{"$error":"#DIV/0!"},null,null,null,null,null,{"$error":"#DIV/0!"}]
[null,null,3812,null,null,null,null,null,{"$error":"#DIV/0!"},null,null,null,null,null,{"$error":"#DIV/0!"},null,null,null,null,null,{"$error":"#DIV/0!"}]
[null,null,3814,null,null,null,null,null,{"$error":"#DIV/0!"},null,null,null,null,null,{"$error":"#DIV/0!"},null,null,null,null,null,{"$error":"#DIV/0!"}]
[null,null,3820,null,null,null,null,null,{"$error":"#DIV/0!"},null,null,null,null,null,{"$error":"#DIV/0!"},null,null,null,null,null,{"$error":"#DIV/0!"}]
[null,null,3823,null,null,null,null,null,{"$error":"#DIV/0!"},null,null,null,null,null,{"$error":"#DIV/0!"},null,null,null,null,null,{"$error":"#DIV/0!"}]
[null,null,3826,null,null,null,null,null,{"$error":"#DIV/0!"},null,null,null,null,null,{"$error":"#DIV/0!"},null,null,null,null,null,{"$error":"#DIV/0!"}]
[null,null,3827,null,null,null,null,null,{"$error":"#DIV/0!"},null,null,null,null,null,{"$error":"#DIV/0!"},null,null,null,null,null,{"$error":"#DIV/0!"}]
[null,null,3830,null,null,null,null,null,{"$error":"#DIV/0!"},null,null,null,null,null,{"$error":"#DIV/0!"},null,null,null,null,null,{"$error":"#DIV/0!"}]
[null,null,3834,null,null,null,null,null,{"$error":"#DIV/0!"},null,null,null,null,null,{"$error":"#DIV/0!"},null,null,null,null,null,{"$error":"#DIV/0!"}]
[null,null,3839,null,null,null,null,null,{"$error":"#DIV/0!"},null,null,null,null,null,{"$error":"#DIV/0!"},null,null,null,null,null,{"$error":"#DIV/0!"}]
[null,null,3841,null,null,null,null,null,{"$error":"#DIV/0!"},null,null,null,null,null,{"$error":"#DIV/0!"},null,null,null,null,null,{"$error":"#DIV/0!"}]
[null,null,3845,null,null,null,null,null,{"$error":"#DIV/0!"},null,null,null,null,null,{"$error":"#DIV/0!"},null,null,null,null,null,{"$error":"#DIV/0!"}]
[null,null,3848,null,null,null,null,null,{"$error":"#DIV/0!"},null,null,null,null,null,{"$error":"#DIV/0!"},null,null,null,null,null,{"$error":"#DIV/0!"}]
[null,null,3851,null,null,null,null,null,{"$error":"#DIV/0!"},null,null,null,null,null,{"$error":"#DIV/0!"},null,null,null,null,null,{"$error":"#DIV/0!"}]
[null,null,3852,null,null,null,null,null,{"$error":"#DIV/0!"},null,null,null,null,null,{"$error":"#DIV/0!"},null,null,null,null,null,{"$error":"#DIV/0!"}]
[null,null,3856,null,null,null,null,null,{"$error":"#DIV/0!"},null,null,null,null,null,{"$error":"#DIV/0!"},null,null,null,null,null,{"$error":"#DIV/0!"}]
[null,null,3860,null,null,null,null,null,{"$error":"#DIV/0!"},null,null,null,null,null,{"$error":"#DIV/0!"},null,null,null,null,null,{"$error":"#DIV/0!"}]
[null,null,3863,null,null,null,null,null,{"$error":"#DIV/0!"},null,null,null,null,null,{"$error":"#DIV/0!"},null,null,null,null,null,{"$error":"#DIV/0!"}]
[null,null,3866,null,null,null,null,null,{"$error":"#DIV/0!"},null,null,null,null,null,{"$error":"#DIV/0!"},null,null,null,null,null,{"$error":"#DIV/0!"}]
[null,null,3870,null,null,null,null,null,{"$error":"#DIV/0!"},null,null,null,null,null,{"$error":"#DIV/0!"},null,null,null,null,null,{"$error":"#DIV/0!"}]
[null,null,3873,null,null,null,null,null,{"$error":"#DIV/0!"},null,null,null,null,null,{"$error":"#DIV/0!"},null,null,null,null,null,{"$error":"#DIV/0!"}]
[null,null,3877,null,null,null,null,null,{"$error":"#DIV/0!"},null,null,null,null,null,{"$error":"#DIV/0!"},null,null,null,null,null,{"$error":"#DIV/0!"}]
[null,null,3878,null,null,null,null,null,{"$error":"#DIV/0!"},null,null,null,null,null,{"$error":"#DIV/0!"},null,null,null,null,null,{"$error":"#DIV/0!"}]
[null,null,3881,null,null,null,null,null,{"$error":"#DIV/0!"},null,null,null,null,null,{"$error":"#DIV/0!"},null,null,null,null,null,{"$error":"#DIV/0!"}]
[null,null,3885,null,null,null,null,null,{"$error":"#DIV/0!"},null,null,null,null,null,{"$error":"#DIV/0!"},null,null,null,null,null,{"$error":"#DIV/0!"}]
[null,null,3888,null,null,null,null,null,{"$error":"#DIV/0!"},null,null,null,null,null,{"$error":"#DIV/0!"},null,null,null,null,null,{"$error":"#DIV/0!"}]
[null,null,3891,null,null,null,null,null,{"$error":"#DIV/0!"},null,null,null,null,null,{"$error":"#DIV/0!"},null,null,null,null,null,{"$error":"#DIV/0!"}]
[null,null,3895,null,null,null,null,null,{"$error":"#DIV/0!"},null,null,null,null,null,{"$error":"#DIV/0!"},null,null,null,null,null,{"$error":"#DIV/0!"}]
[null,null,3898,null,null,null,null,null,{"$error":"#DIV/0!"},null,null,null,null,null,{"$error":"#DIV/0!"},null,null,null,null,null,{"$error":"#DIV/0!"}]
[null,null,3900,null,null,null,null,null,{"$error":"#DIV/0!"},null,null,null,null,null,{"$error":"#DIV/0!"},null,null,null,null,null,{"$error":"#DIV/0!"}]
[null,null,3903,null,null,null,null,null,{"$error":"#DIV/0!"},null,null,null,null,null,{"$error":"#DIV/0!"},null,null,null,null,null,{"$error":"#DIV/0!"}]
[null,null,3906,null,null,null,null,null,{"$f":"IF(SUMPRODUCT(D3957:H3957,$Z$15:$AD$15/$H$20)=0,\"\",SUMPRODUCT(D3957:H3957,$Z$15:$AD$15/$H$20))","v":{"$error":"#DIV/0!"}},null,null,null,null,null,{"$f":"IF(SUMPRODUCT(J3957:N3957,$Z$22:$AD$22/$H$27)=0,\"\",SUMPRODUCT(J3957:N3957,$Z$22:$AD$22/$H$27))","v":{"$error":"#DIV/0!"}},null,null,null,null,null,{"$f":"IF(SUMPRODUCT(P3957:T3957,$Z$29:$AD$29/$H$34)=0,\"\",SUMPRODUCT(P3957:T3957,$Z$29:$AD$29/$H$34))","v":{"$error":"#DIV/0!"}}]
[null,null,3910,null,null,null,null,null,{"$error":"#DIV/0!"},null,null,null,null,null,{"$error":"#DIV/0!"},null,null,null,null,null,{"$error":"#DIV/0!"}]
[null,null,3913,null,null,null,null,null,{"$error":"#DIV/0!"},null,null,null,null,null,{"$error":"#DIV/0!"},null,null,null,null,null,{"$error":"#DIV/0!"}]
[null,null,3915,null,null,null,null,null,{"$error":"#DIV/0!"},null,null,null,null,null,{"$error":"#DIV/0!"},null,null,null,null,null,{"$error":"#DIV/0!"}]
[null,null,3921,null,null,null,null,null,{"$error":"#DIV/0!"},null,null,null,null,null,{"$error":"#DIV/0!"},null,null,null,null,null,{"$error":"#DIV/0!"}]
[null,null,3924,null,null,null,null,null,{"$error":"#DIV/0!"},null,null,null,null,null,{"$error":"#DIV/0!"},null,null,null,null,null,{"$error":"#DIV/0!"}]
[null,null,3925,null,null,null,null,null,{"$error":"#DIV/0!"},null,null,null,null,null,{"$error":"#DIV/0!"},null,null,null,null,null,{"$error":"#DIV/0!"}]
[null,null,3928,null,null,null,null,null,{"$error":"#DIV/0!"},null,null,null,null,null,{"$error":"#DIV/0!"},null,null,null,null,null,{"$error":"#DIV/0!"}]
[null,null,3931,null,null,null,null,null,{"$error":"#DIV/0!"},null,null,null,null,null,{"$error":"#DIV/0!"},null,null,null,null,null,{"$error":"#DIV/0!"}]
[null,null,3935,null,null,null,null,null,{"$error":"#DIV/0!"},null,null,null,null,null,{"$error":"#DIV/0!"},null,null,null,null,null,{"$error":"#DIV/0!"}]
[null,null,3940,null,null,null,null,null,{"$error":"#DIV/0!"},null,null,null,null,null,{"$error":"#DIV/0!"},null,null,null,null,null,{"$error":"#DIV/0!"}]
[null,null,3943,null,null,null,null,null,{"$error":"#DIV/0!"},null,null,null,null,null,{"$error":"#DIV/0!"},null,null,null,null,null,{"$error":"#DIV/0!"}]
[null,null,3946,null,null,null,null,null,{"$error":"#DIV/0!"},null,null,null,null,null,{"$error":"#DIV/0!"},null,null,null,null,null,{"$error":"#DIV/0!"}]
[null,null,3949,null,null,null,null,null,{"$error":"#DIV/0!"},null,null,null,null,null,{"$error":"#DIV/0!"},null,null,null,null,null,{"$error":"#DIV/0!"}]
[null,null,3950,null,null,null,null,null,{"$error":"#DIV/0!"},null,null,null,null,null,{"$error":"#DIV/0!"},null,null,null,null,null,{"$error":"#DIV/0!"}]
[null,null,3953,null,null,null,null,null,{"$error":"#DIV/0!"},null,null,null,null,null,{"$error":"#DIV/0!"},null,null,null,null,null,{"$error":"#DIV/0!"}]
[null,null,3957,null,null,null,null,null,{"$error":"#DIV/0!"},null,null,null,null,null,{"$error":"#DIV/0!"},null,null,null,null,null,{"$error":"#DIV/0!"}]
[null,null,3961,null,null,null,null,null,{"$error":"#DIV/0!"},null,null,null,null,null,{"$error":"#DIV/0!"},null,null,null,null,null,{"$error":"#DIV/0!"}]
[null,null,3964,null,null,null,null,null,{"$error":"#DIV/0!"},null,null,null,null,null,{"$error":"#DIV/0!"},null,null,null,null,null,{"$error":"#DIV/0!"}]
[null,null,3968,null,null,null,null,null,{"$error":"#DIV/0!"},null,null,null,null,null,{"$error":"#DIV/0!"},null,null,null,null,null,{"$error":"#DIV/0!"}]
[null,null,3971,null,null,null,null,null,{"$error":"#DIV/0!"},null,null,null,null,null,{"$error":"#DIV/0!"},null,null,null,null,null,{"$error":"#DIV/0!"}]
[null,null,3974,null,null,null,null,null,{"$error":"#DIV/0!"},null,null,null,null,null,{"$error":"#DIV/0!"},null,null,null,null,null,{"$error":"#DIV/0!"}]
[null,null,3975,null,null,null,null,null,{"$error":"#DIV/0!"},null,null,null,null,null,{"$error":"#DIV/0!"},null,null,null,null,null,{"$error":"#DIV/0!"}]
[null,null,3978,null,null,null,null,null,{"$error":"#DIV/0!"},null,null,null,null,null,{"$error":"#DIV/0!"},null,null,null,null,null,{"$error":"#DIV/0!"}]
[null,null,3982,null,null,null,null,null,{"$error":"#DIV/0!"},null,null,null,null,null,{"$error":"#DIV/0!"},null,null,null,null,null,{"$error":"#DIV/0!"}]
[null,null,3986,null,null,null,null,null,{"$error":"#DIV/0!"},null,null,null,null,null,{"$error":"#DIV/0!"},null,null,null,null,null,{"$error":"#DIV/0!"}]
[null,null,3989,null,null,null,null,null,{"$error":"#DIV/0!"},null,null,null,null,null,{"$error":"#DIV/0!"},null,null,null,null,null,{"$error":"#DIV/0!"}]
[null,null,3993,null,null,null,null,null,{"$error":"#DIV/0!"},null,null,null,null,null,{"$error":"#DIV/0!"},null,null,null,null,null,{"$error":"#DIV/0!"}]
[null,null,3996,null,null,null,null,null,{"$error":"#DIV/0!"},null,null,null,null,null,{"$error":"#DIV/0!"},null,null,null,null,null,{"$error":"#DIV/0!"}]
[null,null,3999,null,null,null,null,null,{"$error":"#DIV/0!"},null,null,null,null,null,{"$error":"#DIV/0!"},null,null,null,null,null,{"$error":"#DIV/0!"}]
[null,null,4001,null,null,null,null,null,{"$error":"#DIV/0!"},null,null,null,null,null,{"$error":"#DIV/0!"},null,null,null,null,null,{"$error":"#DIV/0!"}]
[null,null,4004,null,null,null,null,null,{"$error":"#DIV/0!"},null,null,null,null,null,{"$error":"#DIV/0!"},null,null,null,null,null,{"$error":"#DIV/0!"}]
[null,null,4008,null,null,null,null,null,{"$error":"#DIV/0!"},null,null,null,null,null,{"$error":"#DIV/0!"},null,null,null,null,null,{"$error":"#DIV/0!"}]
[null,null,4011,null,null,null,null,null,{"$error":"#DIV/0!"},null,null,null,null,null,{"$error":"#DIV/0!"},null,null,null,null,null,{"$error":"#DIV/0!"}]
[null,null,4014,null,null,null,null,null,{"$error":"#DIV/0!"},null,null,null,null,null,{"$error":"#DIV/0!"},null,null,null,null,null,{"$error":"#DIV/0!"}]
[null,null,4016,null,null,null,null,null,{"$error":"#DIV/0!"},null,null,null,null,null,{"$error":"#DIV/0!"},null,null,null,null,null,{"$error":"#DIV/0!"}]
[null,null,4022,null,null,null,null,null,{"$error":"#DIV/0!"},null,null,null,null,null,{"$error":"#DIV/0!"},null,null,null,null,null,{"$error":"#DIV/0!"}]
[null,null,4025,null,null,null,null,null,{"$error":"#DIV/0!"},null,null,null,null,null,{"$error":"#DIV/0!"},null,null,null,null,null,{"$error":"#DIV/0!"}]
[null,null,4026,null,null,null,null,null,{"$error":"#DIV/0!"},null,null,null,null,null,{"$error":"#DIV/0!"},null,null,null,null,null,{"$error":"#DIV/0!"}]
[null,null,4029,null,null,null,null,null,{"$error":"#DIV/0!"},null,null,null,null,null,{"$error":"#DIV/0!"},null,null,null,null,null,{"$error":"#DIV/0!"}]
[null,null,4033,null,null,null,null,null,{"$error":"#DIV/0!"},null,null,null,null,null,{"$error":"#DIV/0!"},null,null,null,null,null,{"$error":"#DIV/0!"}]
[null,null,4036,null,null,null,null,null,{"$error":"#DIV/0!"},null,null,null,null,null,{"$error":"#DIV/0!"},null,null,null,null,null,{"$error":"#DIV/0!"}]
[null,null,4041,null,null,null,null,null,{"$error":"#DIV/0!"},null,null,null,null,null,{"$error":"#DIV/0!"},null,null,null,null,null,{"$error":"#DIV/0!"}]
[null,null,4044,null,null,null,null,null,{"$error":"#DIV/0!"},null,null,null,null,null,{"$error":"#DIV/0!"},null,null,null,null,null,{"$error":"#DIV/0!"}]
[null,null,4047,null,null,null,null,null,{"$error":"#DIV/0!"},null,null,null,null,null,{"$error":"#DIV/0!"},null,null,null,null,null,{"$error":"#DIV/0!"}]
[null,null,4048,null,null,null,null,null,{"$error":"#DIV/0!"},null,null,null,null,null,{"$error":"#DIV/0!"},null,null,null,null,null,{"$error":"#DIV/0!"}]
[null,null,4051,null,null,null,null,null,{"$error":"#DIV/0!"},null,null,null,null,null,{"$error":"#DIV/0!"},null,null,null,null,null,{"$error":"#DIV/0!"}]
[null,null,4054,null,null,null,null,null,{"$error":"#DIV/0!"},null,null,null,null,null,{"$error":"#DIV/0!"},null,null,null,null,null,{"$error":"#DIV/0!"}]
[null,null,4058,null,null,null,null,null,{"$error":"#DIV/0!"},null,null,null,null,null,{"$error":"#DIV/0!"},null,null,null,null,null,{"$error":"#DIV/0!"}]
[null,null,4062,null,null,null,null,null,{"$error":"#DIV/0!"},null,null,null,null,null,{"$error":"#DIV/0!"},null,null,null,null,null,{"$error":"#DIV/0!"}]
[null,null,4065,null,null,null,null,null,{"$error":"#DIV/0!"},null,null,null,null,null,{"$error":"#DIV/0!"},null,null,null,null,null,{"$error":"#DIV/0!"}]
[null,null,4069,null,null,null,null,null,{"$error":"#DIV/0!"},null,null,null,null,null,{"$error":"#DIV/0!"},null,null,null,null,null,{"$error":"#DIV/0!"}]
[null,null,4072,null,null,null,null,null,{"$error":"#DIV/0!"},null,null,null,null,null,{"$error":"#DIV/0!"},null,null,null,null,null,{"$error":"#DIV/0!"}]
[null,null,4073,null,null,null,null,null,{"$error":"#DIV/0!"},null,null,null,null,null,{"$error":"#DIV/0!"},null,null,null,null,null,{"$error":"#DIV/0!"}]
[null,null,4076,null,null,null,null,null,{"$error":"#DIV/0!"},null,null,null,null,null,{"$error":"#DIV/0!"},null,null,null,null,null,{"$error":"#DIV/0!"}]
[null,null,4079,null,null,null,null,null,{"$error":"#DIV/0!"},null,null,null,null,null,{"$error":"#DIV/0!"},null,null,null,null,null,{"$error":"#DIV/0!"}]
[null,null,4084,null,null,null,null,null,{"$error":"#DIV/0!"},null,null,null,null,null,{"$error":"#DIV/0!"},null,null,null,null,null,{"$error":"#DIV/0!"}]
[null,null,4087,null,null,null,null,null,{"$error":"#DIV/0!"},null,null,null,null,null,{"$error":"#DIV/0!"},null,null,null,null,null,{"$error":"#DIV/0!"}]
[null,null,4090,null,null,null,null,null,{"$error":"#DIV/0!"},null,null,null,null,null,{"$error":"#DIV/0!"},null,null,null,null,null,{"$error":"#DIV/0!"}]
[null,null,4094,null,null,null,null,null,{"$error":"#DIV/0!"},null,null,null,null,null,{"$error":"#DIV/0!"},null,null,null,null,null,{"$error":"#DIV/0!"}]
[null,null,4097,null,null,null,null,null,{"$error":"#DIV/0!"},null,null,null,null,null,{"$error":"#DIV/0!"},null,null,null,null,null,{"$error":"#DIV/0!"}]
[null,null,4100,null,null,null,null,null,{"$error":"#DIV/0!"},null,null,null,null,null,{"$error":"#DIV/0!"},null,null,null,null,null,{"$error":"#DIV/0!"}]
[null,null,4102,null,null,null,null,null,{"$error":"#DIV/0!"},null,null,null,null,null,{"$error":"#DIV/0!"},null,null,null,null,null,{"$error":"#DIV/0!"}]
[null,null,4105,null,null,null,null,null,{"$error":"#DIV/0!"},null,null,null,null,null,{"$error":"#DIV/0!"},null,null,null,null,null,{"$error":"#DIV/0!"}]
[null,null,4109,null,null,null,null,null,{"$error":"#DIV/0!"},null,null,null,null,null,{"$error":"#DIV/0!"},null,null,null,null,null,{"$error":"#DIV/0!"}]
[null,null,4112,null,null,null,null,null,{"$error":"#DIV/0!"},null,null,null,null,null,{"$error":"#DIV/0!"},null,null,null,null,null,{"$error":"#DIV/0!"}]
[null,null,4116,null,null,null,null,null,{"$error":"#DIV/0!"},null,null,null,null,null,{"$error":"#DIV/0!"},null,null,null,null,null,{"$error":"#DIV/0!"}]
[null,null,4119,null,null,null,null,null,{"$error":"#DIV/0!"},null,null,null,null,null,{"$error":"#DIV/0!"},null,null,null,null,null,{"$error":"#DIV/0!"}]
[null,null,4121,null,null,null,null,null,{"$error":"#DIV/0!"},null,null,null,null,null,{"$error":"#DIV/0!"},null,null,null,null,null,{"$error":"#DIV/0!"}]
[null,null,4124,null,null,null,null,null,{"$error":"#DIV/0!"},null,null,null,null,null,{"$error":"#DIV/0!"},null,null,null,null,null,{"$error":"#DIV/0!"}]
[null,null,4127,null,null,null,null,null,{"$error":"#DIV/0!"},null,null,null,null,null,{"$error":"#DIV/0!"},null,null,null,null,null,{"$error":"#DIV/0!"}]
[null,null,4130,null,null,null,null,null,{"$error":"#DIV/0!"},null,null,null,null,null,{"$error":"#DIV/0!"},null,null,null,null,null,{"$error":"#DIV/0!"}]
[null,null,4134,null,null,null,null,null,{"$error":"#DIV/0!"},null,null,null,null,null,{"$error":"#DIV/0!"},null,null,null,null,null,{"$error":"#DIV/0!"}]
[null,null,4137,null,null,null,null,null,{"$error":"#DIV/0!"},null,null,null,null,null,{"$error":"#DIV/0!"},null,null,null,null,null,{"$error":"#DIV/0!"}]
[null,null,4142,null,null,null,null,null,{"$error":"#DIV/0!"},null,null,null,null,null,{"$error":"#DIV/0!"},null,null,null,null,null,{"$error":"#DIV/0!"}]
[null,null,4145,null,null,null,null,null,{"$error":"#DIV/0!"},null,null,null,null,null,{"$error":"#DIV/0!"},null,null,null,null,null,{"$error":"#DIV/0!"}]
[null,null,4148,null,null,null,null,null,{"$error":"#DIV/0!"},null,null,null,null,null,{"$error":"#DIV/0!"},null,null,null,null,null,{"$error":"#DIV/0!"}]
[null,null,4149,null,null,null,null,null,{"$error":"#DIV/0!"},null,null,null,null,null,{"$error":"#DIV/0!"},null,null,null,null,null,{"$error":"#DIV/0!"}]
[null,null,4152,null,null,null,null,null,{"$error":"#DIV/0!"},null,null,null,null,null,{"$error":"#DIV/0!"},null,null,null,null,null,{"$error":"#DIV/0!"}]
[null,null,4155,null,null,null,null,null,{"$error":"#DIV/0!"},null,null,null,null,null,{"$error":"#DIV/0!"},null,null,null,null,null,{"$error":"#DIV/0!"}]
[null,null,4159,null,null,null,null,null,{"$error":"#DIV/0!"},null,null,null,null,null,{"$error":"#DIV/0!"},null,null,null,null,null,{"$error":"#DIV/0!"}]
[null,null,4163,null,null,null,null,null,{"$error":"#DIV/0!"},null,null,null,null,null,{"$error":"#DIV/0!"},null,null,null,null,null,{"$error":"#DIV/0!"}]
[null,null,4167,null,null,null,null,null,{"$error":"#DIV/0!"},null,null,null,null,null,{"$error":"#DIV/0!"},null,null,null,null,null,{"$error":"#DIV/0!"}]
[null,null,4170,null,null,null,null,null,{"$error":"#DIV/0!"},null,null,null,null,null,{"$error":"#DIV/0!"},null,null,null,null,null,{"$error":"#DIV/0!"}]
[null,null,4173,null,null,null,null,null,{"$error":"#DIV/0!"},null,null,null,null,null,{"$error":"#DIV/0!"},null,null,null,null,null,{"$error":"#DIV/0!"}]
[null,null,4174,null,null,null,null,null,{"$error":"#DIV/0!"},null,null,null,null,null,{"$error":"#DIV/0!"},null,null,null,null,null,{"$error":"#DIV/0!"}]
[null,null,4177,null,null,null,null,null,{"$error":"#DIV/0!"},null,null,null,null,null,{"$error":"#DIV/0!"},null,null,null,null,null,{"$error":"#DIV/0!"}]
[null,null,4180,null,null,null,null,null,{"$error":"#DIV/0!"},null,null,null,null,null,{"$error":"#DIV/0!"},null,null,null,null,null,{"$error":"#DIV/0!"}]
[null,null,4185,null,null,null,null,null,{"$error":"#DIV/0!"},null,null,null,null,null,{"$error":"#DIV/0!"},null,null,null,null,null,{"$error":"#DIV/0!"}]
[null,null,4188,null,null,null,null,null,{"$error":"#DIV/0!"},null,null,null,null,null,{"$error":"#DIV/0!"},null,null,null,null,null,{"$error":"#DIV/0!"}]
[null,null,4192,null,null,null,null,null,{"$error":"#DIV/0!"},null,null,null,null,null,{"$error":"#DIV/0!"},null,null,null,null,null,{"$error":"#DIV/0!"}]
[null,null,4195,null,null,null,null,null,{"$error":"#DIV/0!"},null,null,null,null,null,{"$error":"#DIV/0!"},null,null,null,null,null,{"$error":"#DIV/0!"}]
[null,null,4198,null,null,null,null,null,{"$error":"#DIV/0!"},null,null,null,null,null,{"$error":"#DIV/0!"},null,null,null,null,null,{"$error":"#DIV/0!"}]
[null,null,4201,null,null,null,null,null,{"$error":"#DIV/0!"},null,null,null,null,null,{"$error":"#DIV/0!"},null,null,null,null,null,{"$error":"#DIV/0!"}]
[null,null,4203,null,null,null,null,null,{"$error":"#DIV/0!"},null,null,null,null,null,{"$error":"#DIV/0!"},null,null,null,null,null,{"$error":"#DIV/0!"}]
[null,null,4207,null,null,null,null,null,{"$error":"#DIV/0!"},null,null,null,null,null,{"$error":"#DIV/0!"},null,null,null,null,null,{"$error":"#DIV/0!"}]
[null,null,4210,null,null,null,null,null,{"$error":"#DIV/0!"},null,null,null,null,null,{"$error":"#DIV/0!"},null,null,null,null,null,{"$error":"#DIV/0!"}]
[null,null,4213,null,null,null,null,null,{"$error":"#DIV/0!"},null,null,null,null,null,{"$error":"#DIV/0!"},null,null,null,null,null,{"$error":"#DIV/0!"}]
[null,null,4217,null,null,null,null,null,{"$error":"#DIV/0!"},null,null,null,null,null,{"$error":"#DIV/0!"},null,null,null,null,null,{"$error":"#DIV/0!"}]
[null,null,4220,null,null,null,null,null,{"$error":"#DIV/0!"},null,null,null,null,null,{"$error":"#DIV/0!"},null,null,null,null,null,{"$error":"#DIV/0!"}]
[null,null,4222,null,null,null,null,null,{"$error":"#DIV/0!"},null,null,null,null,null,{"$error":"#DIV/0!"},null,null,null,null,null,{"$error":"#DIV/0!"}]
[null,null,4225,null,null,null,null,null,{"$error":"#DIV/0!"},null,null,null,null,null,{"$error":"#DIV/0!"},null,null,null,null,null,{"$error":"#DIV/0!"}]
[null,null,4228,null,null,null,null,null,{"$error":"#DIV/0!"},null,null,null,null,null,{"$error":"#DIV/0!"},null,null,null,null,null,{"$error":"#DIV/0!"}]
[null,null,4232,null,null,null,null,null,{"$error":"#DIV/0!"},null,null,null,null,null,{"$error":"#DIV/0!"},null,null,null,null,null,{"$error":"#DIV/0!"}]
[null,null,4235,null,null,null,null,null,{"$error":"#DIV/0!"},null,null,null,null,null,{"$error":"#DIV/0!"},null,null,null,null,null,{"$error":"#DIV/0!"}]
[null,null,4238,null,null,null,null,null,{"$error":"#DIV/0!"},null,null,null,null,null,{"$error":"#DIV/0!"},null,null,null,null,null,{"$error":"#DIV/0!"}]
[null,null,4243,null,null,null,null,null,{"$error":"#DIV/0!"},null,null,null,null,null,{"$error":"#DIV/0!"},null,null,null,null,null,{"$error":"#DIV/0!"}]
[null,null,4246,null,null,null,null,null,{"$error":"#DIV/0!"},null,null,null,null,null,{"$error":"#DIV/0!"},null,null,null,null,null,{"$error":"#DIV/0!"}]
[null,null,4247,null,null,null,null,null,{"$error":"#DIV/0!"},null,null,null,null,null,{"$error":"#DIV/0!"},null,null,null,null,null,{"$error":"#DIV/0!"}]
[null,null,4250,null,null,null,null,null,{"$error":"#DIV/0!"},null,null,null,null,null,{"$error":"#DIV/0!"},null,null,null,null,null,{"$error":"#DIV/0!"}]
[null,null,4253,null,null,null,null,null,{"$error":"#DIV/0!"},null,null,null,null,null,{"$error":"#DIV/0!"},null,null,null,null,null,{"$error":"#DIV/0!"}]
[null,null,4257,null,null,null,null,null,{"$error":"#DIV/0!"},null,null,null,null,null,{"$error":"#DIV/0!"},null,null,null,null,null,{"$error":"#DIV/0!"}]
[null,null,4260,null,null,null,null,null,{"$error":"#DIV/0!"},null,null,null,null,null,{"$error":"#DIV/0!"},null,null,null,null,null,{"$error":"#DIV/0!"}]
[null,null,4264,null,null,null,null,null,{"$error":"#DIV/0!"},null,null,null,null,null,{"$error":"#DIV/0!"},null,null,null,null,null,{"$error":"#DIV/0!"}]
[null,null,4268,null,null,null,null,null,{"$error":"#DIV/0!"},null,null,null,null,null,{"$error":"#DIV/0!"},null,null,null,null,null,{"$error":"#DIV/0!"}]
[null,null,4271,null,null,null,null,null,{"$error":"#DIV/0!"},null,null,null,null,null,{"$error":"#DIV/0!"},null,null,null,null,null,{"$error":"#DIV/0!"}]
[null,null,4272,null,null,null,null,null,{"$error":"#DIV/0!"},null,null,null,null,null,{"$error":"#DIV/0!"},null,null,null,null,null,{"$error":"#DIV/0!"}]
[null,null,4275,null,null,null,null,null,{"$error":"#DIV/0!"},null,null,null,null,null,{"$error":"#DIV/0!"},null,null,null,null,null,{"$error":"#DIV/0!"}]
[null,null,4278,null,null,null,null,null,{"$error":"#DIV/0!"},null,null,null,null,null,{"$error":"#DIV/0!"},null,null,null,null,null,{"$error":"#DIV/0!"}]
[null,null,4281,null,null,null,null,null,{"$error":"#DIV/0!"},null,null,null,null,null,{"$error":"#DIV/0!"},null,null,null,null,null,{"$error":"#DIV/0!"}]
[null,null,4286,null,null,null,null,null,{"$error":"#DIV/0!"},null,null,null,null,null,{"$error":"#DIV/0!"},null,null,null,null,null,{"$error":"#DIV/0!"}]
[null,null,4290,null,null,null,null,null,{"$f":"IF(SUMPRODUCT(D4341:H4341,$Z$15:$AD$15/$H$20)=0,\"\",SUMPRODUCT(D4341:H4341,$Z$15:$AD$15/$H$20))","v":{"$error":"#DIV/0!"}},null,null,null,null,null,{"$f":"IF(SUMPRODUCT(J4341:N4341,$Z$22:$AD$22/$H$27)=0,\"\",SUMPRODUCT(J4341:N4341,$Z$22:$AD$22/$H$27))","v":{"$error":"#DIV/0!"}},null,null,null,null,null,{"$f":"IF(SUMPRODUCT(P4341:T4341,$Z$29:$AD$29/$H$34)=0,\"\",SUMPRODUCT(P4341:T4341,$Z$29:$AD$29/$H$34))","v":{"$error":"#DIV/0!"}}]
[null,null,4293,null,null,null,null,null,{"$error":"#DIV/0!"},null,null,null,null,null,{"$error":"#DIV/0!"},null,null,null,null,null,{"$error":"#DIV/0!"}]
[null,null,4296,null,null,null,null,null,{"$error":"#DIV/0!"},null,null,null,null,null,{"$error":"#DIV/0!"},null,null,null,null,null,{"$error":"#DIV/0!"}]
[null,null,4297,null,null,null,null,null,{"$error":"#DIV/0!"},null,null,null,null,null,{"$error":"#DIV/0!"},null,null,null,null,null,{"$error":"#DIV/0!"}]
[null,null,4302,null,null,null,null,null,{"$error":"#DIV/0!"},null,null,null,null,null,{"$error":"#DIV/0!"},null,null,null,null,null,{"$error":"#DIV/0!"}]
[null,null,4304,null,null,null,null,null,{"$error":"#DIV/0!"},null,null,null,null,null,{"$error":"#DIV/0!"},null,null,null,null,null,{"$error":"#DIV/0!"}]
[null,null,4308,null,null,null,null,null,{"$error":"#DIV/0!"},null,null,null,null,null,{"$error":"#DIV/0!"},null,null,null,null,null,{"$error":"#DIV/0!"}]
[null,null,4311,null,null,null,null,null,{"$error":"#DIV/0!"},null,null,null,null,null,{"$error":"#DIV/0!"},null,null,null,null,null,{"$error":"#DIV/0!"}]
[null,null,4315,null,null,null,null,null,{"$error":"#DIV/0!"},null,null,null,null,null,{"$error":"#DIV/0!"},null,null,null,null,null,{"$error":"#DIV/0!"}]
[null,null,4318,null,null,null,null,null,{"$error":"#DIV/0!"},null,null,null,null,null,{"$error":"#DIV/0!"},null,null,null,null,null,{"$error":"#DIV/0!"}]
[null,null,4321,null,null,null,null,null,{"$error":"#DIV/0!"},null,null,null,null,null,{"$error":"#DIV/0!"},null,null,null,null,null,{"$error":"#DIV/0!"}]
[null,null,4323,null,null,null,null,null,{"$error":"#DIV/0!"},null,null,null,null,null,{"$error":"#DIV/0!"},null,null,null,null,null,{"$error":"#DIV/0!"}]
[null,null,4326,null,null,null,null,null,{"$error":"#DIV/0!"},null,null,null,null,null,{"$error":"#DIV/0!"},null,null,null,null,null,{"$error":"#DIV/0!"}]
[null,null,4330,null,null,null,null,null,{"$error":"#DIV/0!"},null,null,null,null,null,{"$error":"#DIV/0!"},null,null,null,null,null,{"$error":"#DIV/0!"}]
[null,null,4333,null,null,null,null,null,{"$error":"#DIV/0!"},null,null,null,null,null,{"$error":"#DIV/0!"},null,null,null,null,null,{"$error":"#DIV/0!"}]
[null,null,4336,null,null,null,null,null,{"$error":"#DIV/0!"},null,null,null,null,null,{"$error":"#DIV/0!"},null,null,null,null,null,{"$error":"#DIV/0!"}]
[null,null,4340,null,null,null,null,null,{"$error":"#DIV/0!"},null,null,null,null,null,{"$error":"#DIV/0!"},null,null,null,null,null,{"$error":"#DIV/0!"}]
[null,null,4344,null,null,null,null,null,{"$error":"#DIV/0!"},null,null,null,null,null,{"$error":"#DIV/0!"},null,null,null,null,null,{"$error":"#DIV/0!"}]
[null,null,4347,null,null,null,null,null,{"$error":"#DIV/0!"},null,null,null,null,null,{"$error":"#DIV/0!"},null,null,null,null,null,{"$error":"#DIV/0!"}]
[null,null,4348,null,null,null,null,null,{"$error":"#DIV/0!"},null,null,null,null,null,{"$error":"#DIV/0!"},null,null,null,null,null,{"$error":"#DIV/0!"}]
[null,null,4351,null,null,null,null,null,{"$error":"#DIV/0!"},null,null,null,null,null,{"$error":"#DIV/0!"},null,null,null,null,null,{"$error":"#DIV/0!"}]
[null,null,4355,null,null,null,null,null,{"$error":"#DIV/0!"},null,null,null,null,null,{"$error":"#DIV/0!"},null,null,null,null,null,{"$error":"#DIV/0!"}]
[null,null,4358,null,null,null,null,null,{"$error":"#DIV/0!"},null,null,null,null,null,{"$error":"#DIV/0!"},null,null,null,null,null,{"$error":"#DIV/0!"}]
[null,null,4361,null,null,null,null,null,{"$error":"#DIV/0!"},null,null,null,null,null,{"$error":"#DIV/0!"},null,null,null,null,null,{"$error":"#DIV/0!"}]
[null,null,4365,null,null,null,null,null,{"$error":"#DIV/0!"},null,null,null,null,null,{"$error":"#DIV/0!"},null,null,null,null,null,{"$error":"#DIV/0!"}]
[null,null,4369,null,null,null,null,null,{"$error":"#DIV/0!"},null,null,null,null,null,{"$error":"#DIV/0!"},null,null,null,null,null,{"$error":"#DIV/0!"}]
[null,null,4372,null,null,null,null,null,{"$error":"#DIV/0!"},null,null,null,null,null,{"$error":"#DIV/0!"},null,null,null,null,null,{"$error":"#DIV/0!"}]
[null,null,4373,null,null,null,null,null,{"$error":"#DIV/0!"},null,null,null,null,null,{"$error":"#DIV/0!"},null,null,null,null,null,{"$error":"#DIV/0!"}]
[null,null,4376,null,null,null,null,null,{"$error":"#DIV/0!"},null,null,null,null,null,{"$error":"#DIV/0!"},null,null,null,null,null,{"$error":"#DIV/0!"}]
[null,null,4380,null,null,null,null,null,{"$error":"#DIV/0!"},null,null,null,null,null,{"$error":"#DIV/0!"},null,null,null,null,null,{"$error":"#DIV/0!"}]
[null,null,4382,null,null,null,null,null,{"$error":"#DIV/0!"},null,null,null,null,null,{"$error":"#DIV/0!"},null,null,null,null,null,{"$error":"#DIV/0!"}]
[null,null,4387,null,null,null,null,null,{"$error":"#DIV/0!"},null,null,null,null,null,{"$error":"#DIV/0!"},null,null,null,null,null,{"$error":"#DIV/0!"}]
[null,null,4391,null,null,null,null,null,{"$error":"#DIV/0!"},null,null,null,null,null,{"$error":"#DIV/0!"},null,null,null,null,null,{"$error":"#DIV/0!"}]
[null,null,4394,null,null,null,null,null,{"$error":"#DIV/0!"},null,null,null,null,null,{"$error":"#DIV/0!"},null,null,null,null,null,{"$error":"#DIV/0!"}]
[null,null,4395,null,null,null,null,null,{"$error":"#DIV/0!"},null,null,null,null,null,{"$error":"#DIV/0!"},null,null,null,null,null,{"$error":"#DIV/0!"}]
[null,null,4398,null,null,null,null,null,{"$error":"#DIV/0!"},null,null,null,null,null,{"$error":"#DIV/0!"},null,null,null,null,null,{"$error":"#DIV/0!"}]
[null,null,4401,null,null,null,null,null,{"$error":"#DIV/0!"},null,null,null,null,null,{"$error":"#DIV/0!"},null,null,null,null,null,{"$error":"#DIV/0!"}]
[null,null,4407,null,null,null,null,null,{"$error":"#DIV/0!"},null,null,null,null,null,{"$error":"#DIV/0!"},null,null,null,null,null,{"$error":"#DIV/0!"}]
[null,null,4409,null,null,null,null,null,{"$error":"#DIV/0!"},null,null,null,null,null,{"$error":"#DIV/0!"},null,null,null,null,null,{"$error":"#DIV/0!"}]
[null,null,4412,null,null,null,null,null,{"$error":"#DIV/0!"},null,null,null,null,null,{"$error":"#DIV/0!"},null,null,null,null,null,{"$error":"#DIV/0!"}]
[null,null,4416,null,null,null,null,null,{"$error":"#DIV/0!"},null,null,null,null,null,{"$error":"#DIV/0!"},null,null,null,null,null,{"$error":"#DIV/0!"}]
[null,null,4419,null,null,null,null,null,{"$error":"#DIV/0!"},null,null,null,null,null,{"$error":"#DIV/0!"},null,null,null,null,null,{"$error":"#DIV/0!"}]
[null,null,4420,null,null,null,null,null,{"$error":"#DIV/0!"},null,null,null,null,null,{"$error":"#DIV/0!"},null,null,null,null,null,{"$error":"#DIV/0!"}]
[null,null,4424,null,null,null,null,null,{"$error":"#DIV/0!"},null,null,null,null,null,{"$error":"#DIV/0!"},null,null,null,null,null,{"$error":"#DIV/0!"}]
[null,null,4427,null,null,null,null,null,{"$error":"#DIV/0!"},null,null,null,null,null,{"$error":"#DIV/0!"},null,null,null,null,null,{"$error":"#DIV/0!"}]
[null,null,4431,null,null,null,null,null,{"$error":"#DIV/0!"},null,null,null,null,null,{"$error":"#DIV/0!"},null,null,null,null,null,{"$error":"#DIV/0!"}]
[null,null,4434,null,null,null,null,null,{"$error":"#DIV/0!"},null,null,null,null,null,{"$error":"#DIV/0!"},null,null,null,null,null,{"$error":"#DIV/0!"}]
[null,null,4437,null,null,null,null,null,{"$error":"#DIV/0!"},null,null,null,null,null,{"$error":"#DIV/0!"},null,null,null,null,null,{"$error":"#DIV/0!"}]
[null,null,4441,null,null,null,null,null,{"$error":"#DIV/0!"},null,null,null,null,null,{"$error":"#DIV/0!"},null,null,null,null,null,{"$error":"#DIV/0!"}]
[null,null,4445,null,null,null,null,null,{"$error":"#DIV/0!"},null,null,null,null,null,{"$error":"#DIV/0!"},null,null,null,null,null,{"$error":"#DIV/0!"}]
[null,null,4446,null,null,null,null,null,{"$error":"#DIV/0!"},null,null,null,null,null,{"$error":"#DIV/0!"},null,null,null,null,null,{"$error":"#DIV/0!"}]
[null,null,4449,null,null,null,null,null,{"$error":"#DIV/0!"},null,null,null,null,null,{"$error":"#DIV/0!"},null,null,null,null,null,{"$error":"#DIV/0!"}]
[null,null,4452,null,null,null,null,null,{"$error":"#DIV/0!"},null,null,null,null,null,{"$error":"#DIV/0!"},null,null,null,null,null,{"$error":"#DIV/0!"}]
[null,null,4456,null,null,null,null,null,{"$error":"#DIV/0!"},null,null,null,null,null,{"$error":"#DIV/0!"},null,null,null,null,null,{"$error":"#DIV/0!"}]
[null,null,4459,null,null,null,null,null,{"$error":"#DIV/0!"},null,null,null,null,null,{"$error":"#DIV/0!"},null,null,null,null,null,{"$error":"#DIV/0!"}]
[null,null,4463,null,null,null,null,null,{"$error":"#DIV/0!"},null,null,null,null,null,{"$error":"#DIV/0!"},null,null,null,null,null,{"$error":"#DIV/0!"}]
[null,null,4466,null,null,null,null,null,{"$error":"#DIV/0!"},null,null,null,null,null,{"$error":"#DIV/0!"},null,null,null,null,null,{"$error":"#DIV/0!"}]
[null,null,4470,null,null,null,null,null,{"$error":"#DIV/0!"},null,null,null,null,null,{"$error":"#DIV/0!"},null,null,null,null,null,{"$error":"#DIV/0!"}]
[null,null,4471,null,null,null,null,null,{"$error":"#DIV/0!"},null,null,null,null,null,{"$error":"#DIV/0!"},null,null,null,null,null,{"$error":"#DIV/0!"}]
[null,null,4474,null,null,null,null,null,{"$error":"#DIV/0!"},null,null,null,null,null,{"$error":"#DIV/0!"},null,null,null,null,null,{"$error":"#DIV/0!"}]
[null,null,4477,null,null,null,null,null,{"$error":"#DIV/0!"},null,null,null,null,null,{"$error":"#DIV/0!"},null,null,null,null,null,{"$error":"#DIV/0!"}]
[null,null,4481,null,null,null,null,null,{"$error":"#DIV/0!"},null,null,null,null,null,{"$error":"#DIV/0!"},null,null,null,null,null,{"$error":"#DIV/0!"}]
[null,null,4483,null,null,null,null,null,{"$error":"#DIV/0!"},null,null,null,null,null,{"$error":"#DIV/0!"},null,null,null,null,null,{"$error":"#DIV/0!"}]
[null,null,4489,null,null,null,null,null,{"$error":"#DIV/0!"},null,null,null,null,null,{"$error":"#DIV/0!"},null,null,null,null,null,{"$error":"#DIV/0!"}]
[null,null,4492,null,null,null,null,null,{"$error":"#DIV/0!"},null,null,null,null,null,{"$error":"#DIV/0!"},null,null,null,null,null,{"$error":"#DIV/0!"}]
[null,null,4495,null,null,null,null,null,{"$error":"#DIV/0!"},null,null,null,null,null,{"$error":"#DIV/0!"},null,null,null,null,null,{"$error":"#DIV/0!"}]
[null,null,4496,null,null,null,null,null,{"$error":"#DIV/0!"},null,null,null,null,null,{"$error":"#DIV/0!"},null,null,null,null,null,{"$error":"#DIV/0!"}]
[null,null,4499,null,null,null,null,null,{"$error":"#DIV/0!"},null,null,null,null,null,{"$error":"#DIV/0!"},null,null,null,null,null,{"$error":"#DIV/0!"}]
[null,null,4503,null,null,null,null,null,{"$error":"#DIV/0!"},null,null,null,null,null,{"$error":"#DIV/0!"},null,null,null,null,null,{"$error":"#DIV/0!"}]
[null,null,4508,null,null,null,null,null,{"$error":"#DIV/0!"},null,null,null,null,null,{"$error":"#DIV/0!"},null,null,null,null,null,{"$error":"#DIV/0!"}]
[null,null,4510,null,null,null,null,null,{"$error":"#DIV/0!"},null,null,null,null,null,{"$error":"#DIV/0!"},null,null,null,null,null,{"$error":"#DIV/0!"}]
[null,null,4514,null,null,null,null,null,{"$error":"#DIV/0!"},null,null,null,null,null,{"$error":"#DIV/0!"},null,null,null,null,null,{"$error":"#DIV/0!"}]
[null,null,4517,null,null,null,null,null,{"$error":"#DIV/0!"},null,null,null,null,null,{"$error":"#DIV/0!"},null,null,null,null,null,{"$error":"#DIV/0!"}]
[null,null,4520,null,null,null,null,null,{"$error":"#DIV/0!"},null,null,null,null,null,{"$error":"#DIV/0!"},null,null,null,null,null,{"$error":"#DIV/0!"}]
[null,null,4521,null,null,null,null,null,{"$error":"#DIV/0!"},null,null,null,null,null,{"$error":"#DIV/0!"},null,null,null,null,null,{"$error":"#DIV/0!"}]
[null,null,4525,null,null,null,null,null,{"$error":"#DIV/0!"},null,null,null,null,null,{"$error":"#DIV/0!"},null,null,null,null,null,{"$error":"#DIV/0!"}]
[null,null,4529,null,null,null,null,null,{"$error":"#DIV/0!"},null,null,null,null,null,{"$error":"#DIV/0!"},null,null,null,null,null,{"$error":"#DIV/0!"}]
[null,null,4532,null,null,null,null,null,{"$error":"#DIV/0!"},null,null,null,null,null,{"$error":"#DIV/0!"},null,null,null,null,null,{"$error":"#DIV/0!"}]
[null,null,4535,null,null,null,null,null,{"$error":"#DIV/0!"},null,null,null,null,null,{"$error":"#DIV/0!"},null,null,null,null,null,{"$error":"#DIV/0!"}]
[null,null,4539,null,null,null,null,null,{"$error":"#DIV/0!"},null,null,null,null,null,{"$error":"#DIV/0!"},null,null,null,null,null,{"$error":"#DIV/0!"}]
[null,null,4542,null,null,null,null,null,{"$error":"#DIV/0!"},null,null,null,null,null,{"$error":"#DIV/0!"},null,null,null,null,null,{"$error":"#DIV/0!"}]
[null,null,4545,null,null,null,null,null,{"$error":"#DIV/0!"},null,null,null,null,null,{"$error":"#DIV/0!"},null,null,null,null,null,{"$error":"#DIV/0!"}]
[null,null,4546,null,null,null,null,null,{"$f":"IF(SUMPRODUCT(D4597:H4597,$Z$15:$AD$15/$H$20)=0,\"\",SUMPRODUCT(D4597:H4597,$Z$15:$AD$15/$H$20))","v":{"$error":"#DIV/0!"}},null,null,null,null,null,{"$f":"IF(SUMPRODUCT(J4597:N4597,$Z$22:$AD$22/$H$27)=0,\"\",SUMPRODUCT(J4597:N4597,$Z$22:$AD$22/$H$27))","v":{"$error":"#DIV/0!"}},null,null,null,null,null,{"$f":"IF(SUMPRODUCT(P4597:T4597,$Z$29:$AD$29/$H$34)=0,\"\",SUMPRODUCT(P4597:T4597,$Z$29:$AD$29/$H$34))","v":{"$error":"#DIV/0!"}}]
[null,null,4550,null,null,null,null,null,{"$error":"#DIV/0!"},null,null,null,null,null,{"$error":"#DIV/0!"},null,null,null,null,null,{"$error":"#DIV/0!"}]
[null,null,4554,null,null,null,null,null,{"$error":"#DIV/0!"},null,null,null,null,null,{"$error":"#DIV/0!"},null,null,null,null,null,{"$error":"#DIV/0!"}]
[null,null,4557,null,null,null,null,null,{"$error":"#DIV/0!"},null,null,null,null,null,{"$error":"#DIV/0!"},null,null,null,null,null,{"$error":"#DIV/0!"}]
[null,null,4560,null,null,null,null,null,{"$error":"#DIV/0!"},null,null,null,null,null,{"$error":"#DIV/0!"},null,null,null,null,null,{"$error":"#DIV/0!"}]
[null,null,4564,null,null,null,null,null,{"$error":"#DIV/0!"},null,null,null,null,null,{"$error":"#DIV/0!"},null,null,null,null,null,{"$error":"#DIV/0!"}]
[null,null,4567,null,null,null,null,null,{"$error":"#DIV/0!"},null,null,null,null,null,{"$error":"#DIV/0!"},null,null,null,null,null,{"$error":"#DIV/0!"}]
[null,null,4569,null,null,null,null,null,{"$error":"#DIV/0!"},null,null,null,null,null,{"$error":"#DIV/0!"},null,null,null,null,null,{"$error":"#DIV/0!"}]
[null,null,4572,null,null,null,null,null,{"$error":"#DIV/0!"},null,null,null,null,null,{"$error":"#DIV/0!"},null,null,null,null,null,{"$error":"#DIV/0!"}]
[null,null,4575,null,null,null,null,null,{"$error":"#DIV/0!"},null,null,null,null,null,{"$error":"#DIV/0!"},null,null,null,null,null,{"$error":"#DIV/0!"}]
[null,null,4579,null,null,null,null,null,{"$error":"#DIV/0!"},null,null,null,null,null,{"$error":"#DIV/0!"},null,null,null,null,null,{"$error":"#DIV/0!"}]
[null,null,4582,null,null,null,null,null,{"$error":"#DIV/0!"},null,null,null,null,null,{"$error":"#DIV/0!"},null,null,null,null,null,{"$error":"#DIV/0!"}]
[null,null,4585,null,null,null,null,null,{"$error":"#DIV/0!"},null,null,null,null,null,{"$error":"#DIV/0!"},null,null,null,null,null,{"$error":"#DIV/0!"}]
[null,null,4588,null,null,null,null,null,{"$error":"#DIV/0!"},null,null,null,null,null,{"$error":"#DIV/0!"},null,null,null,null,null,{"$error":"#DIV/0!"}]
[null,null,4593,null,null,null,null,null,{"$error":"#DIV/0!"},null,null,null,null,null,{"$error":"#DIV/0!"},null,null,null,null,null,{"$error":"#DIV/0!"}]
[null,null,4594,null,null,null,null,null,{"$error":"#DIV/0!"},null,null,null,null,null,{"$error":"#DIV/0!"},null,null,null,null,null,{"$error":"#DIV/0!"}]
[null,null,4597,null,null,null,null,null,{"$error":"#DIV/0!"},null,null,null,null,null,{"$error":"#DIV/0!"},null,null,null,null,null,{"$error":"#DIV/0!"}]
[null,null,4600,null,null,null,null,null,{"$error":"#DIV/0!"},null,null,null,null,null,{"$error":"#DIV/0!"},null,null,null,null,null,{"$error":"#DIV/0!"}]
[null,null,4604,null,null,null,null,null,{"$error":"#DIV/0!"},null,null,null,null,null,{"$error":"#DIV/0!"},null,null,null,null,null,{"$error":"#DIV/0!"}]
[null,null,4609,null,null,null,null,null,{"$error":"#DIV/0!"},null,null,null,null,null,{"$error":"#DIV/0!"},null,null,null,null,null,{"$error":"#DIV/0!"}]
[null,null,4611,null,null,null,null,null,{"$error":"#DIV/0!"},null,null,null,null,null,{"$error":"#DIV/0!"},null,null,null,null,null,{"$error":"#DIV/0!"}]
[null,null,4615,null,null,null,null,null,{"$error":"#DIV/0!"},null,null,null,null,null,{"$error":"#DIV/0!"},null,null,null,null,null,{"$error":"#DIV/0!"}]
[null,null,4618,null,null,null,null,null,{"$error":"#DIV/0!"},null,null,null,null,null,{"$error":"#DIV/0!"},null,null,null,null,null,{"$error":"#DIV/0!"}]
[null,null,4619,null,null,null,null,null,{"$error":"#DIV/0!"},null,null,null,null,null,{"$error":"#DIV/0!"},null,null,null,null,null,{"$error":"#DIV/0!"}]
[null,null,4622,null,null,null,null,null,{"$error":"#DIV/0!"},null,null,null,null,null,{"$error":"#DIV/0!"},null,null,null,null,null,{"$error":"#DIV/0!"}]
[null,null,4626,null,null,null,null,null,{"$error":"#DIV/0!"},null,null,null,null,null,{"$error":"#DIV/0!"},null,null,null,null,null,{"$error":"#DIV/0!"}]
[null,null,4630,null,null,null,null,null,{"$error":"#DIV/0!"},null,null,null,null,null,{"$error":"#DIV/0!"},null,null,null,null,null,{"$error":"#DIV/0!"}]
[null,null,4633,null,null,null,null,null,{"$error":"#DIV/0!"},null,null,null,null,null,{"$error":"#DIV/0!"},null,null,null,null,null,{"$error":"#DIV/0!"}]
[null,null,4637,null,null,null,null,null,{"$error":"#DIV/0!"},null,null,null,null,null,{"$error":"#DIV/0!"},null,null,null,null,null,{"$error":"#DIV/0!"}]
[null,null,4640,null,null,null,null,null,{"$error":"#DIV/0!"},null,null,null,null,null,{"$error":"#DIV/0!"},null,null,null,null,null,{"$error":"#DIV/0!"}]
[null,null,4643,null,null,null,null,null,{"$error":"#DIV/0!"},null,null,null,null,null,{"$error":"#DIV/0!"},null,null,null,null,null,{"$error":"#DIV/0!"}]
[null,null,4644,null,null,null,null,null,{"$error":"#DIV/0!"},null,null,null,null,null,{"$error":"#DIV/0!"},null,null,null,null,null,{"$error":"#DIV/0!"}]
[null,null,4647,null,null,null,null,null,{"$error":"#DIV/0!"},null,null,null,null,null,{"$error":"#DIV/0!"},null,null,null,null,null,{"$error":"#DIV/0!"}]
[null,null,4651,null,null,null,null,null,{"$error":"#DIV/0!"},null,null,null,null,null,{"$error":"#DIV/0!"},null,null,null,null,null,{"$error":"#DIV/0!"}]
[null,null,4655,null,null,null,null,null,{"$error":"#DIV/0!"},null,null,null,null,null,{"$error":"#DIV/0!"},null,null,null,null,null,{"$error":"#DIV/0!"}]
[null,null,4658,null,null,null,null,null,{"$error":"#DIV/0!"},null,null,null,null,null,{"$error":"#DIV/0!"},null,null,null,null,null,{"$error":"#DIV/0!"}]
[null,null,4662,null,null,null,null,null,{"$error":"#DIV/0!"},null,null,null,null,null,{"$error":"#DIV/0!"},null,null,null,null,null,{"$error":"#DIV/0!"}]
[null,null,4665,null,null,null,null,null,{"$error":"#DIV/0!"},null,null,null,null,null,{"$error":"#DIV/0!"},null,null,null,null,null,{"$error":"#DIV/0!"}]
[null,null,4668,null,null,null,null,null,{"$error":"#DIV/0!"},null,null,null,null,null,{"$error":"#DIV/0!"},null,null,null,null,null,{"$error":"#DIV/0!"}]
[null,null,4670,null,null,null,null,null,{"$error":"#DIV/0!"},null,null,null,null,null,{"$error":"#DIV/0!"},null,null,null,null,null,{"$error":"#DIV/0!"}]
[null,null,4673,null,null,null,null,null,{"$error":"#DIV/0!"},null,null,null,null,null,{"$error":"#DIV/0!"},null,null,null,null,null,{"$error":"#DIV/0!"}]
[null,null,4677,null,null,null,null,null,{"$error":"#DIV/0!"},null,null,null,null,null,{"$error":"#DIV/0!"},null,null,null,null,null,{"$error":"#DIV/0!"}]
[null,null,4680,null,null,null,null,null,{"$error":"#DIV/0!"},null,null,null,null,null,{"$error":"#DIV/0!"},null,null,null,null,null,{"$error":"#DIV/0!"}]
[null,null,4683,null,null,null,null,null,{"$error":"#DIV/0!"},null,null,null,null,null,{"$error":"#DIV/0!"},null,null,null,null,null,{"$error":"#DIV/0!"}]
[null,null,4687,null,null,null,null,null,{"$error":"#DIV/0!"},null,null,null,null,null,{"$error":"#DIV/0!"},null,null,null,null,null,{"$error":"#DIV/0!"}]
[null,null,4689,null,null,null,null,null,{"$error":"#DIV/0!"},null,null,null,null,null,{"$error":"#DIV/0!"},null,null,null,null,null,{"$error":"#DIV/0!"}]
[null,null,4694,null,null,null,null,null,{"$error":"#DIV/0!"},null,null,null,null,null,{"$error":"#DIV/0!"},null,null,null,null,null,{"$error":"#DIV/0!"}]
[null,null,4695,null,null,null,null,null,{"$error":"#DIV/0!"},null,null,null,null,null,{"$error":"#DIV/0!"},null,null,null,null,null,{"$error":"#DIV/0!"}]
[null,null,4698,null,null,null,null,null,{"$error":"#DIV/0!"},null,null,null,null,null,{"$error":"#DIV/0!"},null,null,null,null,null,{"$error":"#DIV/0!"}]
[null,null,4702,null,null,null,null,null,{"$error":"#DIV/0!"},null,null,null,null,null,{"$error":"#DIV/0!"},null,null,null,null,null,{"$error":"#DIV/0!"}]
[null,null,4705,null,null,null,null,null,{"$error":"#DIV/0!"},null,null,null,null,null,{"$error":"#DIV/0!"},null,null,null,null,null,{"$error":"#DIV/0!"}]
[null,null,4710,null,null,null,null,null,{"$error":"#DIV/0!"},null,null,null,null,null,{"$error":"#DIV/0!"},null,null,null,null,null,{"$error":"#DIV/0!"}]
[null,null,4713,null,null,null,null,null,{"$error":"#DIV/0!"},null,null,null,null,null,{"$error":"#DIV/0!"},null,null,null,null,null,{"$error":"#DIV/0!"}]
[null,null,4716,null,null,null,null,null,{"$error":"#DIV/0!"},null,null,null,null,null,{"$error":"#DIV/0!"},null,null,null,null,null,{"$error":"#DIV/0!"}]
[null,null,4719,null,null,null,null,null,{"$error":"#DIV/0!"},null,null,null,null,null,{"$error":"#DIV/0!"},null,null,null,null,null,{"$error":"#DIV/0!"}]
[null,null,4720,null,null,null,null,null,{"$error":"#DIV/0!"},null,null,null,null,null,{"$error":"#DIV/0!"},null,null,null,null,null,{"$error":"#DIV/0!"}]
[null,null,4723,null,null,null,null,null,{"$error":"#DIV/0!"},null,null,null,null,null,{"$error":"#DIV/0!"},null,null,null,null,null,{"$error":"#DIV/0!"}]
[null,null,4727,null,null,null,null,null,{"$error":"#DIV/0!"},null,null,null,null,null,{"$error":"#DIV/0!"},null,null,null,null,null,{"$error":"#DIV/0!"}]
[null,null,4731,null,null,null,null,null,{"$error":"#DIV/0!"},null,null,null,null,null,{"$error":"#DIV/0!"},null,null,null,null,null,{"$error":"#DIV/0!"}]
[null,null,4734,null,null,null,null,null,{"$error":"#DIV/0!"},null,null,null,null,null,{"$error":"#DIV/0!"},null,null,null,null,null,{"$error":"#DIV/0!"}]
[null,null,4738,null,null,null,null,null,{"$f":"IF(SUMPRODUCT(D4789:H4789,$Z$15:$AD$15/$H$20)=0,\"\",SUMPRODUCT(D4789:H4789,$Z$15:$AD$15/$H$20))","v":{"$error":"#DIV/0!"}},null,null,null,null,null,{"$f":"IF(SUMPRODUCT(J4789:N4789,$Z$22:$AD$22/$H$27)=0,\"\",SUMPRODUCT(J4789:N4789,$Z$22:$AD$22/$H$27))","v":{"$error":"#DIV/0!"}},null,null,null,null,null,{"$f":"IF(SUMPRODUCT(P4789:T4789,$Z$29:$AD$29/$H$34)=0,\"\",SUMPRODUCT(P4789:T4789,$Z$29:$AD$29/$H$34))","v":{"$error":"#DIV/0!"}}]
[null,null,4741,null,null,null,null,null,{"$error":"#DIV/0!"},null,null,null,null,null,{"$error":"#DIV/0!"},null,null,null,null,null,{"$error":"#DIV/0!"}]
[null,null,4742,null,null,null,null,null,{"$error":"#DIV/0!"},null,null,null,null,null,{"$error":"#DIV/0!"},null,null,null,null,null,{"$error":"#DIV/0!"}]
[null,null,4745,null,null,null,null,null,{"$error":"#DIV/0!"},null,null,null,null,null,{"$error":"#DIV/0!"},null,null,null,null,null,{"$error":"#DIV/0!"}]
[null,null,4748,null,null,null,null,null,{"$error":"#DIV/0!"},null,null,null,null,null,{"$error":"#DIV/0!"},null,null,null,null,null,{"$error":"#DIV/0!"}]
[null,null,4753,null,null,null,null,null,{"$error":"#DIV/0!"},null,null,null,null,null,{"$error":"#DIV/0!"},null,null,null,null,null,{"$error":"#DIV/0!"}]
[null,null,4756,null,null,null,null,null,{"$error":"#DIV/0!"},null,null,null,null,null,{"$error":"#DIV/0!"},null,null,null,null,null,{"$error":"#DIV/0!"}]
[null,null,4759,null,null,null,null,null,{"$error":"#DIV/0!"},null,null,null,null,null,{"$error":"#DIV/0!"},null,null,null,null,null,{"$error":"#DIV/0!"}]
[null,null,4763,null,null,null,null,null,{"$error":"#DIV/0!"},null,null,null,null,null,{"$error":"#DIV/0!"},null,null,null,null,null,{"$error":"#DIV/0!"}]
[null,null,4766,null,null,null,null,null,{"$error":"#DIV/0!"},null,null,null,null,null,{"$error":"#DIV/0!"},null,null,null,null,null,{"$error":"#DIV/0!"}]
[null,null,4769,null,null,null,null,null,{"$error":"#DIV/0!"},null,null,null,null,null,{"$error":"#DIV/0!"},null,null,null,null,null,{"$error":"#DIV/0!"}]
[null,null,4771,null,null,null,null,null,{"$error":"#DIV/0!"},null,null,null,null,null,{"$error":"#DIV/0!"},null,null,null,null,null,{"$error":"#DIV/0!"}]
[null,null,4774,null,null,null,null,null,{"$error":"#DIV/0!"},null,null,null,null,null,{"$error":"#DIV/0!"},null,null,null,null,null,{"$error":"#DIV/0!"}]
[null,null,4778,null,null,null,null,null,{"$error":"#DIV/0!"},null,null,null,null,null,{"$error":"#DIV/0!"},null,null,null,null,null,{"$error":"#DIV/0!"}]
[null,null,4781,null,null,null,null,null,{"$error":"#DIV/0!"},null,null,null,null,null,{"$error":"#DIV/0!"},null,null,null,null,null,{"$error":"#DIV/0!"}]
[null,null,4785,null,null,null,null,null,{"$error":"#DIV/0!"},null,null,null,null,null,{"$error":"#DIV/0!"},null,null,null,null,null,{"$error":"#DIV/0!"}]
[null,null,4788,null,null,null,null,null,{"$error":"#DIV/0!"},null,null,null,null,null,{"$error":"#DIV/0!"},null,null,null,null,null,{"$error":"#DIV/0!"}]
[null,null,4790,null,null,null,null,null,{"$error":"#DIV/0!"},null,null,null,null,null,{"$error":"#DIV/0!"},null,null,null,null,null,{"$error":"#DIV/0!"}]
[null,null,4793,null,null,null,null,null,{"$error":"#DIV/0!"},null,null,null,null,null,{"$error":"#DIV/0!"},null,null,null,null,null,{"$error":"#DIV/0!"}]
[null,null,4796,null,null,null,null,null,{"$error":"#DIV/0!"},null,null,null,null,null,{"$error":"#DIV/0!"},null,null,null,null,null,{"$error":"#DIV/0!"}]
[null,null,4799,null,null,null,null,null,{"$error":"#DIV/0!"},null,null,null,null,null,{"$error":"#DIV/0!"},null,null,null,null,null,{"$error":"#DIV/0!"}]
[null,null,4803,null,null,null,null,null,{"$error":"#DIV/0!"},null,null,null,null,null,{"$error":"#DIV/0!"},null,null,null,null,null,{"$error":"#DIV/0!"}]
[null,null,4806,null,null,null,null,null,{"$error":"#DIV/0!"},null,null,null,null,null,{"$error":"#DIV/0!"},null,null,null,null,null,{"$error":"#DIV/0!"}]
[null,null,4811,null,null,null,null,null,{"$error":"#DIV/0!"},null,null,null,null,null,{"$error":"#DIV/0!"},null,null,null,null,null,{"$error":"#DIV/0!"}]
[null,null,4814,null,null,null,null,null,{"$error":"#DIV/0!"},null,null,null,null,null,{"$error":"#DIV/0!"},null,null,null,null,null,{"$error":"#DIV/0!"}]
[null,null,4817,null,null,null,null,null,{"$error":"#DIV/0!"},null,null,null,null,null,{"$error":"#DIV/0!"},null,null,null,null,null,{"$error":"#DIV/0!"}]
[null,null,4818,null,null,null,null,null,{"$error":"#DIV/0!"},null,null,null,null,null,{"$error":"#DIV/0!"},null,null,null,null,null,{"$error":"#DIV/0!"}]
[null,null,4821,null,null,null,null,null,{"$error":"#DIV/0!"},null,null,null,null,null,{"$error":"#DIV/0!"},null,null,null,null,null,{"$error":"#DIV/0!"}]
[null,null,4824,null,null,null,null,null,{"$error":"#DIV/0!"},null,null,null,null,null,{"$error":"#DIV/0!"},null,null,null,null,null,{"$error":"#DIV/0!"}]
[null,null,4828,null,null,null,null,null,{"$error":"#DIV/0!"},null,null,null,null,null,{"$error":"#DIV/0!"},null,null,null,null,null,{"$error":"#DIV/0!"}]
[null,null,4832,null,null,null,null,null,{"$error":"#DIV/0!"},null,null,null,null,null,{"$error":"#DIV/0!"},null,null,null,null,null,{"$error":"#DIV/0!"}]
[null,null,4836,null,null,null,null,null,{"$error":"#DIV/0!"},null,null,null,null,null,{"$error":"#DIV/0!"},null,null,null,null,null,{"$error":"#DIV/0!"}]
[null,null,4839,null,null,null,null,null,{"$error":"#DIV/0!"},null,null,null,null,null,{"$error":"#DIV/0!"},null,null,null,null,null,{"$error":"#DIV/0!"}]
[null,null,4842,null,null,null,null,null,{"$error":"#DIV/0!"},null,null,null,null,null,{"$error":"#DIV/0!"},null,null,null,null,null,{"$error":"#DIV/0!"}]
[null,null,4843,null,null,null,null,null,{"$error":"#DIV/0!"},null,null,null,null,null,{"$error":"#DIV/0!"},null,null,null,null,null,{"$error":"#DIV/0!"}]
[null,null,4846,null,null,null,null,null,{"$error":"#DIV/0!"},null,null,null,null,null,{"$error":"#DIV/0!"},null,null,null,null,null,{"$error":"#DIV/0!"}]
[null,null,4849,null,null,null,null,null,{"$error":"#DIV/0!"},null,null,null,null,null,{"$error":"#DIV/0!"},null,null,null,null,null,{"$error":"#DIV/0!"}]
[null,null,4854,null,null,null,null,null,{"$error":"#DIV/0!"},null,null,null,null,null,{"$error":"#DIV/0!"},null,null,null,null,null,{"$error":"#DIV/0!"}]
[null,null,4857,null,null,null,null,null,{"$error":"#DIV/0!"},null,null,null,null,null,{"$error":"#DIV/0!"},null,null,null,null,null,{"$error":"#DIV/0!"}]
[null,null,4861,null,null,null,null,null,{"$error":"#DIV/0!"},null,null,null,null,null,{"$error":"#DIV/0!"},null,null,null,null,null,{"$error":"#DIV/0!"}]
[null,null,4864,null,null,null,null,null,{"$error":"#DIV/0!"},null,null,null,null,null,{"$error":"#DIV/0!"},null,null,null,null,null,{"$error":"#DIV/0!"}]
[null,null,4867,null,null,null,null,null,{"$error":"#DIV/0!"},null,null,null,null,null,{"$error":"#DIV/0!"},null,null,null,null,null,{"$error":"#DIV/0!"}]
[null,null,4868,null,null,null,null,null,{"$error":"#DIV/0!"},null,null,null,null,null,{"$error":"#DIV/0!"},null,null,null,null,null,{"$error":"#DIV/0!"}]
[null,null,4874,null,null,null,null,null,{"$error":"#DIV/0!"},null,null,null,null,null,{"$error":"#DIV/0!"},null,null,null,null,null,{"$error":"#DIV/0!"}]
[null,null,4876,null,null,null,null,null,{"$error":"#DIV/0!"},null,null,null,null,null,{"$error":"#DIV/0!"},null,null,null,null,null,{"$error":"#DIV/0!"}]
[null,null,4879,null,null,null,null,null,{"$error":"#DIV/0!"},null,null,null,null,null,{"$error":"#DIV/0!"},null,null,null,null,null,{"$error":"#DIV/0!"}]
[null,null,4882,null,null,null,null,null,{"$error":"#DIV/0!"},null,null,null,null,null,{"$error":"#DIV/0!"},null,null,null,null,null,{"$error":"#DIV/0!"}]
[null,null,4886,null,null,null,null,null,{"$error":"#DIV/0!"},null,null,null,null,null,{"$error":"#DIV/0!"},null,null,null,null,null,{"$error":"#DIV/0!"}]
[null,null,4889,null,null,null,null,null,{"$error":"#DIV/0!"},null,null,null,null,null,{"$error":"#DIV/0!"},null,null,null,null,null,{"$error":"#DIV/0!"}]
[null,null,4891,null,null,null,null,null,{"$error":"#DIV/0!"},null,null,null,null,null,{"$error":"#DIV/0!"},null,null,null,null,null,{"$error":"#DIV/0!"}]
[null,null,4894,null,null,null,null,null,{"$error":"#DIV/0!"},null,null,null,null,null,{"$error":"#DIV/0!"},null,null,null,null,null,{"$error":"#DIV/0!"}]
[null,null,4897,null,null,null,null,null,{"$error":"#DIV/0!"},null,null,null,null,null,{"$error":"#DIV/0!"},null,null,null,null,null,{"$error":"#DIV/0!"}]
[null,null,4901,null,null,null,null,null,{"$error":"#DIV/0!"},null,null,null,null,null,{"$error":"#DIV/0!"},null,null,null,null,null,{"$error":"#DIV/0!"}]
[null,null,4904,null,null,null,null,null,{"$error":"#DIV/0!"},null,null,null,null,null,{"$error":"#DIV/0!"},null,null,null,null,null,{"$error":"#DIV/0!"}]
[null,null,4907,null,null,null,null,null,{"$error":"#DIV/0!"},null,null,null,null,null,{"$error":"#DIV/0!"},null,null,null,null,null,{"$error":"#DIV/0!"}]
[null,null,4912,null,null,null,null,null,{"$error":"#DIV/0!"},null,null,null,null,null,{"$error":"#DIV/0!"},null,null,null,null,null,{"$error":"#DIV/0!"}]
[null,null,4915,null,null,null,null,null,{"$error":"#DIV/0!"},null,null,null,null,null,{"$error":"#DIV/0!"},null,null,null,null,null,{"$error":"#DIV/0!"}]
[null,null,4916,null,null,null,null,null,{"$error":"#DIV/0!"},null,null,null,null,null,{"$error":"#DIV/0!"},null,null,null,null,null,{"$error":"#DIV/0!"}]
[null,null,4919,null,null,null,null,null,{"$error":"#DIV/0!"},null,null,null,null,null,{"$error":"#DIV/0!"},null,null,null,null,null,{"$error":"#DIV/0!"}]
[null,null,4922,null,null,null,null,null,{"$error":"#DIV/0!"},null,null,null,null,null,{"$error":"#DIV/0!"},null,null,null,null,null,{"$error":"#DIV/0!"}]
[null,null,4926,null,null,null,null,null,{"$error":"#DIV/0!"},null,null,null,null,null,{"$error":"#DIV/0!"},null,null,null,null,null,{"$error":"#DIV/0!"}]
[null,null,4929,null,null,null,null,null,{"$error":"#DIV/0!"},null,null,null,null,null,{"$error":"#DIV/0!"},null,null,null,null,null,{"$error":"#DIV/0!"}]
[null,null,4933,null,null,null,null,null,{"$error":"#DIV/0!"},null,null,null,null,null,{"$error":"#DIV/0!"},null,null,null,null,null,{"$error":"#DIV/0!"}]
[null,null,4937,null,null,null,null,null,{"$error":"#DIV/0!"},null,null,null,null,null,{"$error":"#DIV/0!"},null,null,null,null,null,{"$error":"#DIV/0!"}]
[null,null,4940,null,null,null,null,null,{"$error":"#DIV/0!"},null,null,null,null,null,{"$error":"#DIV/0!"},null,null,null,null,null,{"$error":"#DIV/0!"}]
[null,null,4941,null,null,null,null,null,{"$error":"#DIV/0!"},null,null,null,null,null,{"$error":"#DIV/0!"},null,null,null,null,null,{"$error":"#DIV/0!"}]
[null,null,4944,null,null,null,null,null,{"$error":"#DIV/0!"},null,null,null,null,null,{"$error":"#DIV/0!"},null,null,null,null,null,{"$error":"#DIV/0!"}]
[null,null,4947,null,null,null,null,null,{"$error":"#DIV/0!"},null,null,null,null,null,{"$error":"#DIV/0!"},null,null,null,null,null,{"$error":"#DIV/0!"}]
[null,null,4950,null,null,null,null,null,{"$error":"#DIV/0!"},null,null,null,null,null,{"$error":"#DIV/0!"},null,null,null,null,null,{"$error":"#DIV/0!"}]
[null,null,4955,null,null,null,null,null,{"$error":"#DIV/0!"},null,null,null,null,null,{"$error":"#DIV/0!"},null,null,null,null,null,{"$error":"#DIV/0!"}]
[null,null,4959,null,null,null,null,null,{"$error":"#DIV/0!"},null,null,null,null,null,{"$error":"#DIV/0!"},null,null,null,null,null,{"$error":"#DIV/0!"}]
[null,null,4962,null,null,null,null,null,{"$error":"#DIV/0!"},null,null,null,null,null,{"$error":"#DIV/0!"},null,null,null,null,null,{"$error":"#DIV/0!"}]
[null,null,4965,null,null,null,null,null,{"$error":"#DIV/0!"},null,null,null,null,null,{"$error":"#DIV/0!"},null,null,null,null,null,{"$error":"#DIV/0!"}]
[null,null,4966,null,null,null,null,null,{"$error":"#DIV/0!"},null,null,null,null,null,{"$error":"#DIV/0!"},null,null,null,null,null,{"$error":"#DIV/0!"}]
[null,null,4969,null,null,null,null,null,{"$error":"#DIV/0!"},null,null,null,null,null,{"$error":"#DIV/0!"},null,null,null,null,null,{"$error":"#DIV/0!"}]
[null,null,4975,null,null,null,null,null,{"$error":"#DIV/0!"},null,null,null,null,null,{"$error":"#DIV/0!"},null,null,null,null,null,{"$error":"#DIV/0!"}]
[null,null,4977,null,null,null,null,null,{"$error":"#DIV/0!"},null,null,null,null,null,{"$error":"#DIV/0!"},null,null,null,null,null,{"$error":"#DIV/0!"}]
[null,null,4980,null,null,null,null,null,{"$error":"#DIV/0!"},null,null,null,null,null,{"$error":"#DIV/0!"},null,null,null,null,null,{"$error":"#DIV/0!"}]
[null,null,4984,null,null,null,null,null,{"$error":"#DIV/0!"},null,null,null,null,null,{"$error":"#DIV/0!"},null,null,null,null,null,{"$error":"#DIV/0!"}]
[null,null,4987,null,null,null,null,null,{"$error":"#DIV/0!"},null,null,null,null,null,{"$error":"#DIV/0!"},null,null,null,null,null,{"$error":"#DIV/0!"}]
[null,null,4990,null,null,null,null,null,{"$error":"#DIV/0!"},null,null,null,null,null,{"$error":"#DIV/0!"},null,null,null,null,null,{"$error":"#DIV/0!"}]
[null,null,4992,null,null,null,null,null,{"$error":"#DIV/0!"},null,null,null,null,null,{"$error":"#DIV/0!"},null,null,null,null,null,{"$error":"#DIV/0!"}]
[null,null,4995,null,null,null,null,null,{"$error":"#DIV/0!"},null,null,null,null,null,{"$error":"#DIV/0!"},null,null,null,null,null,{"$error":"#DIV/0!"}]
[null,null,4998,null,null,null,null,null,{"$error":"#DIV/0!"},null,null,null,null,null,{"$error":"#DIV/0!"},null,null,null,null,null,{"$error":"#DIV/0!"}]
[null,null,5002,null,null,null,null,null,{"$error":"#DIV/0!"},null,null,null,null,null,{"$error":"#DIV/0!"},null,null,null,null,null,{"$error":"#DIV/0!"}]
[null,null,5005,null,null,null,null,null,{"$error":"#DIV/0!"},null,null,null,null,null,{"$error":"#DIV/0!"},null,null,null,null,null,{"$error":"#DIV/0!"}]
[null,null,5009,null,null,null,null,null,{"$error":"#DIV/0!"},null,null,null,null,null,{"$error":"#DIV/0!"},null,null,null,null,null,{"$error":"#DIV/0!"}]
[null,null,5012,null,null,null,null,null,{"$error":"#DIV/0!"},null,null,null,null,null,{"$error":"#DIV/0!"},null,null,null,null,null,{"$error":"#DIV/0!"}]
[null,null,5013,null,null,null,null,null,{"$error":"#DIV/0!"},null,null,null,null,null,{"$error":"#DIV/0!"},null,null,null,null,null,{"$error":"#DIV/0!"}]
[null,null,5017,null,null,null,null,null,{"$error":"#DIV/0!"},null,null,null,null,null,{"$error":"#DIV/0!"},null,null,null,null,null,{"$error":"#DIV/0!"}]
[null,null,5020,null,null,null,null,null,{"$error":"#DIV/0!"},null,null,null,null,null,{"$error":"#DIV/0!"},null,null,null,null,null,{"$error":"#DIV/0!"}]
[null,null,5024,null,null,null,null,null,{"$error":"#DIV/0!"},null,null,null,null,null,{"$error":"#DIV/0!"},null,null,null,null,null,{"$error":"#DIV/0!"}]
[null,null,5027,null,null,null,null,null,{"$error":"#DIV/0!"},null,null,null,null,null,{"$error":"#DIV/0!"},null,null,null,null,null,{"$error":"#DIV/0!"}]
[null,null,5030,null,null,null,null,null,{"$error":"#DIV/0!"},null,null,null,null,null,{"$error":"#DIV/0!"},null,null,null,null,null,{"$error":"#DIV/0!"}]
[null,null,5034,null,null,null,null,null,{"$error":"#DIV/0!"},null,null,null,null,null,{"$error":"#DIV/0!"},null,null,null,null,null,{"$error":"#DIV/0!"}]
[null,null,5038,null,null,null,null,null,{"$error":"#DIV/0!"},null,null,null,null,null,{"$error":"#DIV/0!"},null,null,null,null,null,{"$error":"#DIV/0!"}]
[null,null,5041,null,null,null,null,null,{"$error":"#DIV/0!"},null,null,null,null,null,{"$error":"#DIV/0!"},null,null,null,null,null,{"$error":"#DIV/0!"}]
[null,null,5042,null,null,null,null,null,{"$error":"#DIV/0!"},null,null,null,null,null,{"$error":"#DIV/0!"},null,null,null,null,null,{"$error":"#DIV/0!"}]
[null,null,5045,null,null,null,null,null,{"$error":"#DIV/0!"},null,null,null,null,null,{"$error":"#DIV/0!"},null,null,null,null,null,{"$error":"#DIV/0!"}]
[null,null,5049,null,null,null,null,null,{"$error":"#DIV/0!"},null,null,null,null,null,{"$error":"#DIV/0!"},null,null,null,null,null,{"$error":"#DIV/0!"}]
[null,null,5051,null,null,null,null,null,{"$error":"#DIV/0!"},null,null,null,null,null,{"$error":"#DIV/0!"},null,null,null,null,null,{"$error":"#DIV/0!"}]
[null,null,5056,null,null,null,null,null,{"$error":"#DIV/0!"},null,null,null,null,null,{"$error":"#DIV/0!"},null,null,null,null,null,{"$error":"#DIV/0!"}]
[null,null,5060,null,null,null,null,null,{"$error":"#DIV/0!"},null,null,null,null,null,{"$error":"#DIV/0!"},null,null,null,null,null,{"$error":"#DIV/0!"}]
[null,null,5063,null,null,null,null,null,{"$error":"#DIV/0!"},null,null,null,null,null,{"$error":"#DIV/0!"},null,null,null,null,null,{"$error":"#DIV/0!"}]
[null,null,5064,null,null,null,null,null,{"$error":"#DIV/0!"},null,null,null,null,null,{"$error":"#DIV/0!"},null,null,null,null,null,{"$error":"#DIV/0!"}]
[null,null,5067,null,null,null,null,null,{"$error":"#DIV/0!"},null,null,null,null,null,{"$error":"#DIV/0!"},null,null,null,null,null,{"$error":"#DIV/0!"}]
[null,null,5070,null,null,null,null,null,{"$error":"#DIV/0!"},null,null,null,null,null,{"$error":"#DIV/0!"},null,null,null,null,null,{"$error":"#DIV/0!"}]
[null,null,5076,null,null,null,null,null,{"$error":"#DIV/0!"},null,null,null,null,null,{"$error":"#DIV/0!"},null,null,null,null,null,{"$error":"#DIV/0!"}]
[null,null,5078,null,null,null,null,null,{"$error":"#DIV/0!"},null,null,null,null,null,{"$error":"#DIV/0!"},null,null,null,null,null,{"$error":"#DIV/0!"}]
[null,null,5081,null,null,null,null,null,{"$error":"#DIV/0!"},null,null,null,null,null,{"$error":"#DIV/0!"},null,null,null,null,null,{"$error":"#DIV/0!"}]
[null,null,5085,null,null,null,null,null,{"$error":"#DIV/0!"},null,null,null,null,null,{"$error":"#DIV/0!"},null,null,null,null,null,{"$error":"#DIV/0!"}]
[null,null,5088,null,null,null,null,null,{"$error":"#DIV/0!"},null,null,null,null,null,{"$error":"#DIV/0!"},null,null,null,null,null,{"$error":"#DIV/0!"}]
[null,null,5089,null,null,null,null,null,{"$error":"#DIV/0!"},null,null,null,null,null,{"$error":"#DIV/0!"},null,null,null,null,null,{"$error":"#DIV/0!"}]
[null,null,5093,null,null,null,null,null,{"$error":"#DIV/0!"},null,null,null,null,null,{"$error":"#DIV/0!"},null,null,null,null,null,{"$error":"#DIV/0!"}]
[null,null,5096,null,null,null,null,null,{"$error":"#DIV/0!"},null,null,null,null,null,{"$error":"#DIV/0!"},null,null,null,null,null,{"$error":"#DIV/0!"}]
[null,null,5100,null,null,null,null,null,{"$error":"#DIV/0!"},null,null,null,null,null,{"$error":"#DIV/0!"},null,null,null,null,null,{"$error":"#DIV/0!"}]
[null,null,5103,null,null,null,null,null,{"$error":"#DIV/0!"},null,null,null,null,null,{"$error":"#DIV/0!"},null,null,null,null,null,{"$error":"#DIV/0!"}]
[null,null,5106,null,null,null,null,null,{"$error":"#DIV/0!"},null,null,null,null,null,{"$error":"#DIV/0!"},null,null,null,null,null,{"$error":"#DIV/0!"}]
[null,null,5110,null,null,null,null,null,{"$error":"#DIV/0!"},null,null,null,null,null,{"$error":"#DIV/0!"},null,null,null,null,null,{"$error":"#DIV/0!"}]
[null,null,5113,null,null,null,null,null,{"$error":"#DIV/0!"},null,null,null,null,null,{"$error":"#DIV/0!"},null,null,null,null,null,{"$error":"#DIV/0!"}]
[null,null,5114,null,null,null,null,null,{"$error":"#DIV/0!"},null,null,null,null,null,{"$error":"#DIV/0!"},null,null,null,null,null,{"$error":"#DIV/0!"}]
[null,null,5118,null,null,null,null,null,{"$error":"#DIV/0!"},null,null,null,null,null,{"$error":"#DIV/0!"},null,null,null,null,null,{"$error":"#DIV/0!"}]
[null,null,5121,null,null,null,null,null,{"$error":"#DIV/0!"},null,null,null,null,null,{"$error":"#DIV/0!"},null,null,null,null,null,{"$error":"#DIV/0!"}]
[null,null,5125,null,null,null,null,null,{"$error":"#DIV/0!"},null,null,null,null,null,{"$error":"#DIV/0!"},null,null,null,null,null,{"$error":"#DIV/0!"}]
[null,null,5128,null,null,null,null,null,{"$error":"#DIV/0!"},null,null,null,null,null,{"$error":"#DIV/0!"},null,null,null,null,null,{"$error":"#DIV/0!"}]
[null,null,5132,null,null,null,null,null,{"$error":"#DIV/0!"},null,null,null,null,null,{"$error":"#DIV/0!"},null,null,null,null,null,{"$error":"#DIV/0!"}]
[null,null,5135,null,null,null,null,null,{"$error":"#DIV/0!"},null,null,null,null,null,{"$error":"#DIV/0!"},null,null,null,null,null,{"$error":"#DIV/0!"}]
[null,null,5139,null,null,null,null,null,{"$error":"#DIV/0!"},null,null,null,null,null,{"$error":"#DIV/0!"},null,null,null,null,null,{"$error":"#DIV/0!"}]
[null,null,5140,null,null,null,null,null,{"$error":"#DIV/0!"},null,null,null,null,null,{"$error":"#DIV/0!"},null,null,null,null,null,{"$error":"#DIV/0!"}]
[null,null,5143,null,null,null,null,null,{"$error":"#DIV/0!"},null,null,null,null,null,{"$error":"#DIV/0!"},null,null,null,null,null,{"$error":"#DIV/0!"}]
[null,null,5146,null,null,null,null,null,{"$error":"#DIV/0!"},null,null,null,null,null,{"$error":"#DIV/0!"},null,null,null,null,null,{"$error":"#DIV/0!"}]
[null,null,5150,null,null,null,null,null,{"$error":"#DIV/0!"},null,null,null,null,null,{"$error":"#DIV/0!"},null,null,null,null,null,{"$error":"#DIV/0!"}]
[null,null,5153,null,null,null,null,null,{"$error":"#DIV/0!"},null,null,null,null,null,{"$error":"#DIV/0!"},null,null,null,null,null,{"$error":"#DIV/0!"}]
[null,null,5156,null,null,null,null,null,{"$error":"#DIV/0!"},null,null,null,null,null,{"$error":"#DIV/0!"},null,null,null,null,null,{"$error":"#DIV/0!"}]
[null,null,5161,null,null,null,null,null,{"$error":"#DIV/0!"},null,null,null,null,null,{"$error":"#DIV/0!"},null,null,null,null,null,{"$error":"#DIV/0!"}]
[null,null,5164,null,null,null,null,null,{"$error":"#DIV/0!"},null,null,null,null,null,{"$error":"#DIV/0!"},null,null,null,null,null,{"$error":"#DIV/0!"}]
[null,null,5165,null,null,null,null,null,{"$error":"#DIV/0!"},null,null,null,null,null,{"$error":"#DIV/0!"},null,null,null,null,null,{"$error":"#DIV/0!"}]
[null,null,5168,null,null,null,null,null,{"$error":"#DIV/0!"},null,null,null,null,null,{"$error":"#DIV/0!"},null,null,null,null,null,{"$error":"#DIV/0!"}]
[null,null,5171,null,null,null,null,null,{"$error":"#DIV/0!"},null,null,null,null,null,{"$error":"#DIV/0!"},null,null,null,null,null,{"$error":"#DIV/0!"}]
[null,null,5177,null,null,null,null,null,{"$error":"#DIV/0!"},null,null,null,null,null,{"$error":"#DIV/0!"},null,null,null,null,null,{"$error":"#DIV/0!"}]
[null,null,5179,null,null,null,null,null,{"$error":"#DIV/0!"},null,null,null,null,null,{"$error":"#DIV/0!"},null,null,null,null,null,{"$error":"#DIV/0!"}]
[null,null,5183,null,null,null,null,null,{"$error":"#DIV/0!"},null,null,null,null,null,{"$error":"#DIV/0!"},null,null,null,null,null,{"$error":"#DIV/0!"}]
[null,null,5186,null,null,null,null,null,{"$f":"IF(SUMPRODUCT(D5237:H5237,$Z$15:$AD$15/$H$20)=0,\"\",SUMPRODUCT(D5237:H5237,$Z$15:$AD$15/$H$20))","v":{"$error":"#DIV/0!"}},null,null,null,null,null,{"$f":"IF(SUMPRODUCT(J5237:N5237,$Z$22:$AD$22/$H$27)=0,\"\",SUMPRODUCT(J5237:N5237,$Z$22:$AD$22/$H$27))","v":{"$error":"#DIV/0!"}},null,null,null,null,null,{"$f":"IF(SUMPRODUCT(P5237:T5237,$Z$29:$AD$29/$H$34)=0,\"\",SUMPRODUCT(P5237:T5237,$Z$29:$AD$29/$H$34))","v":{"$error":"#DIV/0!"}}]
[null,null,5189,null,null,null,null,null,{"$error":"#DIV/0!"},null,null,null,null,null,{"$error":"#DIV/0!"},null,null,null,null,null,{"$error":"#DIV/0!"}]
[null,null,5190,null,null,null,null,null,{"$error":"#DIV/0!"},null,null,null,null,null,{"$error":"#DIV/0!"},null,null,null,null,null,{"$error":"#DIV/0!"}]
[null,null,5194,null,null,null,null,null,{"$error":"#DIV/0!"},null,null,null,null,null,{"$error":"#DIV/0!"},null,null,null,null,null,{"$error":"#DIV/0!"}]
[null,null,5198,null,null,null,null,null,{"$error":"#DIV/0!"},null,null,null,null,null,{"$error":"#DIV/0!"},null,null,null,null,null,{"$error":"#DIV/0!"}]
[null,null,5201,null,null,null,null,null,{"$error":"#DIV/0!"},null,null,null,null,null,{"$error":"#DIV/0!"},null,null,null,null,null,{"$error":"#DIV/0!"}]
[null,null,5204,null,null,null,null,null,{"$error":"#DIV/0!"},null,null,null,null,null,{"$error":"#DIV/0!"},null,null,null,null,null,{"$error":"#DIV/0!"}]
[null,null,5208,null,null,null,null,null,{"$error":"#DIV/0!"},null,null,null,null,null,{"$error":"#DIV/0!"},null,null,null,null,null,{"$error":"#DIV/0!"}]
[null,null,5211,null,null,null,null,null,{"$error":"#DIV/0!"},null,null,null,null,null,{"$error":"#DIV/0!"},null,null,null,null,null,{"$error":"#DIV/0!"}]
[null,null,5214,null,null,null,null,null,{"$error":"#DIV/0!"},null,null,null,null,null,{"$error":"#DIV/0!"},null,null,null,null,null,{"$error":"#DIV/0!"}]
[null,null,5215,null,null,null,null,null,{"$error":"#DIV/0!"},null,null,null,null,null,{"$error":"#DIV/0!"},null,null,null,null,null,{"$error":"#DIV/0!"}]
[null,null,5219,null,null,null,null,null,{"$error":"#DIV/0!"},null,null,null,null,null,{"$error":"#DIV/0!"},null,null,null,null,null,{"$error":"#DIV/0!"}]
[null,null,5223,null,null,null,null,null,{"$error":"#DIV/0!"},null,null,null,null,null,{"$error":"#DIV/0!"},null,null,null,null,null,{"$error":"#DIV/0!"}]
[null,null,5226,null,null,null,null,null,{"$error":"#DIV/0!"},null,null,null,null,null,{"$error":"#DIV/0!"},null,null,null,null,null,{"$error":"#DIV/0!"}]
[null,null,5229,null,null,null,null,null,{"$error":"#DIV/0!"},null,null,null,null,null,{"$error":"#DIV/0!"},null,null,null,null,null,{"$error":"#DIV/0!"}]
[null,null,5233,null,null,null,null,null,{"$error":"#DIV/0!"},null,null,null,null,null,{"$error":"#DIV/0!"},null,null,null,null,null,{"$error":"#DIV/0!"}]
[null,null,5236,null,null,null,null,null,{"$error":"#DIV/0!"},null,null,null,null,null,{"$error":"#DIV/0!"},null,null,null,null,null,{"$error":"#DIV/0!"}]
[null,null,5238,null,null,null,null,null,{"$error":"#DIV/0!"},null,null,null,null,null,{"$error":"#DIV/0!"},null,null,null,null,null,{"$error":"#DIV/0!"}]
[null,null,5241,null,null,null,null,null,{"$error":"#DIV/0!"},null,null,null,null,null,{"$error":"#DIV/0!"},null,null,null,null,null,{"$error":"#DIV/0!"}]
[null,null,5244,null,null,null,null,null,{"$error":"#DIV/0!"},null,null,null,null,null,{"$error":"#DIV/0!"},null,null,null,null,null,{"$error":"#DIV/0!"}]
[null,null,5248,null,null,null,null,null,{"$error":"#DIV/0!"},null,null,null,null,null,{"$error":"#DIV/0!"},null,null,null,null,null,{"$error":"#DIV/0!"}]
[null,null,5251,null,null,null,null,null,{"$error":"#DIV/0!"},null,null,null,null,null,{"$error":"#DIV/0!"},null,null,null,null,null,{"$error":"#DIV/0!"}]
[null,null,5254,null,null,null,null,null,{"$error":"#DIV/0!"},null,null,null,null,null,{"$error":"#DIV/0!"},null,null,null,null,null,{"$error":"#DIV/0!"}]
[null,null,5257,null,null,null,null,null,{"$error":"#DIV/0!"},null,null,null,null,null,{"$error":"#DIV/0!"},null,null,null,null,null,{"$error":"#DIV/0!"}]
[null,null,5262,null,null,null,null,null,{"$error":"#DIV/0!"},null,null,null,null,null,{"$error":"#DIV/0!"},null,null,null,null,null,{"$error":"#DIV/0!"}]
[null,null,5263,null,null,null,null,null,{"$error":"#DIV/0!"},null,null,null,null,null,{"$error":"#DIV/0!"},null,null,null,null,null,{"$error":"#DIV/0!"}]
[null,null,5266,null,null,null,null,null,{"$error":"#DIV/0!"},null,null,null,null,null,{"$error":"#DIV/0!"},null,null,null,null,null,{"$error":"#DIV/0!"}]
[null,null,5269,null,null,null,null,null,{"$error":"#DIV/0!"},null,null,null,null,null,{"$error":"#DIV/0!"},null,null,null,null,null,{"$error":"#DIV/0!"}]
[null,null,5273,null,null,null,null,null,{"$error":"#DIV/0!"},null,null,null,null,null,{"$error":"#DIV/0!"},null,null,null,null,null,{"$error":"#DIV/0!"}]
[null,null,5278,null,null,null,null,null,{"$error":"#DIV/0!"},null,null,null,null,null,{"$error":"#DIV/0!"},null,null,null,null,null,{"$error":"#DIV/0!"}]
[null,null,5280,null,null,null,null,null,{"$error":"#DIV/0!"},null,null,null,null,null,{"$error":"#DIV/0!"},null,null,null,null,null,{"$error":"#DIV/0!"}]
[null,null,5284,null,null,null,null,null,{"$error":"#DIV/0!"},null,null,null,null,null,{"$error":"#DIV/0!"},null,null,null,null,null,{"$error":"#DIV/0!"}]
[null,null,5287,null,null,null,null,null,{"$error":"#DIV/0!"},null,null,null,null,null,{"$error":"#DIV/0!"},null,null,null,null,null,{"$error":"#DIV/0!"}]
[null,null,5288,null,null,null,null,null,{"$error":"#DIV/0!"},null,null,null,null,null,{"$error":"#DIV/0!"},null,null,null,null,null,{"$error":"#DIV/0!"}]
[null,null,5291,null,null,null,null,null,{"$error":"#DIV/0!"},null,null,null,null,null,{"$error":"#DIV/0!"},null,null,null,null,null,{"$error":"#DIV/0!"}]
[null,null,5294,null,null,null,null,null,{"$error":"#DIV/0!"},null,null,null,null,null,{"$error":"#DIV/0!"},null,null,null,null,null,{"$error":"#DIV/0!"}]
[null,null,5299,null,null,null,null,null,{"$error":"#DIV/0!"},null,null,null,null,null,{"$error":"#DIV/0!"},null,null,null,null,null,{"$error":"#DIV/0!"}]
[null,null,5302,null,null,null,null,null,{"$error":"#DIV/0!"},null,null,null,null,null,{"$error":"#DIV/0!"},null,null,null,null,null,{"$error":"#DIV/0!"}]
[null,null,5306,null,null,null,null,null,{"$error":"#DIV/0!"},null,null,null,null,null,{"$error":"#DIV/0!"},null,null,null,null,null,{"$error":"#DIV/0!"}]
[null,null,5309,null,null,null,null,null,{"$error":"#DIV/0!"},null,null,null,null,null,{"$error":"#DIV/0!"},null,null,null,null,null,{"$error":"#DIV/0!"}]
[null,null,5312,null,null,null,null,null,{"$error":"#DIV/0!"},null,null,null,null,null,{"$error":"#DIV/0!"},null,null,null,null,null,{"$error":"#DIV/0!"}]
[null,null,5313,null,null,null,null,null,{"$error":"#DIV/0!"},null,null,null,null,null,{"$error":"#DIV/0!"},null,null,null,null,null,{"$error":"#DIV/0!"}]
[null,null,5316,null,null,null,null,null,{"$error":"#DIV/0!"},null,null,null,null,null,{"$error":"#DIV/0!"},null,null,null,null,null,{"$error":"#DIV/0!"}]
[null,null,5320,null,null,null,null,null,{"$error":"#DIV/0!"},null,null,null,null,null,{"$error":"#DIV/0!"},null,null,null,null,null,{"$error":"#DIV/0!"}]
[null,null,5324,null,null,null,null,null,{"$error":"#DIV/0!"},null,null,null,null,null,{"$error":"#DIV/0!"},null,null,null,null,null,{"$error":"#DIV/0!"}]
[null,null,5327,null,null,null,null,null,{"$error":"#DIV/0!"},null,null,null,null,null,{"$error":"#DIV/0!"},null,null,null,null,null,{"$error":"#DIV/0!"}]
[null,null,5331,null,null,null,null,null,{"$error":"#DIV/0!"},null,null,null,null,null,{"$error":"#DIV/0!"},null,null,null,null,null,{"$error":"#DIV/0!"}]
[null,null,5334,null,null,null,null,null,{"$error":"#DIV/0!"},null,null,null,null,null,{"$error":"#DIV/0!"},null,null,null,null,null,{"$error":"#DIV/0!"}]
[null,null,5337,null,null,null,null,null,{"$error":"#DIV/0!"},null,null,null,null,null,{"$error":"#DIV/0!"},null,null,null,null,null,{"$error":"#DIV/0!"}]
[null,null,5339,null,null,null,null,null,{"$error":"#DIV/0!"},null,null,null,null,null,{"$error":"#DIV/0!"},null,null,null,null,null,{"$error":"#DIV/0!"}]
[null,null,5342,null,null,null,null,null,{"$error":"#DIV/0!"},null,null,null,null,null,{"$error":"#DIV/0!"},null,null,null,null,null,{"$error":"#DIV/0!"}]
[null,null,5345,null,null,null,null,null,{"$error":"#DIV/0!"},null,null,null,null,null,{"$error":"#DIV/0!"},null,null,null,null,null,{"$error":"#DIV/0!"}]
[null,null,5349,null,null,null,null,null,{"$error":"#DIV/0!"},null,null,null,null,null,{"$error":"#DIV/0!"},null,null,null,null,null,{"$error":"#DIV/0!"}]
[null,null,5352,null,null,null,null,null,{"$error":"#DIV/0!"},null,null,null,null,null,{"$error":"#DIV/0!"},null,null,null,null,null,{"$error":"#DIV/0!"}]
[null,null,5356,null,null,null,null,null,{"$error":"#DIV/0!"},null,null,null,null,null,{"$error":"#DIV/0!"},null,null,null,null,null,{"$error":"#DIV/0!"}]
[null,null,5358,null,null,null,null,null,{"$error":"#DIV/0!"},null,null,null,null,null,{"$error":"#DIV/0!"},null,null,null,null,null,{"$error":"#DIV/0!"}]
[null,null,5363,null,null,null,null,null,{"$error":"#DIV/0!"},null,null,null,null,null,{"$error":"#DIV/0!"},null,null,null,null,null,{"$error":"#DIV/0!"}]
[null,null,5364,null,null,null,null,null,{"$error":"#DIV/0!"},null,null,null,null,null,{"$error":"#DIV/0!"},null,null,null,null,null,{"$error":"#DIV/0!"}]
[null,null,5367,null,null,null,null,null,{"$error":"#DIV/0!"},null,null,null,null,null,{"$error":"#DIV/0!"},null,null,null,null,null,{"$error":"#DIV/0!"}]
[null,null,5371,null,null,null,null,null,{"$error":"#DIV/0!"},null,null,null,null,null,{"$error":"#DIV/0!"},null,null,null,null,null,{"$error":"#DIV/0!"}]
[null,null,5374,null,null,null,null,null,{"$error":"#DIV/0!"},null,null,null,null,null,{"$error":"#DIV/0!"},null,null,null,null,null,{"$error":"#DIV/0!"}]
[null,null,5379,null,null,null,null,null,{"$error":"#DIV/0!"},null,null,null,null,null,{"$error":"#DIV/0!"},null,null,null,null,null,{"$error":"#DIV/0!"}]
[null,null,5382,null,null,null,null,null,{"$error":"#DIV/0!"},null,null,null,null,null,{"$error":"#DIV/0!"},null,null,null,null,null,{"$error":"#DIV/0!"}]
[null,null,5385,null,null,null,null,null,{"$error":"#DIV/0!"},null,null,null,null,null,{"$error":"#DIV/0!"},null,null,null,null,null,{"$error":"#DIV/0!"}]
[null,null,5388,null,null,null,null,null,{"$error":"#DIV/0!"},null,null,null,null,null,{"$error":"#DIV/0!"},null,null,null,null,null,{"$error":"#DIV/0!"}]
[null,null,5389,null,null,null,null,null,{"$error":"#DIV/0!"},null,null,null,null,null,{"$error":"#DIV/0!"},null,null,null,null,null,{"$error":"#DIV/0!"}]
[null,null,5392,null,null,null,null,null,{"$error":"#DIV/0!"},null,null,null,null,null,{"$error":"#DIV/0!"},null,null,null,null,null,{"$error":"#DIV/0!"}]
[null,null,5396,null,null,null,null,null,{"$error":"#DIV/0!"},null,null,null,null,null,{"$error":"#DIV/0!"},null,null,null,null,null,{"$error":"#DIV/0!"}]
[null,null,5400,null,null,null,null,null,{"$error":"#DIV/0!"},null,null,null,null,null,{"$error":"#DIV/0!"},null,null,null,null,null,{"$error":"#DIV/0!"}]
[null,null,5403,null,null,null,null,null,{"$error":"#DIV/0!"},null,null,null,null,null,{"$error":"#DIV/0!"},null,null,null,null,null,{"$error":"#DIV/0!"}]
[null,null,5407,null,null,null,null,null,{"$error":"#DIV/0!"},null,null,null,null,null,{"$error":"#DIV/0!"},null,null,null,null,null,{"$error":"#DIV/0!"}]
[null,null,5410,null,null,null,null,null,{"$error":"#DIV/0!"},null,null,null,null,null,{"$error":"#DIV/0!"},null,null,null,null,null,{"$error":"#DIV/0!"}]
[null,null,5411,null,null,null,null,null,{"$error":"#DIV/0!"},null,null,null,null,null,{"$error":"#DIV/0!"},null,null,null,null,null,{"$error":"#DIV/0!"}]
[null,null,5414,null,null,null,null,null,{"$error":"#DIV/0!"},null,null,null,null,null,{"$error":"#DIV/0!"},null,null,null,null,null,{"$error":"#DIV/0!"}]
[null,null,5417,null,null,null,null,null,{"$error":"#DIV/0!"},null,null,null,null,null,{"$error":"#DIV/0!"},null,null,null,null,null,{"$error":"#DIV/0!"}]
[null,null,5422,null,null,null,null,null,{"$error":"#DIV/0!"},null,null,null,null,null,{"$error":"#DIV/0!"},null,null,null,null,null,{"$error":"#DIV/0!"}]
[null,null,5425,null,null,null,null,null,{"$error":"#DIV/0!"},null,null,null,null,null,{"$error":"#DIV/0!"},null,null,null,null,null,{"$error":"#DIV/0!"}]
[null,null,5428,null,null,null,null,null,{"$error":"#DIV/0!"},null,null,null,null,null,{"$error":"#DIV/0!"},null,null,null,null,null,{"$error":"#DIV/0!"}]
[null,null,5432,null,null,null,null,null,{"$error":"#DIV/0!"},null,null,null,null,null,{"$error":"#DIV/0!"},null,null,null,null,null,{"$error":"#DIV/0!"}]
[null,null,5435,null,null,null,null,null,{"$error":"#DIV/0!"},null,null,null,null,null,{"$error":"#DIV/0!"},null,null,null,null,null,{"$error":"#DIV/0!"}]
[null,null,5436,null,null,null,null,null,{"$error":"#DIV/0!"},null,null,null,null,null,{"$error":"#DIV/0!"},null,null,null,null,null,{"$error":"#DIV/0!"}]
[null,null,5442,null,null,null,null,null,{"$f":"IF(SUMPRODUCT(D5493:H5493,$Z$15:$AD$15/$H$20)=0,\"\",SUMPRODUCT(D5493:H5493,$Z$15:$AD$15/$H$20))","v":{"$error":"#DIV/0!"}},null,null,null,null,null,{"$f":"IF(SUMPRODUCT(J5493:N5493,$Z$22:$AD$22/$H$27)=0,\"\",SUMPRODUCT(J5493:N5493,$Z$22:$AD$22/$H$27))","v":{"$error":"#DIV/0!"}},null,null,null,null,null,{"$f":"IF(SUMPRODUCT(P5493:T5493,$Z$29:$AD$29/$H$34)=0,\"\",SUMPRODUCT(P5493:T5493,$Z$29:$AD$29/$H$34))","v":{"$error":"#DIV/0!"}}]
[null,null,5443,null,null,null,null,null,{"$error":"#DIV/0!"},null,null,null,null,null,{"$error":"#DIV/0!"},null,null,null,null,null,{"$error":"#DIV/0!"}]
[null,null,5447,null,null,null,null,null,{"$error":"#DIV/0!"},null,null,null,null,null,{"$error":"#DIV/0!"},null,null,null,null,null,{"$error":"#DIV/0!"}]
[null,null,5450,null,null,null,null,null,{"$error":"#DIV/0!"},null,null,null,null,null,{"$error":"#DIV/0!"},null,null,null,null,null,{"$error":"#DIV/0!"}]
[null,null,5453,null,null,null,null,null,{"$error":"#DIV/0!"},null,null,null,null,null,{"$error":"#DIV/0!"},null,null,null,null,null,{"$error":"#DIV/0!"}]
[null,null,5457,null,null,null,null,null,{"$error":"#DIV/0!"},null,null,null,null,null,{"$error":"#DIV/0!"},null,null,null,null,null,{"$error":"#DIV/0!"}]
[null,null,5459,null,null,null,null,null,{"$error":"#DIV/0!"},null,null,null,null,null,{"$error":"#DIV/0!"},null,null,null,null,null,{"$error":"#DIV/0!"}]
[null,null,5462,null,null,null,null,null,{"$error":"#DIV/0!"},null,null,null,null,null,{"$error":"#DIV/0!"},null,null,null,null,null,{"$error":"#DIV/0!"}]
[null,null,5465,null,null,null,null,null,{"$error":"#DIV/0!"},null,null,null,null,null,{"$error":"#DIV/0!"},null,null,null,null,null,{"$error":"#DIV/0!"}]
[null,null,5468,null,null,null,null,null,{"$error":"#DIV/0!"},null,null,null,null,null,{"$error":"#DIV/0!"},null,null,null,null,null,{"$error":"#DIV/0!"}]
[null,null,5472,null,null,null,null,null,{"$error":"#DIV/0!"},null,null,null,null,null,{"$error":"#DIV/0!"},null,null,null,null,null,{"$error":"#DIV/0!"}]
[null,null,5475,null,null,null,null,null,{"$error":"#DIV/0!"},null,null,null,null,null,{"$error":"#DIV/0!"},null,null,null,null,null,{"$error":"#DIV/0!"}]
[null,null,5480,null,null,null,null,null,{"$error":"#DIV/0!"},null,null,null,null,null,{"$error":"#DIV/0!"},null,null,null,null,null,{"$error":"#DIV/0!"}]
[null,null,5483,null,null,null,null,null,{"$error":"#DIV/0!"},null,null,null,null,null,{"$error":"#DIV/0!"},null,null,null,null,null,{"$error":"#DIV/0!"}]
[null,null,5486,null,null,null,null,null,{"$error":"#DIV/0!"},null,null,null,null,null,{"$error":"#DIV/0!"},null,null,null,null,null,{"$error":"#DIV/0!"}]
[null,null,5487,null,null,null,null,null,{"$error":"#DIV/0!"},null,null,null,null,null,{"$error":"#DIV/0!"},null,null,null,null,null,{"$error":"#DIV/0!"}]
[null,null,5490,null,null,null,null,null,{"$error":"#DIV/0!"},null,null,null,null,null,{"$error":"#DIV/0!"},null,null,null,null,null,{"$error":"#DIV/0!"}]
[null,null,5493,null,null,null,null,null,{"$error":"#DIV/0!"},null,null,null,null,null,{"$error":"#DIV/0!"},null,null,null,null,null,{"$error":"#DIV/0!"}]
[null,null,5497,null,null,null,null,null,{"$error":"#DIV/0!"},null,null,null,null,null,{"$error":"#DIV/0!"},null,null,null,null,null,{"$error":"#DIV/0!"}]
[null,null,5501,null,null,null,null,null,{"$error":"#DIV/0!"},null,null,null,null,null,{"$error":"#DIV/0!"},null,null,null,null,null,{"$error":"#DIV/0!"}]
[null,null,5505,null,null,null,null,null,{"$error":"#DIV/0!"},null,null,null,null,null,{"$error":"#DIV/0!"},null,null,null,null,null,{"$error":"#DIV/0!"}]
[null,null,5508,null,null,null,null,null,{"$error":"#DIV/0!"},null,null,null,null,null,{"$error":"#DIV/0!"},null,null,null,null,null,{"$error":"#DIV/0!"}]
[null,null,5511,null,null,null,null,null,{"$error":"#DIV/0!"},null,null,null,null,null,{"$error":"#DIV/0!"},null,null,null,null,null,{"$error":"#DIV/0!"}]
[null,null,5512,null,null,null,null,null,{"$error":"#DIV/0!"},null,null,null,null,null,{"$error":"#DIV/0!"},null,null,null,null,null,{"$error":"#DIV/0!"}]
[null,null,5515,null,null,null,null,null,{"$error":"#DIV/0!"},null,null,null,null,null,{"$error":"#DIV/0!"},null,null,null,null,null,{"$error":"#DIV/0!"}]
[null,null,5518,null,null,null,null,null,{"$error":"#DIV/0!"},null,null,null,null,null,{"$error":"#DIV/0!"},null,null,null,null,null,{"$error":"#DIV/0!"}]
[null,null,5523,null,null,null,null,null,{"$error":"#DIV/0!"},null,null,null,null,null,{"$error":"#DIV/0!"},null,null,null,null,null,{"$error":"#DIV/0!"}]
[null,null,5526,null,null,null,null,null,{"$error":"#DIV/0!"},null,null,null,null,null,{"$error":"#DIV/0!"},null,null,null,null,null,{"$error":"#DIV/0!"}]
[null,null,5530,null,null,null,null,null,{"$error":"#DIV/0!"},null,null,null,null,null,{"$error":"#DIV/0!"},null,null,null,null,null,{"$error":"#DIV/0!"}]
[null,null,5533,null,null,null,null,null,{"$error":"#DIV/0!"},null,null,null,null,null,{"$error":"#DIV/0!"},null,null,null,null,null,{"$error":"#DIV/0!"}]
[null,null,5536,null,null,null,null,null,{"$error":"#DIV/0!"},null,null,null,null,null,{"$error":"#DIV/0!"},null,null,null,null,null,{"$error":"#DIV/0!"}]
[null,null,5537,null,null,null,null,null,{"$error":"#DIV/0!"},null,null,null,null,null,{"$error":"#DIV/0!"},null,null,null,null,null,{"$error":"#DIV/0!"}]
[null,null,5543,null,null,null,null,null,{"$error":"#DIV/0!"},null,null,null,null,null,{"$error":"#DIV/0!"},null,null,null,null,null,{"$error":"#DIV/0!"}]
[null,null,5545,null,null,null,null,null,{"$error":"#DIV/0!"},null,null,null,null,null,{"$error":"#DIV/0!"},null,null,null,null,null,{"$error":"#DIV/0!"}]
[null,null,5548,null,null,null,null,null,{"$error":"#DIV/0!"},null,null,null,null,null,{"$error":"#DIV/0!"},null,null,null,null,null,{"$error":"#DIV/0!"}]
[null,null,5551,null,null,null,null,null,{"$error":"#DIV/0!"},null,null,null,null,null,{"$error":"#DIV/0!"},null,null,null,null,null,{"$error":"#DIV/0!"}]
[null,null,5555,null,null,null,null,null,{"$error":"#DIV/0!"},null,null,null,null,null,{"$error":"#DIV/0!"},null,null,null,null,null,{"$error":"#DIV/0!"}]
[null,null,5558,null,null,null,null,null,{"$error":"#DIV/0!"},null,null,null,null,null,{"$error":"#DIV/0!"},null,null,null,null,null,{"$error":"#DIV/0!"}]
[null,null,5560,null,null,null,null,null,{"$error":"#DIV/0!"},null,null,null,null,null,{"$error":"#DIV/0!"},null,null,null,null,null,{"$error":"#DIV/0!"}]
[null,null,5563,null,null,null,null,null,{"$error":"#DIV/0!"},null,null,null,null,null,{"$error":"#DIV/0!"},null,null,null,null,null,{"$error":"#DIV/0!"}]
[null,null,5566,null,null,null,null,null,{"$error":"#DIV/0!"},null,null,null,null,null,{"$error":"#DIV/0!"},null,null,null,null,null,{"$error":"#DIV/0!"}]
[null,null,5570,null,null,null,null,null,{"$f":"IF(SUMPRODUCT(D5621:H5621,$Z$15:$AD$15/$H$20)=0,\"\",SUMPRODUCT(D5621:H5621,$Z$15:$AD$15/$H$20))","v":{"$error":"#DIV/0!"}},null,null,null,null,null,{"$f":"IF(SUMPRODUCT(J5621:N5621,$Z$22:$AD$22/$H$27)=0,\"\",SUMPRODUCT(J5621:N5621,$Z$22:$AD$22/$H$27))","v":{"$error":"#DIV/0!"}},null,null,null,null,null,{"$f":"IF(SUMPRODUCT(P5621:T5621,$Z$29:$AD$29/$H$34)=0,\"\",SUMPRODUCT(P5621:T5621,$Z$29:$AD$29/$H$34))","v":{"$error":"#DIV/0!"}}]
[null,null,5573,null,null,null,null,null,{"$error":"#DIV/0!"},null,null,null,null,null,{"$error":"#DIV/0!"},null,null,null,null,null,{"$error":"#DIV/0!"}]
[null,null,5576,null,null,null,null,null,{"$error":"#DIV/0!"},null,null,null,null,null,{"$error":"#DIV/0!"},null,null,null,null,null,{"$error":"#DIV/0!"}]
[null,null,5580,null,null,null,null,null,{"$error":"#DIV/0!"},null,null,null,null,null,{"$error":"#DIV/0!"},null,null,null,null,null,{"$error":"#DIV/0!"}]
[null,null,5581,null,null,null,null,null,{"$error":"#DIV/0!"},null,null,null,null,null,{"$error":"#DIV/0!"},null,null,null,null,null,{"$error":"#DIV/0!"}]
[null,null,5585,null,null,null,null,null,{"$error":"#DIV/0!"},null,null,null,null,null,{"$error":"#DIV/0!"},null,null,null,null,null,{"$error":"#DIV/0!"}]
[null,null,5588,null,null,null,null,null,{"$error":"#DIV/0!"},null,null,null,null,null,{"$error":"#DIV/0!"},null,null,null,null,null,{"$error":"#DIV/0!"}]
[null,null,5591,null,null,null,null,null,{"$error":"#DIV/0!"},null,null,null,null,null,{"$error":"#DIV/0!"},null,null,null,null,null,{"$error":"#DIV/0!"}]
[null,null,5595,null,null,null,null,null,{"$error":"#DIV/0!"},null,null,null,null,null,{"$error":"#DIV/0!"},null,null,null,null,null,{"$error":"#DIV/0!"}]
[null,null,5598,null,null,null,null,null,{"$error":"#DIV/0!"},null,null,null,null,null,{"$error":"#DIV/0!"},null,null,null,null,null,{"$error":"#DIV/0!"}]
[null,null,5602,null,null,null,null,null,{"$error":"#DIV/0!"},null,null,null,null,null,{"$error":"#DIV/0!"},null,null,null,null,null,{"$error":"#DIV/0!"}]
[null,null,5606,null,null,null,null,null,{"$error":"#DIV/0!"},null,null,null,null,null,{"$error":"#DIV/0!"},null,null,null,null,null,{"$error":"#DIV/0!"}]
[null,null,5609,null,null,null,null,null,{"$error":"#DIV/0!"},null,null,null,null,null,{"$error":"#DIV/0!"},null,null,null,null,null,{"$error":"#DIV/0!"}]
[null,null,5610,null,null,null,null,null,{"$error":"#DIV/0!"},null,null,null,null,null,{"$error":"#DIV/0!"},null,null,null,null,null,{"$error":"#DIV/0!"}]
[null,null,5613,null,null,null,null,null,{"$error":"#DIV/0!"},null,null,null,null,null,{"$error":"#DIV/0!"},null,null,null,null,null,{"$error":"#DIV/0!"}]
[null,null,5616,null,null,null,null,null,{"$error":"#DIV/0!"},null,null,null,null,null,{"$error":"#DIV/0!"},null,null,null,null,null,{"$error":"#DIV/0!"}]
[null,null,5619,null,null,null,null,null,{"$error":"#DIV/0!"},null,null,null,null,null,{"$error":"#DIV/0!"},null,null,null,null,null,{"$error":"#DIV/0!"}]
[null,null,5624,null,null,null,null,null,{"$error":"#DIV/0!"},null,null,null,null,null,{"$error":"#DIV/0!"},null,null,null,null,null,{"$error":"#DIV/0!"}]
[null,null,5627,null,null,null,null,null,{"$error":"#DIV/0!"},null,null,null,null,null,{"$error":"#DIV/0!"},null,null,null,null,null,{"$error":"#DIV/0!"}]
[null,null,5631,null,null,null,null,null,{"$error":"#DIV/0!"},null,null,null,null,null,{"$error":"#DIV/0!"},null,null,null,null,null,{"$error":"#DIV/0!"}]
[null,null,5634,null,null,null,null,null,{"$f":"IF(SUMPRODUCT(D5685:H5685,$Z$15:$AD$15/$H$20)=0,\"\",SUMPRODUCT(D5685:H5685,$Z$15:$AD$15/$H$20))","v":{"$error":"#DIV/0!"}},null,null,null,null,null,{"$f":"IF(SUMPRODUCT(J5685:N5685,$Z$22:$AD$22/$H$27)=0,\"\",SUMPRODUCT(J5685:N5685,$Z$22:$AD$22/$H$27))","v":{"$error":"#DIV/0!"}},null,null,null,null,null,{"$f":"IF(SUMPRODUCT(P5685:T5685,$Z$29:$AD$29/$H$34)=0,\"\",SUMPRODUCT(P5685:T5685,$Z$29:$AD$29/$H$34))","v":{"$error":"#DIV/0!"}}]
[null,null,5635,null,null,null,null,null,{"$error":"#DIV/0!"},null,null,null,null,null,{"$error":"#DIV/0!"},null,null,null,null,null,{"$error":"#DIV/0!"}]
[null,null,5638,null,null,null,null,null,{"$error":"#DIV/0!"},null,null,null,null,null,{"$error":"#DIV/0!"},null,null,null,null,null,{"$error":"#DIV/0!"}]
[null,null,5644,null,null,null,null,null,{"$error":"#DIV/0!"},null,null,null,null,null,{"$error":"#DIV/0!"},null,null,null,null,null,{"$error":"#DIV/0!"}]
[null,null,5646,null,null,null,null,null,{"$error":"#DIV/0!"},null,null,null,null,null,{"$error":"#DIV/0!"},null,null,null,null,null,{"$error":"#DIV/0!"}]
[null,null,5649,null,null,null,null,null,{"$error":"#DIV/0!"},null,null,null,null,null,{"$error":"#DIV/0!"},null,null,null,null,null,{"$error":"#DIV/0!"}]
[null,null,5653,null,null,null,null,null,{"$error":"#DIV/0!"},null,null,null,null,null,{"$error":"#DIV/0!"},null,null,null,null,null,{"$error":"#DIV/0!"}]
[null,null,5656,null,null,null,null,null,{"$error":"#DIV/0!"},null,null,null,null,null,{"$error":"#DIV/0!"},null,null,null,null,null,{"$error":"#DIV/0!"}]
[null,null,5659,null,null,null,null,null,{"$error":"#DIV/0!"},null,null,null,null,null,{"$error":"#DIV/0!"},null,null,null,null,null,{"$error":"#DIV/0!"}]
[null,null,5661,null,null,null,null,null,{"$error":"#DIV/0!"},null,null,null,null,null,{"$error":"#DIV/0!"},null,null,null,null,null,{"$error":"#DIV/0!"}]
[null,null,5664,null,null,null,null,null,{"$error":"#DIV/0!"},null,null,null,null,null,{"$error":"#DIV/0!"},null,null,null,null,null,{"$error":"#DIV/0!"}]
[null,null,5667,null,null,null,null,null,{"$error":"#DIV/0!"},null,null,null,null,null,{"$error":"#DIV/0!"},null,null,null,null,null,{"$error":"#DIV/0!"}]
[null,null,5671,null,null,null,null,null,{"$error":"#DIV/0!"},null,null,null,null,null,{"$error":"#DIV/0!"},null,null,null,null,null,{"$error":"#DIV/0!"}]
[null,null,5674,null,null,null,null,null,{"$error":"#DIV/0!"},null,null,null,null,null,{"$error":"#DIV/0!"},null,null,null,null,null,{"$error":"#DIV/0!"}]
[null,null,5678,null,null,null,null,null,{"$error":"#DIV/0!"},null,null,null,null,null,{"$error":"#DIV/0!"},null,null,null,null,null,{"$error":"#DIV/0!"}]
[null,null,5681,null,null,null,null,null,{"$error":"#DIV/0!"},null,null,null,null,null,{"$error":"#DIV/0!"},null,null,null,null,null,{"$error":"#DIV/0!"}]
[null,null,5682,null,null,null,null,null,{"$error":"#DIV/0!"},null,null,null,null,null,{"$error":"#DIV/0!"},null,null,null,null,null,{"$error":"#DIV/0!"}]
[null,null,5686,null,null,null,null,null,{"$error":"#DIV/0!"},null,null,null,null,null,{"$error":"#DIV/0!"},null,null,null,null,null,{"$error":"#DIV/0!"}]
[null,null,5689,null,null,null,null,null,{"$error":"#DIV/0!"},null,null,null,null,null,{"$error":"#DIV/0!"},null,null,null,null,null,{"$error":"#DIV/0!"}]
[null,null,5693,null,null,null,null,null,{"$error":"#DIV/0!"},null,null,null,null,null,{"$error":"#DIV/0!"},null,null,null,null,null,{"$error":"#DIV/0!"}]
[null,null,5696,null,null,null,null,null,{"$error":"#DIV/0!"},null,null,null,null,null,{"$error":"#DIV/0!"},null,null,null,null,null,{"$error":"#DIV/0!"}]
[null,null,5699,null,null,null,null,null,{"$error":"#DIV/0!"},null,null,null,null,null,{"$error":"#DIV/0!"},null,null,null,null,null,{"$error":"#DIV/0!"}]
[null,null,5703,null,null,null,null,null,{"$error":"#DIV/0!"},null,null,null,null,null,{"$error":"#DIV/0!"},null,null,null,null,null,{"$error":"#DIV/0!"}]
[null,null,5707,null,null,null,null,null,{"$error":"#DIV/0!"},null,null,null,null,null,{"$error":"#DIV/0!"},null,null,null,null,null,{"$error":"#DIV/0!"}]
[null,null,5710,null,null,null,null,null,{"$error":"#DIV/0!"},null,null,null,null,null,{"$error":"#DIV/0!"},null,null,null,null,null,{"$error":"#DIV/0!"}]
[null,null,5711,null,null,null,null,null,{"$error":"#DIV/0!"},null,null,null,null,null,{"$error":"#DIV/0!"},null,null,null,null,null,{"$error":"#DIV/0!"}]
[null,null,5714,null,null,null,null,null,{"$error":"#DIV/0!"},null,null,null,null,null,{"$error":"#DIV/0!"},null,null,null,null,null,{"$error":"#DIV/0!"}]
[null,null,5718,null,null,null,null,null,{"$error":"#DIV/0!"},null,null,null,null,null,{"$error":"#DIV/0!"},null,null,null,null,null,{"$error":"#DIV/0!"}]
[null,null,5721,null,null,null,null,null,{"$error":"#DIV/0!"},null,null,null,null,null,{"$error":"#DIV/0!"},null,null,null,null,null,{"$error":"#DIV/0!"}]
[null,null,5724,null,null,null,null,null,{"$error":"#DIV/0!"},null,null,null,null,null,{"$error":"#DIV/0!"},null,null,null,null,null,{"$error":"#DIV/0!"}]
[null,null,5729,null,null,null,null,null,{"$error":"#DIV/0!"},null,null,null,null,null,{"$error":"#DIV/0!"},null,null,null,null,null,{"$error":"#DIV/0!"}]
[null,null,5732,null,null,null,null,null,{"$error":"#DIV/0!"},null,null,null,null,null,{"$error":"#DIV/0!"},null,null,null,null,null,{"$error":"#DIV/0!"}]
[null,null,5735,null,null,null,null,null,{"$error":"#DIV/0!"},null,null,null,null,null,{"$error":"#DIV/0!"},null,null,null,null,null,{"$error":"#DIV/0!"}]
[null,null,5736,null,null,null,null,null,{"$error":"#DIV/0!"},null,null,null,null,null,{"$error":"#DIV/0!"},null,null,null,null,null,{"$error":"#DIV/0!"}]
[null,null,5739,null,null,null,null,null,{"$error":"#DIV/0!"},null,null,null,null,null,{"$error":"#DIV/0!"},null,null,null,null,null,{"$error":"#DIV/0!"}]
[null,null,5745,null,null,null,null,null,{"$error":"#DIV/0!"},null,null,null,null,null,{"$error":"#DIV/0!"},null,null,null,null,null,{"$error":"#DIV/0!"}]
[null,null,5747,null,null,null,null,null,{"$error":"#DIV/0!"},null,null,null,null,null,{"$error":"#DIV/0!"},null,null,null,null,null,{"$error":"#DIV/0!"}]
[null,null,5750,null,null,null,null,null,{"$error":"#DIV/0!"},null,null,null,null,null,{"$error":"#DIV/0!"},null,null,null,null,null,{"$error":"#DIV/0!"}]
[null,null,5754,null,null,null,null,null,{"$error":"#DIV/0!"},null,null,null,null,null,{"$error":"#DIV/0!"},null,null,null,null,null,{"$error":"#DIV/0!"}]
[null,null,5757,null,null,null,null,null,{"$error":"#DIV/0!"},null,null,null,null,null,{"$error":"#DIV/0!"},null,null,null,null,null,{"$error":"#DIV/0!"}]
[null,null,5758,null,null,null,null,null,{"$error":"#DIV/0!"},null,null,null,null,null,{"$error":"#DIV/0!"},null,null,null,null,null,{"$error":"#DIV/0!"}]
[null,null,5761,null,null,null,null,null,{"$error":"#DIV/0!"},null,null,null,null,null,{"$error":"#DIV/0!"},null,null,null,null,null,{"$error":"#DIV/0!"}]
[null,null,5766,null,null,null,null,null,{"$error":"#DIV/0!"},null,null,null,null,null,{"$error":"#DIV/0!"},null,null,null,null,null,{"$error":"#DIV/0!"}]
[null,null,5769,null,null,null,null,null,{"$error":"#DIV/0!"},null,null,null,null,null,{"$error":"#DIV/0!"},null,null,null,null,null,{"$error":"#DIV/0!"}]
[null,null,5772,null,null,null,null,null,{"$error":"#DIV/0!"},null,null,null,null,null,{"$error":"#DIV/0!"},null,null,null,null,null,{"$error":"#DIV/0!"}]
[null,null,5775,null,null,null,null,null,{"$error":"#DIV/0!"},null,null,null,null,null,{"$error":"#DIV/0!"},null,null,null,null,null,{"$error":"#DIV/0!"}]
[null,null,5779,null,null,null,null,null,{"$error":"#DIV/0!"},null,null,null,null,null,{"$error":"#DIV/0!"},null,null,null,null,null,{"$error":"#DIV/0!"}]
[null,null,5782,null,null,null,null,null,{"$error":"#DIV/0!"},null,null,null,null,null,{"$error":"#DIV/0!"},null,null,null,null,null,{"$error":"#DIV/0!"}]
[null,null,5783,null,null,null,null,null,{"$error":"#DIV/0!"},null,null,null,null,null,{"$error":"#DIV/0!"},null,null,null,null,null,{"$error":"#DIV/0!"}]
[null,null,5787,null,null,null,null,null,{"$error":"#DIV/0!"},null,null,null,null,null,{"$error":"#DIV/0!"},null,null,null,null,null,{"$error":"#DIV/0!"}]
[null,null,5790,null,null,null,null,null,{"$error":"#DIV/0!"},null,null,null,null,null,{"$error":"#DIV/0!"},null,null,null,null,null,{"$error":"#DIV/0!"}]
[null,null,5794,null,null,null,null,null,{"$error":"#DIV/0!"},null,null,null,null,null,{"$error":"#DIV/0!"},null,null,null,null,null,{"$error":"#DIV/0!"}]
[null,null,5797,null,null,null,null,null,{"$error":"#DIV/0!"},null,null,null,null,null,{"$error":"#DIV/0!"},null,null,null,null,null,{"$error":"#DIV/0!"}]
[null,null,5800,null,null,null,null,null,{"$error":"#DIV/0!"},null,null,null,null,null,{"$error":"#DIV/0!"},null,null,null,null,null,{"$error":"#DIV/0!"}]
[null,null,5804,null,null,null,null,null,{"$error":"#DIV/0!"},null,null,null,null,null,{"$error":"#DIV/0!"},null,null,null,null,null,{"$error":"#DIV/0!"}]
[null,null,5808,null,null,null,null,null,{"$error":"#DIV/0!"},null,null,null,null,null,{"$error":"#DIV/0!"},null,null,null,null,null,{"$error":"#DIV/0!"}]
[null,null,5809,null,null,null,null,null,{"$error":"#DIV/0!"},null,null,null,null,null,{"$error":"#DIV/0!"},null,null,null,null,null,{"$error":"#DIV/0!"}]
[null,null,5812,null,null,null,null,null,{"$error":"#DIV/0!"},null,null,null,null,null,{"$error":"#DIV/0!"},null,null,null,null,null,{"$error":"#DIV/0!"}]
[null,null,5815,null,null,null,null,null,{"$error":"#DIV/0!"},null,null,null,null,null,{"$error":"#DIV/0!"},null,null,null,null,null,{"$error":"#DIV/0!"}]
[null,null,5819,null,null,null,null,null,{"$error":"#DIV/0!"},null,null,null,null,null,{"$error":"#DIV/0!"},null,null,null,null,null,{"$error":"#DIV/0!"}]
[null,null,5822,null,null,null,null,null,{"$error":"#DIV/0!"},null,null,null,null,null,{"$error":"#DIV/0!"},null,null,null,null,null,{"$error":"#DIV/0!"}]
[null,null,5825,null,null,null,null,null,{"$error":"#DIV/0!"},null,null,null,null,null,{"$error":"#DIV/0!"},null,null,null,null,null,{"$error":"#DIV/0!"}]
[null,null,5830,null,null,null,null,null,{"$error":"#DIV/0!"},null,null,null,null,null,{"$error":"#DIV/0!"},null,null,null,null,null,{"$error":"#DIV/0!"}]
[null,null,5833,null,null,null,null,null,{"$error":"#DIV/0!"},null,null,null,null,null,{"$error":"#DIV/0!"},null,null,null,null,null,{"$error":"#DIV/0!"}]
[null,null,5834,null,null,null,null,null,{"$error":"#DIV/0!"},null,null,null,null,null,{"$error":"#DIV/0!"},null,null,null,null,null,{"$error":"#DIV/0!"}]
[null,null,5837,null,null,null,null,null,{"$error":"#DIV/0!"},null,null,null,null,null,{"$error":"#DIV/0!"},null,null,null,null,null,{"$error":"#DIV/0!"}]
[null,null,5840,null,null,null,null,null,{"$error":"#DIV/0!"},null,null,null,null,null,{"$error":"#DIV/0!"},null,null,null,null,null,{"$error":"#DIV/0!"}]
[null,null,5846,null,null,null,null,null,{"$error":"#DIV/0!"},null,null,null,null,null,{"$error":"#DIV/0!"},null,null,null,null,null,{"$error":"#DIV/0!"}]
[null,null,5848,null,null,null,null,null,{"$error":"#DIV/0!"},null,null,null,null,null,{"$error":"#DIV/0!"},null,null,null,null,null,{"$error":"#DIV/0!"}]
[null,null,5852,null,null,null,null,null,{"$error":"#DIV/0!"},null,null,null,null,null,{"$error":"#DIV/0!"},null,null,null,null,null,{"$error":"#DIV/0!"}]
[null,null,5855,null,null,null,null,null,{"$error":"#DIV/0!"},null,null,null,null,null,{"$error":"#DIV/0!"},null,null,null,null,null,{"$error":"#DIV/0!"}]
[null,null,5858,null,null,null,null,null,{"$error":"#DIV/0!"},null,null,null,null,null,{"$error":"#DIV/0!"},null,null,null,null,null,{"$error":"#DIV/0!"}]
[null,null,5859,null,null,null,null,null,{"$error":"#DIV/0!"},null,null,null,null,null,{"$error":"#DIV/0!"},null,null,null,null,null,{"$error":"#DIV/0!"}]
[null,null,5862,null,null,null,null,null,{"$error":"#DIV/0!"},null,null,null,null,null,{"$error":"#DIV/0!"},null,null,null,null,null,{"$error":"#DIV/0!"}]
[null,null,5867,null,null,null,null,null,{"$error":"#DIV/0!"},null,null,null,null,null,{"$error":"#DIV/0!"},null,null,null,null,null,{"$error":"#DIV/0!"}]
[null,null,5870,null,null,null,null,null,{"$error":"#DIV/0!"},null,null,null,null,null,{"$error":"#DIV/0!"},null,null,null,null,null,{"$error":"#DIV/0!"}]
[null,null,5873,null,null,null,null,null,{"$error":"#DIV/0!"},null,null,null,null,null,{"$error":"#DIV/0!"},null,null,null,null,null,{"$error":"#DIV/0!"}]
[null,null,5877,null,null,null,null,null,{"$error":"#DIV/0!"},null,null,null,null,null,{"$error":"#DIV/0!"},null,null,null,null,null,{"$error":"#DIV/0!"}]
[null,null,5880,null,null,null,null,null,{"$error":"#DIV/0!"},null,null,null,null,null,{"$error":"#DIV/0!"},null,null,null,null,null,{"$error":"#DIV/0!"}]
[null,null,5883,null,null,null,null,null,{"$error":"#DIV/0!"},null,null,null,null,null,{"$error":"#DIV/0!"},null,null,null,null,null,{"$error":"#DIV/0!"}]
[null,null,5884,null,null,null,null,null,{"$error":"#DIV/0!"},null,null,null,null,null,{"$error":"#DIV/0!"},null,null,null,null,null,{"$error":"#DIV/0!"}]
[null,null,5888,null,null,null,null,null,{"$error":"#DIV/0!"},null,null,null,null,null,{"$error":"#DIV/0!"},null,null,null,null,null,{"$error":"#DIV/0!"}]
[null,null,5892,null,null,null,null,null,{"$error":"#DIV/0!"},null,null,null,null,null,{"$error":"#DIV/0!"},null,null,null,null,null,{"$error":"#DIV/0!"}]
[null,null,5895,null,null,null,null,null,{"$error":"#DIV/0!"},null,null,null,null,null,{"$error":"#DIV/0!"},null,null,null,null,null,{"$error":"#DIV/0!"}]
[null,null,5898,null,null,null,null,null,{"$error":"#DIV/0!"},null,null,null,null,null,{"$error":"#DIV/0!"},null,null,null,null,null,{"$error":"#DIV/0!"}]
[null,null,5902,null,null,null,null,null,{"$error":"#DIV/0!"},null,null,null,null,null,{"$error":"#DIV/0!"},null,null,null,null,null,{"$error":"#DIV/0!"}]
[null,null,5905,null,null,null,null,null,{"$error":"#DIV/0!"},null,null,null,null,null,{"$error":"#DIV/0!"},null,null,null,null,null,{"$error":"#DIV/0!"}]
[null,null,5909,null,null,null,null,null,{"$error":"#DIV/0!"},null,null,null,null,null,{"$error":"#DIV/0!"},null,null,null,null,null,{"$error":"#DIV/0!"}]
[null,null,5910,null,null,null,null,null,{"$error":"#DIV/0!"},null,null,null,null,null,{"$error":"#DIV/0!"},null,null,null,null,null,{"$error":"#DIV/0!"}]
[null,null,5913,null,null,null,null,null,{"$error":"#DIV/0!"},null,null,null,null,null,{"$error":"#DIV/0!"},null,null,null,null,null,{"$error":"#DIV/0!"}]
[null,null,5917,null,null,null,null,null,{"$error":"#DIV/0!"},null,null,null,null,null,{"$error":"#DIV/0!"},null,null,null,null,null,{"$error":"#DIV/0!"}]
[null,null,5920,null,null,null,null,null,{"$error":"#DIV/0!"},null,null,null,null,null,{"$error":"#DIV/0!"},null,null,null,null,null,{"$error":"#DIV/0!"}]
[null,null,5923,null,null,null,null,null,{"$error":"#DIV/0!"},null,null,null,null,null,{"$error":"#DIV/0!"},null,null,null,null,null,{"$error":"#DIV/0!"}]
[null,null,5926,null,null,null,null,null,{"$error":"#DIV/0!"},null,null,null,null,null,{"$error":"#DIV/0!"},null,null,null,null,null,{"$error":"#DIV/0!"}]
[null,null,5931,null,null,null,null,null,{"$error":"#DIV/0!"},null,null,null,null,null,{"$error":"#DIV/0!"},null,null,null,null,null,{"$error":"#DIV/0!"}]
[null,null,5932,null,null,null,null,null,{"$error":"#DIV/0!"},null,null,null,null,null,{"$error":"#DIV/0!"},null,null,null,null,null,{"$error":"#DIV/0!"}]
[null,null,5935,null,null,null,null,null,{"$error":"#DIV/0!"},null,null,null,null,null,{"$error":"#DIV/0!"},null,null,null,null,null,{"$error":"#DIV/0!"}]
[null,null,5938,null,null,null,null,null,{"$error":"#DIV/0!"},null,null,null,null,null,{"$error":"#DIV/0!"},null,null,null,null,null,{"$error":"#DIV/0!"}]
[null,null,5942,null,null,null,null,null,{"$error":"#DIV/0!"},null,null,null,null,null,{"$error":"#DIV/0!"},null,null,null,null,null,{"$error":"#DIV/0!"}]
[null,null,5947,null,null,null,null,null,{"$error":"#DIV/0!"},null,null,null,null,null,{"$error":"#DIV/0!"},null,null,null,null,null,{"$error":"#DIV/0!"}]
[null,null,5949,null,null,null,null,null,{"$error":"#DIV/0!"},null,null,null,null,null,{"$error":"#DIV/0!"},null,null,null,null,null,{"$error":"#DIV/0!"}]
[null,null,5953,null,null,null,null,null,{"$error":"#DIV/0!"},null,null,null,null,null,{"$error":"#DIV/0!"},null,null,null,null,null,{"$error":"#DIV/0!"}]
[null,null,5956,null,null,null,null,null,{"$error":"#DIV/0!"},null,null,null,null,null,{"$error":"#DIV/0!"},null,null,null,null,null,{"$error":"#DIV/0!"}]
[null,null,5957,null,null,null,null,null,{"$error":"#DIV/0!"},null,null,null,null,null,{"$error":"#DIV/0!"},null,null,null,null,null,{"$error":"#DIV/0!"}]
[null,null,5960,null,null,null,null,null,{"$error":"#DIV/0!"},null,null,null,null,null,{"$error":"#DIV/0!"},null,null,null,null,null,{"$error":"#DIV/0!"}]
[null,null,5963,null,null,null,null,null,{"$error":"#DIV/0!"},null,null,null,null,null,{"$error":"#DIV/0!"},null,null,null,null,null,{"$error":"#DIV/0!"}]
[null,null,5968,null,null,null,null,null,{"$error":"#DIV/0!"},null,null,null,null,null,{"$error":"#DIV/0!"},null,null,null,null,null,{"$error":"#DIV/0!"}]
[null,null,5971,null,null,null,null,null,{"$error":"#DIV/0!"},null,null,null,null,null,{"$error":"#DIV/0!"},null,null,null,null,null,{"$error":"#DIV/0!"}]
[null,null,5975,null,null,null,null,null,{"$error":"#DIV/0!"},null,null,null,null,null,{"$error":"#DIV/0!"},null,null,null,null,null,{"$error":"#DIV/0!"}]
[null,null,5978,null,null,null,null,null,{"$error":"#DIV/0!"},null,null,null,null,null,{"$error":"#DIV/0!"},null,null,null,null,null,{"$error":"#DIV/0!"}]
[null,null,5981,null,null,null,null,null,{"$error":"#DIV/0!"},null,null,null,null,null,{"$error":"#DIV/0!"},null,null,null,null,null,{"$error":"#DIV/0!"}]
[null,null,5982,null,null,null,null,null,{"$error":"#DIV/0!"},null,null,null,null,null,{"$error":"#DIV/0!"},null,null,null,null,null,{"$error":"#DIV/0!"}]
[null,null,5985,null,null,null,null,null,{"$error":"#DIV/0!"},null,null,null,null,null,{"$error":"#DIV/0!"},null,null,null,null,null,{"$error":"#DIV/0!"}]
[null,null,5989,null,null,null,null,null,{"$error":"#DIV/0!"},null,null,null,null,null,{"$error":"#DIV/0!"},null,null,null,null,null,{"$error":"#DIV/0!"}]
[null,null,5993,null,null,null,null,null,{"$error":"#DIV/0!"},null,null,null,null,null,{"$error":"#DIV/0!"},null,null,null,null,null,{"$error":"#DIV/0!"}]
[null,null,5996,null,null,null,null,null,{"$error":"#DIV/0!"},null,null,null,null,null,{"$error":"#DIV/0!"},null,null,null,null,null,{"$error":"#DIV/0!"}]
[null,null,6000,null,null,null,null,null,{"$error":"#DIV/0!"},null,null,null,null,null,{"$error":"#DIV/0!"},null,null,null,null,null,{"$error":"#DIV/0!"}]
[null,null,6003,null,null,null,null,null,{"$error":"#DIV/0!"},null,null,null,null,null,{"$error":"#DIV/0!"},null,null,null,null,null,{"$error":"#DIV/0!"}]
[null,null,6006,null,null,null,null,null,{"$error":"#DIV/0!"},null,null,null,null,null,{"$error":"#DIV/0!"},null,null,null,null,null,{"$error":"#DIV/0!"}]
[null,null,6010,null,null,null,null,null,{"$error":"#DIV/0!"},null,null,null,null,null,{"$error":"#DIV/0!"},null,null,null,null,null,{"$error":"#DIV/0!"}]
[null,null,6011,null,null,null,null,null,{"$error":"#DIV/0!"},null,null,null,null,null,{"$error":"#DIV/0!"},null,null,null,null,null,{"$error":"#DIV/0!"}]
[null,null,6014,null,null,null,null,null,{"$error":"#DIV/0!"},null,null,null,null,null,{"$error":"#DIV/0!"},null,null,null,null,null,{"$error":"#DIV/0!"}]
[null,null,6018,null,null,null,null,null,{"$f":"IF(SUMPRODUCT(D6069:H6069,$Z$15:$AD$15/$H$20)=0,\"\",SUMPRODUCT(D6069:H6069,$Z$15:$AD$15/$H$20))","v":{"$error":"#DIV/0!"}},null,null,null,null,null,{"$f":"IF(SUMPRODUCT(J6069:N6069,$Z$22:$AD$22/$H$27)=0,\"\",SUMPRODUCT(J6069:N6069,$Z$22:$AD$22/$H$27))","v":{"$error":"#DIV/0!"}},null,null,null,null,null,{"$f":"IF(SUMPRODUCT(P6069:T6069,$Z$29:$AD$29/$H$34)=0,\"\",SUMPRODUCT(P6069:T6069,$Z$29:$AD$29/$H$34))","v":{"$error":"#DIV/0!"}}]
[null,null,6021,null,null,null,null,null,{"$error":"#DIV/0!"},null,null,null,null,null,{"$error":"#DIV/0!"},null,null,null,null,null,{"$error":"#DIV/0!"}]
[null,null,6025,null,null,null,null,null,{"$error":"#DIV/0!"},null,null,null,null,null,{"$error":"#DIV/0!"},null,null,null,null,null,{"$error":"#DIV/0!"}]
[null,null,6027,null,null,null,null,null,{"$error":"#DIV/0!"},null,null,null,null,null,{"$error":"#DIV/0!"},null,null,null,null,null,{"$error":"#DIV/0!"}]
[null,null,6032,null,null,null,null,null,{"$error":"#DIV/0!"},null,null,null,null,null,{"$error":"#DIV/0!"},null,null,null,null,null,{"$error":"#DIV/0!"}]
[null,null,6033,null,null,null,null,null,{"$error":"#DIV/0!"},null,null,null,null,null,{"$error":"#DIV/0!"},null,null,null,null,null,{"$error":"#DIV/0!"}]
[null,null,6036,null,null,null,null,null,{"$error":"#DIV/0!"},null,null,null,null,null,{"$error":"#DIV/0!"},null,null,null,null,null,{"$error":"#DIV/0!"}]
[null,null,6040,null,null,null,null,null,{"$error":"#DIV/0!"},null,null,null,null,null,{"$error":"#DIV/0!"},null,null,null,null,null,{"$error":"#DIV/0!"}]
[null,null,6043,null,null,null,null,null,{"$error":"#DIV/0!"},null,null,null,null,null,{"$error":"#DIV/0!"},null,null,null,null,null,{"$error":"#DIV/0!"}]
[null,null,6046,null,null,null,null,null,{"$error":"#DIV/0!"},null,null,null,null,null,{"$error":"#DIV/0!"},null,null,null,null,null,{"$error":"#DIV/0!"}]
[null,null,6048,null,null,null,null,null,{"$error":"#DIV/0!"},null,null,null,null,null,{"$error":"#DIV/0!"},null,null,null,null,null,{"$error":"#DIV/0!"}]
[null,null,6054,null,null,null,null,null,{"$error":"#DIV/0!"},null,null,null,null,null,{"$error":"#DIV/0!"},null,null,null,null,null,{"$error":"#DIV/0!"}]
[null,null,6057,null,null,null,null,null,{"$error":"#DIV/0!"},null,null,null,null,null,{"$error":"#DIV/0!"},null,null,null,null,null,{"$error":"#DIV/0!"}]
[null,null,6058,null,null,null,null,null,{"$error":"#DIV/0!"},null,null,null,null,null,{"$error":"#DIV/0!"},null,null,null,null,null,{"$error":"#DIV/0!"}]
[null,null,6061,null,null,null,null,null,{"$error":"#DIV/0!"},null,null,null,null,null,{"$error":"#DIV/0!"},null,null,null,null,null,{"$error":"#DIV/0!"}]
[null,null,6065,null,null,null,null,null,{"$error":"#DIV/0!"},null,null,null,null,null,{"$error":"#DIV/0!"},null,null,null,null,null,{"$error":"#DIV/0!"}]
[null,null,6069,null,null,null,null,null,{"$error":"#DIV/0!"},null,null,null,null,null,{"$error":"#DIV/0!"},null,null,null,null,null,{"$error":"#DIV/0!"}]
[null,null,6072,null,null,null,null,null,{"$error":"#DIV/0!"},null,null,null,null,null,{"$error":"#DIV/0!"},null,null,null,null,null,{"$error":"#DIV/0!"}]
[null,null,6076,null,null,null,null,null,{"$error":"#DIV/0!"},null,null,null,null,null,{"$error":"#DIV/0!"},null,null,null,null,null,{"$error":"#DIV/0!"}]
[null,null,6079,null,null,null,null,null,{"$error":"#DIV/0!"},null,null,null,null,null,{"$error":"#DIV/0!"},null,null,null,null,null,{"$error":"#DIV/0!"}]
[null,null,6082,null,null,null,null,null,{"$f":"IF(SUMPRODUCT(D6133:H6133,$Z$15:$AD$15/$H$20)=0,\"\",SUMPRODUCT(D6133:H6133,$Z$15:$AD$15/$H$20))","v":{"$error":"#DIV/0!"}},null,null,null,null,null,{"$f":"IF(SUMPRODUCT(J6133:N6133,$Z$22:$AD$22/$H$27)=0,\"\",SUMPRODUCT(J6133:N6133,$Z$22:$AD$22/$H$27))","v":{"$error":"#DIV/0!"}},null,null,null,null,null,{"$f":"IF(SUMPRODUCT(P6133:T6133,$Z$29:$AD$29/$H$34)=0,\"\",SUMPRODUCT(P6133:T6133,$Z$29:$AD$29/$H$34))","v":{"$error":"#DIV/0!"}}]
[null,null,6083,null,null,null,null,null,{"$error":"#DIV/0!"},null,null,null,null,null,{"$error":"#DIV/0!"},null,null,null,null,null,{"$error":"#DIV/0!"}]
[null,null,6086,null,null,null,null,null,{"$error":"#DIV/0!"},null,null,null,null,null,{"$error":"#DIV/0!"},null,null,null,null,null,{"$error":"#DIV/0!"}]
[null,null,6091,null,null,null,null,null,{"$error":"#DIV/0!"},null,null,null,null,null,{"$error":"#DIV/0!"},null,null,null,null,null,{"$error":"#DIV/0!"}]
[null,null,6094,null,null,null,null,null,{"$error":"#DIV/0!"},null,null,null,null,null,{"$error":"#DIV/0!"},null,null,null,null,null,{"$error":"#DIV/0!"}]
[null,null,6097,null,null,null,null,null,{"$error":"#DIV/0!"},null,null,null,null,null,{"$error":"#DIV/0!"},null,null,null,null,null,{"$error":"#DIV/0!"}]
[null,null,6101,null,null,null,null,null,{"$error":"#DIV/0!"},null,null,null,null,null,{"$error":"#DIV/0!"},null,null,null,null,null,{"$error":"#DIV/0!"}]
[null,null,6104,null,null,null,null,null,{"$error":"#DIV/0!"},null,null,null,null,null,{"$error":"#DIV/0!"},null,null,null,null,null,{"$error":"#DIV/0!"}]
[null,null,6105,null,null,null,null,null,{"$error":"#DIV/0!"},null,null,null,null,null,{"$error":"#DIV/0!"},null,null,null,null,null,{"$error":"#DIV/0!"}]
[null,null,6111,null,null,null,null,null,{"$error":"#DIV/0!"},null,null,null,null,null,{"$error":"#DIV/0!"},null,null,null,null,null,{"$error":"#DIV/0!"}]
[null,null,6112,null,null,null,null,null,{"$error":"#DIV/0!"},null,null,null,null,null,{"$error":"#DIV/0!"},null,null,null,null,null,{"$error":"#DIV/0!"}]
[null,null,6116,null,null,null,null,null,{"$error":"#DIV/0!"},null,null,null,null,null,{"$error":"#DIV/0!"},null,null,null,null,null,{"$error":"#DIV/0!"}]
[null,null,6119,null,null,null,null,null,{"$error":"#DIV/0!"},null,null,null,null,null,{"$error":"#DIV/0!"},null,null,null,null,null,{"$error":"#DIV/0!"}]
[null,null,6122,null,null,null,null,null,{"$error":"#DIV/0!"},null,null,null,null,null,{"$error":"#DIV/0!"},null,null,null,null,null,{"$error":"#DIV/0!"}]
[null,null,6126,null,null,null,null,null,{"$error":"#DIV/0!"},null,null,null,null,null,{"$error":"#DIV/0!"},null,null,null,null,null,{"$error":"#DIV/0!"}]
[null,null,6128,null,null,null,null,null,{"$error":"#DIV/0!"},null,null,null,null,null,{"$error":"#DIV/0!"},null,null,null,null,null,{"$error":"#DIV/0!"}]
[null,null,6131,null,null,null,null,null,{"$error":"#DIV/0!"},null,null,null,null,null,{"$error":"#DIV/0!"},null,null,null,null,null,{"$error":"#DIV/0!"}]
[null,null,6134,null,null,null,null,null,{"$error":"#DIV/0!"},null,null,null,null,null,{"$error":"#DIV/0!"},null,null,null,null,null,{"$error":"#DIV/0!"}]
[null,null,6137,null,null,null,null,null,{"$error":"#DIV/0!"},null,null,null,null,null,{"$error":"#DIV/0!"},null,null,null,null,null,{"$error":"#DIV/0!"}]
[null,null,6141,null,null,null,null,null,{"$error":"#DIV/0!"},null,null,null,null,null,{"$error":"#DIV/0!"},null,null,null,null,null,{"$error":"#DIV/0!"}]
[null,null,6144,null,null,null,null,null,{"$error":"#DIV/0!"},null,null,null,null,null,{"$error":"#DIV/0!"},null,null,null,null,null,{"$error":"#DIV/0!"}]
[null,null,6148,null,null,null,null,null,{"$error":"#DIV/0!"},null,null,null,null,null,{"$error":"#DIV/0!"},null,null,null,null,null,{"$error":"#DIV/0!"}]
[null,null,6149,null,null,null,null,null,{"$error":"#DIV/0!"},null,null,null,null,null,{"$error":"#DIV/0!"},null,null,null,null,null,{"$error":"#DIV/0!"}]
[null,null,6155,null,null,null,null,null,{"$error":"#DIV/0!"},null,null,null,null,null,{"$error":"#DIV/0!"},null,null,null,null,null,{"$error":"#DIV/0!"}]
[null,null,6156,null,null,null,null,null,{"$error":"#DIV/0!"},null,null,null,null,null,{"$error":"#DIV/0!"},null,null,null,null,null,{"$error":"#DIV/0!"}]
[null,null,6159,null,null,null,null,null,{"$error":"#DIV/0!"},null,null,null,null,null,{"$error":"#DIV/0!"},null,null,null,null,null,{"$error":"#DIV/0!"}]
[null,null,6162,null,null,null,null,null,{"$error":"#DIV/0!"},null,null,null,null,null,{"$error":"#DIV/0!"},null,null,null,null,null,{"$error":"#DIV/0!"}]
[null,null,6166,null,null,null,null,null,{"$error":"#DIV/0!"},null,null,null,null,null,{"$error":"#DIV/0!"},null,null,null,null,null,{"$error":"#DIV/0!"}]
[null,null,6170,null,null,null,null,null,{"$error":"#DIV/0!"},null,null,null,null,null,{"$error":"#DIV/0!"},null,null,null,null,null,{"$error":"#DIV/0!"}]
[null,null,6174,null,null,null,null,null,{"$error":"#DIV/0!"},null,null,null,null,null,{"$error":"#DIV/0!"},null,null,null,null,null,{"$error":"#DIV/0!"}]
[null,null,6177,null,null,null,null,null,{"$error":"#DIV/0!"},null,null,null,null,null,{"$error":"#DIV/0!"},null,null,null,null,null,{"$error":"#DIV/0!"}]
[null,null,6180,null,null,null,null,null,{"$error":"#DIV/0!"},null,null,null,null,null,{"$error":"#DIV/0!"},null,null,null,null,null,{"$error":"#DIV/0!"}]
[null,null,6181,null,null,null,null,null,{"$error":"#DIV/0!"},null,null,null,null,null,{"$error":"#DIV/0!"},null,null,null,null,null,{"$error":"#DIV/0!"}]
[null,null,6184,null,null,null,null,null,{"$error":"#DIV/0!"},null,null,null,null,null,{"$error":"#DIV/0!"},null,null,null,null,null,{"$error":"#DIV/0!"}]
[null,null,6187,null,null,null,null,null,{"$error":"#DIV/0!"},null,null,null,null,null,{"$error":"#DIV/0!"},null,null,null,null,null,{"$error":"#DIV/0!"}]
[null,null,6191,null,null,null,null,null,{"$error":"#DIV/0!"},null,null,null,null,null,{"$error":"#DIV/0!"},null,null,null,null,null,{"$error":"#DIV/0!"}]
[null,null,6195,null,null,null,null,null,{"$error":"#DIV/0!"},null,null,null,null,null,{"$error":"#DIV/0!"},null,null,null,null,null,{"$error":"#DIV/0!"}]
[null,null,6199,null,null,null,null,null,{"$error":"#DIV/0!"},null,null,null,null,null,{"$error":"#DIV/0!"},null,null,null,null,null,{"$error":"#DIV/0!"}]
[null,null,6202,null,null,null,null,null,{"$error":"#DIV/0!"},null,null,null,null,null,{"$error":"#DIV/0!"},null,null,null,null,null,{"$error":"#DIV/0!"}]
[null,null,6205,null,null,null,null,null,{"$error":"#DIV/0!"},null,null,null,null,null,{"$error":"#DIV/0!"},null,null,null,null,null,{"$error":"#DIV/0!"}]
[null,null,6206,null,null,null,null,null,{"$error":"#DIV/0!"},null,null,null,null,null,{"$error":"#DIV/0!"},null,null,null,null,null,{"$error":"#DIV/0!"}]
[null,null,6212,null,null,null,null,null,{"$error":"#DIV/0!"},null,null,null,null,null,{"$error":"#DIV/0!"},null,null,null,null,null,{"$error":"#DIV/0!"}]
[null,null,6214,null,null,null,null,null,{"$error":"#DIV/0!"},null,null,null,null,null,{"$error":"#DIV/0!"},null,null,null,null,null,{"$error":"#DIV/0!"}]
[null,null,6217,null,null,null,null,null,{"$error":"#DIV/0!"},null,null,null,null,null,{"$error":"#DIV/0!"},null,null,null,null,null,{"$error":"#DIV/0!"}]
[null,null,6220,null,null,null,null,null,{"$error":"#DIV/0!"},null,null,null,null,null,{"$error":"#DIV/0!"},null,null,null,null,null,{"$error":"#DIV/0!"}]
[null,null,6224,null,null,null,null,null,{"$error":"#DIV/0!"},null,null,null,null,null,{"$error":"#DIV/0!"},null,null,null,null,null,{"$error":"#DIV/0!"}]
[null,null,6227,null,null,null,null,null,{"$error":"#DIV/0!"},null,null,null,null,null,{"$error":"#DIV/0!"},null,null,null,null,null,{"$error":"#DIV/0!"}]
[null,null,6229,null,null,null,null,null,{"$error":"#DIV/0!"},null,null,null,null,null,{"$error":"#DIV/0!"},null,null,null,null,null,{"$error":"#DIV/0!"}]
[null,null,6232,null,null,null,null,null,{"$error":"#DIV/0!"},null,null,null,null,null,{"$error":"#DIV/0!"},null,null,null,null,null,{"$error":"#DIV/0!"}]
[null,null,6235,null,null,null,null,null,{"$error":"#DIV/0!"},null,null,null,null,null,{"$error":"#DIV/0!"},null,null,null,null,null,{"$error":"#DIV/0!"}]
[null,null,6239,null,null,null,null,null,{"$error":"#DIV/0!"},null,null,null,null,null,{"$error":"#DIV/0!"},null,null,null,null,null,{"$error":"#DIV/0!"}]
[null,null,6242,null,null,null,null,null,{"$error":"#DIV/0!"},null,null,null,null,null,{"$error":"#DIV/0!"},null,null,null,null,null,{"$error":"#DIV/0!"}]
[null,null,6245,null,null,null,null,null,{"$error":"#DIV/0!"},null,null,null,null,null,{"$error":"#DIV/0!"},null,null,null,null,null,{"$error":"#DIV/0!"}]
[null,null,6249,null,null,null,null,null,{"$error":"#DIV/0!"},null,null,null,null,null,{"$error":"#DIV/0!"},null,null,null,null,null,{"$error":"#DIV/0!"}]
[null,null,6250,null,null,null,null,null,{"$error":"#DIV/0!"},null,null,null,null,null,{"$error":"#DIV/0!"},null,null,null,null,null,{"$error":"#DIV/0!"}]
[null,null,6254,null,null,null,null,null,{"$error":"#DIV/0!"},null,null,null,null,null,{"$error":"#DIV/0!"},null,null,null,null,null,{"$error":"#DIV/0!"}]
[null,null,6257,null,null,null,null,null,{"$error":"#DIV/0!"},null,null,null,null,null,{"$error":"#DIV/0!"},null,null,null,null,null,{"$error":"#DIV/0!"}]
[null,null,6260,null,null,null,null,null,{"$error":"#DIV/0!"},null,null,null,null,null,{"$error":"#DIV/0!"},null,null,null,null,null,{"$error":"#DIV/0!"}]
[null,null,6264,null,null,null,null,null,{"$error":"#DIV/0!"},null,null,null,null,null,{"$error":"#DIV/0!"},null,null,null,null,null,{"$error":"#DIV/0!"}]
[null,null,6267,null,null,null,null,null,{"$error":"#DIV/0!"},null,null,null,null,null,{"$error":"#DIV/0!"},null,null,null,null,null,{"$error":"#DIV/0!"}]
[null,null,6271,null,null,null,null,null,{"$error":"#DIV/0!"},null,null,null,null,null,{"$error":"#DIV/0!"},null,null,null,null,null,{"$error":"#DIV/0!"}]
[null,null,6275,null,null,null,null,null,{"$error":"#DIV/0!"},null,null,null,null,null,{"$error":"#DIV/0!"},null,null,null,null,null,{"$error":"#DIV/0!"}]
[null,null,6278,null,null,null,null,null,{"$error":"#DIV/0!"},null,null,null,null,null,{"$error":"#DIV/0!"},null,null,null,null,null,{"$error":"#DIV/0!"}]
[null,null,6279,null,null,null,null,null,{"$error":"#DIV/0!"},null,null,null,null,null,{"$error":"#DIV/0!"},null,null,null,null,null,{"$error":"#DIV/0!"}]
[null,null,6282,null,null,null,null,null,{"$error":"#DIV/0!"},null,null,null,null,null,{"$error":"#DIV/0!"},null,null,null,null,null,{"$error":"#DIV/0!"}]
[null,null,6285,null,null,null,null,null,{"$error":"#DIV/0!"},null,null,null,null,null,{"$error":"#DIV/0!"},null,null,null,null,null,{"$error":"#DIV/0!"}]
[null,null,6289,null,null,null,null,null,{"$error":"#DIV/0!"},null,null,null,null,null,{"$error":"#DIV/0!"},null,null,null,null,null,{"$error":"#DIV/0!"}]
[null,null,6292,null,null,null,null,null,{"$error":"#DIV/0!"},null,null,null,null,null,{"$error":"#DIV/0!"},null,null,null,null,null,{"$error":"#DIV/0!"}]
[null,null,6296,null,null,null,null,null,{"$error":"#DIV/0!"},null,null,null,null,null,{"$error":"#DIV/0!"},null,null,null,null,null,{"$error":"#DIV/0!"}]
[null,null,6300,null,null,null,null,null,{"$error":"#DIV/0!"},null,null,null,null,null,{"$error":"#DIV/0!"},null,null,null,null,null,{"$error":"#DIV/0!"}]
[null,null,6303,null,null,null,null,null,{"$error":"#DIV/0!"},null,null,null,null,null,{"$error":"#DIV/0!"},null,null,null,null,null,{"$error":"#DIV/0!"}]
[null,null,6304,null,null,null,null,null,{"$error":"#DIV/0!"},null,null,null,null,null,{"$error":"#DIV/0!"},null,null,null,null,null,{"$error":"#DIV/0!"}]
[null,null,6307,null,null,null,null,null,{"$error":"#DIV/0!"},null,null,null,null,null,{"$error":"#DIV/0!"},null,null,null,null,null,{"$error":"#DIV/0!"}]
[null,null,6313,null,null,null,null,null,{"$error":"#DIV/0!"},null,null,null,null,null,{"$error":"#DIV/0!"},null,null,null,null,null,{"$error":"#DIV/0!"}]
[null,null,6315,null,null,null,null,null,{"$error":"#DIV/0!"},null,null,null,null,null,{"$error":"#DIV/0!"},null,null,null,null,null,{"$error":"#DIV/0!"}]
[null,null,6318,null,null,null,null,null,{"$error":"#DIV/0!"},null,null,null,null,null,{"$error":"#DIV/0!"},null,null,null,null,null,{"$error":"#DIV/0!"}]
[null,null,6322,null,null,null,null,null,{"$error":"#DIV/0!"},null,null,null,null,null,{"$error":"#DIV/0!"},null,null,null,null,null,{"$error":"#DIV/0!"}]
[null,null,6325,null,null,null,null,null,{"$error":"#DIV/0!"},null,null,null,null,null,{"$error":"#DIV/0!"},null,null,null,null,null,{"$error":"#DIV/0!"}]
[null,null,6328,null,null,null,null,null,{"$error":"#DIV/0!"},null,null,null,null,null,{"$error":"#DIV/0!"},null,null,null,null,null,{"$error":"#DIV/0!"}]
[null,null,6329,null,null,null,null,null,{"$error":"#DIV/0!"},null,null,null,null,null,{"$error":"#DIV/0!"},null,null,null,null,null,{"$error":"#DIV/0!"}]
[null,null,6334,null,null,null,null,null,{"$error":"#DIV/0!"},null,null,null,null,null,{"$error":"#DIV/0!"},null,null,null,null,null,{"$error":"#DIV/0!"}]
[null,null,6336,null,null,null,null,null,{"$error":"#DIV/0!"},null,null,null,null,null,{"$error":"#DIV/0!"},null,null,null,null,null,{"$error":"#DIV/0!"}]
[null,null,6340,null,null,null,null,null,{"$error":"#DIV/0!"},null,null,null,null,null,{"$error":"#DIV/0!"},null,null,null,null,null,{"$error":"#DIV/0!"}]
[null,null,6343,null,null,null,null,null,{"$error":"#DIV/0!"},null,null,null,null,null,{"$error":"#DIV/0!"},null,null,null,null,null,{"$error":"#DIV/0!"}]
[null,null,6347,null,null,null,null,null,{"$error":"#DIV/0!"},null,null,null,null,null,{"$error":"#DIV/0!"},null,null,null,null,null,{"$error":"#DIV/0!"}]
[null,null,6350,null,null,null,null,null,{"$error":"#DIV/0!"},null,null,null,null,null,{"$error":"#DIV/0!"},null,null,null,null,null,{"$error":"#DIV/0!"}]
[null,null,6351,null,null,null,null,null,{"$error":"#DIV/0!"},null,null,null,null,null,{"$error":"#DIV/0!"},null,null,null,null,null,{"$error":"#DIV/0!"}]
[null,null,6355,null,null,null,null,null,{"$error":"#DIV/0!"},null,null,null,null,null,{"$error":"#DIV/0!"},null,null,null,null,null,{"$error":"#DIV/0!"}]
[null,null,6358,null,null,null,null,null,{"$error":"#DIV/0!"},null,null,null,null,null,{"$error":"#DIV/0!"},null,null,null,null,null,{"$error":"#DIV/0!"}]
[null,null,6361,null,null,null,null,null,{"$error":"#DIV/0!"},null,null,null,null,null,{"$error":"#DIV/0!"},null,null,null,null,null,{"$error":"#DIV/0!"}]
[null,null,6365,null,null,null,null,null,{"$error":"#DIV/0!"},null,null,null,null,null,{"$error":"#DIV/0!"},null,null,null,null,null,{"$error":"#DIV/0!"}]
[null,null,6368,null,null,null,null,null,{"$error":"#DIV/0!"},null,null,null,null,null,{"$error":"#DIV/0!"},null,null,null,null,null,{"$error":"#DIV/0!"}]
[null,null,6372,null,null,null,null,null,{"$error":"#DIV/0!"},null,null,null,null,null,{"$error":"#DIV/0!"},null,null,null,null,null,{"$error":"#DIV/0!"}]
[null,null,6376,null,null,null,null,null,{"$error":"#DIV/0!"},null,null,null,null,null,{"$error":"#DIV/0!"},null,null,null,null,null,{"$error":"#DIV/0!"}]
[null,null,6379,null,null,null,null,null,{"$error":"#DIV/0!"},null,null,null,null,null,{"$error":"#DIV/0!"},null,null,null,null,null,{"$error":"#DIV/0!"}]
[null,null,6380,null,null,null,null,null,{"$error":"#DIV/0!"},null,null,null,null,null,{"$error":"#DIV/0!"},null,null,null,null,null,{"$error":"#DIV/0!"}]
[null,null,6383,null,null,null,null,null,{"$error":"#DIV/0!"},null,null,null,null,null,{"$error":"#DIV/0!"},null,null,null,null,null,{"$error":"#DIV/0!"}]
[null,null,6387,null,null,null,null,null,{"$error":"#DIV/0!"},null,null,null,null,null,{"$error":"#DIV/0!"},null,null,null,null,null,{"$error":"#DIV/0!"}]
[null,null,6390,null,null,null,null,null,{"$error":"#DIV/0!"},null,null,null,null,null,{"$error":"#DIV/0!"},null,null,null,null,null,{"$error":"#DIV/0!"}]
[null,null,6393,null,null,null,null,null,{"$error":"#DIV/0!"},null,null,null,null,null,{"$error":"#DIV/0!"},null,null,null,null,null,{"$error":"#DIV/0!"}]
[null,null,6398,null,null,null,null,null,{"$error":"#DIV/0!"},null,null,null,null,null,{"$error":"#DIV/0!"},null,null,null,null,null,{"$error":"#DIV/0!"}]
[null,null,6401,null,null,null,null,null,{"$error":"#DIV/0!"},null,null,null,null,null,{"$error":"#DIV/0!"},null,null,null,null,null,{"$error":"#DIV/0!"}]
[null,null,6404,null,null,null,null,null,{"$error":"#DIV/0!"},null,null,null,null,null,{"$error":"#DIV/0!"},null,null,null,null,null,{"$error":"#DIV/0!"}]
[null,null,6405,null,null,null,null,null,{"$error":"#DIV/0!"},null,null,null,null,null,{"$error":"#DIV/0!"},null,null,null,null,null,{"$error":"#DIV/0!"}]
[null,null,6408,null,null,null,null,null,{"$error":"#DIV/0!"},null,null,null,null,null,{"$error":"#DIV/0!"},null,null,null,null,null,{"$error":"#DIV/0!"}]
[null,null,6414,null,null,null,null,null,{"$error":"#DIV/0!"},null,null,null,null,null,{"$error":"#DIV/0!"},null,null,null,null,null,{"$error":"#DIV/0!"}]
[null,null,6416,null,null,null,null,null,{"$error":"#DIV/0!"},null,null,null,null,null,{"$error":"#DIV/0!"},null,null,null,null,null,{"$error":"#DIV/0!"}]
[null,null,6419,null,null,null,null,null,{"$error":"#DIV/0!"},null,null,null,null,null,{"$error":"#DIV/0!"},null,null,null,null,null,{"$error":"#DIV/0!"}]
[null,null,6423,null,null,null,null,null,{"$error":"#DIV/0!"},null,null,null,null,null,{"$error":"#DIV/0!"},null,null,null,null,null,{"$error":"#DIV/0!"}]
[null,null,6426,null,null,null,null,null,{"$error":"#DIV/0!"},null,null,null,null,null,{"$error":"#DIV/0!"},null,null,null,null,null,{"$error":"#DIV/0!"}]
[null,null,6427,null,null,null,null,null,{"$error":"#DIV/0!"},null,null,null,null,null,{"$error":"#DIV/0!"},null,null,null,null,null,{"$error":"#DIV/0!"}]
[null,null,6430,null,null,null,null,null,{"$error":"#DIV/0!"},null,null,null,null,null,{"$error":"#DIV/0!"},null,null,null,null,null,{"$error":"#DIV/0!"}]
[null,null,6435,null,null,null,null,null,{"$error":"#DIV/0!"},null,null,null,null,null,{"$error":"#DIV/0!"},null,null,null,null,null,{"$error":"#DIV/0!"}]
[null,null,6438,null,null,null,null,null,{"$error":"#DIV/0!"},null,null,null,null,null,{"$error":"#DIV/0!"},null,null,null,null,null,{"$error":"#DIV/0!"}]
[null,null,6441,null,null,null,null,null,{"$error":"#DIV/0!"},null,null,null,null,null,{"$error":"#DIV/0!"},null,null,null,null,null,{"$error":"#DIV/0!"}]
[null,null,6444,null,null,null,null,null,{"$error":"#DIV/0!"},null,null,null,null,null,{"$error":"#DIV/0!"},null,null,null,null,null,{"$error":"#DIV/0!"}]
[null,null,6448,null,null,null,null,null,{"$error":"#DIV/0!"},null,null,null,null,null,{"$error":"#DIV/0!"},null,null,null,null,null,{"$error":"#DIV/0!"}]
[null,null,6451,null,null,null,null,null,{"$error":"#DIV/0!"},null,null,null,null,null,{"$error":"#DIV/0!"},null,null,null,null,null,{"$error":"#DIV/0!"}]
[null,null,6452,null,null,null,null,null,{"$error":"#DIV/0!"},null,null,null,null,null,{"$error":"#DIV/0!"},null,null,null,null,null,{"$error":"#DIV/0!"}]
[null,null,6456,null,null,null,null,null,{"$error":"#DIV/0!"},null,null,null,null,null,{"$error":"#DIV/0!"},null,null,null,null,null,{"$error":"#DIV/0!"}]
[null,null,6459,null,null,null,null,null,{"$error":"#DIV/0!"},null,null,null,null,null,{"$error":"#DIV/0!"},null,null,null,null,null,{"$error":"#DIV/0!"}]
[null,null,6463,null,null,null,null,null,{"$error":"#DIV/0!"},null,null,null,null,null,{"$error":"#DIV/0!"},null,null,null,null,null,{"$error":"#DIV/0!"}]
[null,null,6466,null,null,null,null,null,{"$f":"IF(SUMPRODUCT(D6517:H6517,$Z$15:$AD$15/$H$20)=0,\"\",SUMPRODUCT(D6517:H6517,$Z$15:$AD$15/$H$20))","v":{"$error":"#DIV/0!"}},null,null,null,null,null,{"$f":"IF(SUMPRODUCT(J6517:N6517,$Z$22:$AD$22/$H$27)=0,\"\",SUMPRODUCT(J6517:N6517,$Z$22:$AD$22/$H$27))","v":{"$error":"#DIV/0!"}},null,null,null,null,null,{"$f":"IF(SUMPRODUCT(P6517:T6517,$Z$29:$AD$29/$H$34)=0,\"\",SUMPRODUCT(P6517:T6517,$Z$29:$AD$29/$H$34))","v":{"$error":"#DIV/0!"}}]
[null,null,6469,null,null,null,null,null,{"$error":"#DIV/0!"},null,null,null,null,null,{"$error":"#DIV/0!"},null,null,null,null,null,{"$error":"#DIV/0!"}]
[null,null,6473,null,null,null,null,null,{"$error":"#DIV/0!"},null,null,null,null,null,{"$error":"#DIV/0!"},null,null,null,null,null,{"$error":"#DIV/0!"}]
[null,null,6477,null,null,null,null,null,{"$error":"#DIV/0!"},null,null,null,null,null,{"$error":"#DIV/0!"},null,null,null,null,null,{"$error":"#DIV/0!"}]
[null,null,6478,null,null,null,null,null,{"$error":"#DIV/0!"},null,null,null,null,null,{"$error":"#DIV/0!"},null,null,null,null,null,{"$error":"#DIV/0!"}]
[null,null,6481,null,null,null,null,null,{"$error":"#DIV/0!"},null,null,null,null,null,{"$error":"#DIV/0!"},null,null,null,null,null,{"$error":"#DIV/0!"}]
[null,null,6484,null,null,null,null,null,{"$error":"#DIV/0!"},null,null,null,null,null,{"$error":"#DIV/0!"},null,null,null,null,null,{"$error":"#DIV/0!"}]
[null,null,6488,null,null,null,null,null,{"$error":"#DIV/0!"},null,null,null,null,null,{"$error":"#DIV/0!"},null,null,null,null,null,{"$error":"#DIV/0!"}]
[null,null,6491,null,null,null,null,null,{"$error":"#DIV/0!"},null,null,null,null,null,{"$error":"#DIV/0!"},null,null,null,null,null,{"$error":"#DIV/0!"}]
[null,null,6494,null,null,null,null,null,{"$error":"#DIV/0!"},null,null,null,null,null,{"$error":"#DIV/0!"},null,null,null,null,null,{"$error":"#DIV/0!"}]
[null,null,6499,null,null,null,null,null,{"$error":"#DIV/0!"},null,null,null,null,null,{"$error":"#DIV/0!"},null,null,null,null,null,{"$error":"#DIV/0!"}]
[null,null,6502,null,null,null,null,null,{"$error":"#DIV/0!"},null,null,null,null,null,{"$error":"#DIV/0!"},null,null,null,null,null,{"$error":"#DIV/0!"}]
[null,null,6503,null,null,null,null,null,{"$error":"#DIV/0!"},null,null,null,null,null,{"$error":"#DIV/0!"},null,null,null,null,null,{"$error":"#DIV/0!"}]
[null,null,6506,null,null,null,null,null,{"$error":"#DIV/0!"},null,null,null,null,null,{"$error":"#DIV/0!"},null,null,null,null,null,{"$error":"#DIV/0!"}]
[null,null,6509,null,null,null,null,null,{"$error":"#DIV/0!"},null,null,null,null,null,{"$error":"#DIV/0!"},null,null,null,null,null,{"$error":"#DIV/0!"}]
[null,null,6515,null,null,null,null,null,{"$error":"#DIV/0!"},null,null,null,null,null,{"$error":"#DIV/0!"},null,null,null,null,null,{"$error":"#DIV/0!"}]
[null,null,6517,null,null,null,null,null,{"$error":"#DIV/0!"},null,null,null,null,null,{"$error":"#DIV/0!"},null,null,null,null,null,{"$error":"#DIV/0!"}]
[null,null,6521,null,null,null,null,null,{"$error":"#DIV/0!"},null,null,null,null,null,{"$error":"#DIV/0!"},null,null,null,null,null,{"$error":"#DIV/0!"}]
[null,null,6524,null,null,null,null,null,{"$error":"#DIV/0!"},null,null,null,null,null,{"$error":"#DIV/0!"},null,null,null,null,null,{"$error":"#DIV/0!"}]
[null,null,6527,null,null,null,null,null,{"$error":"#DIV/0!"},null,null,null,null,null,{"$error":"#DIV/0!"},null,null,null,null,null,{"$error":"#DIV/0!"}]
[null,null,6528,null,null,null,null,null,{"$error":"#DIV/0!"},null,null,null,null,null,{"$error":"#DIV/0!"},null,null,null,null,null,{"$error":"#DIV/0!"}]
[null,null,6531,null,null,null,null,null,{"$error":"#DIV/0!"},null,null,null,null,null,{"$error":"#DIV/0!"},null,null,null,null,null,{"$error":"#DIV/0!"}]
[null,null,6536,null,null,null,null,null,{"$error":"#DIV/0!"},null,null,null,null,null,{"$error":"#DIV/0!"},null,null,null,null,null,{"$error":"#DIV/0!"}]
[null,null,6539,null,null,null,null,null,{"$error":"#DIV/0!"},null,null,null,null,null,{"$error":"#DIV/0!"},null,null,null,null,null,{"$error":"#DIV/0!"}]
[null,null,6542,null,null,null,null,null,{"$error":"#DIV/0!"},null,null,null,null,null,{"$error":"#DIV/0!"},null,null,null,null,null,{"$error":"#DIV/0!"}]
[null,null,6546,null,null,null,null,null,{"$error":"#DIV/0!"},null,null,null,null,null,{"$error":"#DIV/0!"},null,null,null,null,null,{"$error":"#DIV/0!"}]
[null,null,6549,null,null,null,null,null,{"$error":"#DIV/0!"},null,null,null,null,null,{"$error":"#DIV/0!"},null,null,null,null,null,{"$error":"#DIV/0!"}]
[null,null,6552,null,null,null,null,null,{"$error":"#DIV/0!"},null,null,null,null,null,{"$error":"#DIV/0!"},null,null,null,null,null,{"$error":"#DIV/0!"}]
[null,null,6553,null,null,null,null,null,{"$error":"#DIV/0!"},null,null,null,null,null,{"$error":"#DIV/0!"},null,null,null,null,null,{"$error":"#DIV/0!"}]
[null,null,6557,null,null,null,null,null,{"$error":"#DIV/0!"},null,null,null,null,null,{"$error":"#DIV/0!"},null,null,null,null,null,{"$error":"#DIV/0!"}]
[null,null,6561,null,null,null,null,null,{"$error":"#DIV/0!"},null,null,null,null,null,{"$error":"#DIV/0!"},null,null,null,null,null,{"$error":"#DIV/0!"}]
[null,null,6564,null,null,null,null,null,{"$error":"#DIV/0!"},null,null,null,null,null,{"$error":"#DIV/0!"},null,null,null,null,null,{"$error":"#DIV/0!"}]
[null,null,6567,null,null,null,null,null,{"$error":"#DIV/0!"},null,null,null,null,null,{"$error":"#DIV/0!"},null,null,null,null,null,{"$error":"#DIV/0!"}]
[null,null,6571,null,null,null,null,null,{"$error":"#DIV/0!"},null,null,null,null,null,{"$error":"#DIV/0!"},null,null,null,null,null,{"$error":"#DIV/0!"}]
[null,null,6574,null,null,null,null,null,{"$error":"#DIV/0!"},null,null,null,null,null,{"$error":"#DIV/0!"},null,null,null,null,null,{"$error":"#DIV/0!"}]
[null,null,6578,null,null,null,null,null,{"$error":"#DIV/0!"},null,null,null,null,null,{"$error":"#DIV/0!"},null,null,null,null,null,{"$error":"#DIV/0!"}]
[null,null,6579,null,null,null,null,null,{"$error":"#DIV/0!"},null,null,null,null,null,{"$error":"#DIV/0!"},null,null,null,null,null,{"$error":"#DIV/0!"}]
[null,null,6582,null,null,null,null,null,{"$error":"#DIV/0!"},null,null,null,null,null,{"$error":"#DIV/0!"},null,null,null,null,null,{"$error":"#DIV/0!"}]
[null,null,6586,null,null,null,null,null,{"$error":"#DIV/0!"},null,null,null,null,null,{"$error":"#DIV/0!"},null,null,null,null,null,{"$error":"#DIV/0!"}]
[null,null,6589,null,null,null,null,null,{"$error":"#DIV/0!"},null,null,null,null,null,{"$error":"#DIV/0!"},null,null,null,null,null,{"$error":"#DIV/0!"}]
[null,null,6592,null,null,null,null,null,{"$error":"#DIV/0!"},null,null,null,null,null,{"$error":"#DIV/0!"},null,null,null,null,null,{"$error":"#DIV/0!"}]
[null,null,6595,null,null,null,null,null,{"$error":"#DIV/0!"},null,null,null,null,null,{"$error":"#DIV/0!"},null,null,null,null,null,{"$error":"#DIV/0!"}]
[null,null,6600,null,null,null,null,null,{"$error":"#DIV/0!"},null,null,null,null,null,{"$error":"#DIV/0!"},null,null,null,null,null,{"$error":"#DIV/0!"}]
[null,null,6601,null,null,null,null,null,{"$error":"#DIV/0!"},null,null,null,null,null,{"$error":"#DIV/0!"},null,null,null,null,null,{"$error":"#DIV/0!"}]
[null,null,6604,null,null,null,null,null,{"$error":"#DIV/0!"},null,null,null,null,null,{"$error":"#DIV/0!"},null,null,null,null,null,{"$error":"#DIV/0!"}]
[null,null,6607,null,null,null,null,null,{"$error":"#DIV/0!"},null,null,null,null,null,{"$error":"#DIV/0!"},null,null,null,null,null,{"$error":"#DIV/0!"}]
[null,null,6611,null,null,null,null,null,{"$error":"#DIV/0!"},null,null,null,null,null,{"$error":"#DIV/0!"},null,null,null,null,null,{"$error":"#DIV/0!"}]
[null,null,6614,null,null,null,null,null,{"$error":"#DIV/0!"},null,null,null,null,null,{"$error":"#DIV/0!"},null,null,null,null,null,{"$error":"#DIV/0!"}]
[null,null,6616,null,null,null,null,null,{"$error":"#DIV/0!"},null,null,null,null,null,{"$error":"#DIV/0!"},null,null,null,null,null,{"$error":"#DIV/0!"}]
[null,null,6622,null,null,null,null,null,{"$error":"#DIV/0!"},null,null,null,null,null,{"$error":"#DIV/0!"},null,null,null,null,null,{"$error":"#DIV/0!"}]
[null,null,6625,null,null,null,null,null,{"$error":"#DIV/0!"},null,null,null,null,null,{"$error":"#DIV/0!"},null,null,null,null,null,{"$error":"#DIV/0!"}]
[null,null,6626,null,null,null,null,null,{"$error":"#DIV/0!"},null,null,null,null,null,{"$error":"#DIV/0!"},null,null,null,null,null,{"$error":"#DIV/0!"}]
[null,null,6629,null,null,null,null,null,{"$error":"#DIV/0!"},null,null,null,null,null,{"$error":"#DIV/0!"},null,null,null,null,null,{"$error":"#DIV/0!"}]
[null,null,6632,null,null,null,null,null,{"$error":"#DIV/0!"},null,null,null,null,null,{"$error":"#DIV/0!"},null,null,null,null,null,{"$error":"#DIV/0!"}]
[null,null,6637,null,null,null,null,null,{"$error":"#DIV/0!"},null,null,null,null,null,{"$error":"#DIV/0!"},null,null,null,null,null,{"$error":"#DIV/0!"}]
[null,null,6640,null,null,null,null,null,{"$error":"#DIV/0!"},null,null,null,null,null,{"$error":"#DIV/0!"},null,null,null,null,null,{"$error":"#DIV/0!"}]
[null,null,6643,null,null,null,null,null,{"$error":"#DIV/0!"},null,null,null,null,null,{"$error":"#DIV/0!"},null,null,null,null,null,{"$error":"#DIV/0!"}]
[null,null,6647,null,null,null,null,null,{"$error":"#DIV/0!"},null,null,null,null,null,{"$error":"#DIV/0!"},null,null,null,null,null,{"$error":"#DIV/0!"}]
[null,null,6650,null,null,null,null,null,{"$error":"#DIV/0!"},null,null,null,null,null,{"$error":"#DIV/0!"},null,null,null,null,null,{"$error":"#DIV/0!"}]
[null,null,6651,null,null,null,null,null,{"$error":"#DIV/0!"},null,null,null,null,null,{"$error":"#DIV/0!"},null,null,null,null,null,{"$error":"#DIV/0!"}]
[null,null,6654,null,null,null,null,null,{"$error":"#DIV/0!"},null,null,null,null,null,{"$error":"#DIV/0!"},null,null,null,null,null,{"$error":"#DIV/0!"}]
[null,null,6658,null,null,null,null,null,{"$f":"IF(SUMPRODUCT(D6709:H6709,$Z$15:$AD$15/$H$20)=0,\"\",SUMPRODUCT(D6709:H6709,$Z$15:$AD$15/$H$20))","v":{"$error":"#DIV/0!"}},null,null,null,null,null,{"$f":"IF(SUMPRODUCT(J6709:N6709,$Z$22:$AD$22/$H$27)=0,\"\",SUMPRODUCT(J6709:N6709,$Z$22:$AD$22/$H$27))","v":{"$error":"#DIV/0!"}},null,null,null,null,null,{"$f":"IF(SUMPRODUCT(P6709:T6709,$Z$29:$AD$29/$H$34)=0,\"\",SUMPRODUCT(P6709:T6709,$Z$29:$AD$29/$H$34))","v":{"$error":"#DIV/0!"}}]
[null,null,6662,null,null,null,null,null,{"$error":"#DIV/0!"},null,null,null,null,null,{"$error":"#DIV/0!"},null,null,null,null,null,{"$error":"#DIV/0!"}]
[null,null,6665,null,null,null,null,null,{"$error":"#DIV/0!"},null,null,null,null,null,{"$error":"#DIV/0!"},null,null,null,null,null,{"$error":"#DIV/0!"}]
[null,null,6669,null,null,null,null,null,{"$error":"#DIV/0!"},null,null,null,null,null,{"$error":"#DIV/0!"},null,null,null,null,null,{"$error":"#DIV/0!"}]
[null,null,6672,null,null,null,null,null,{"$error":"#DIV/0!"},null,null,null,null,null,{"$error":"#DIV/0!"},null,null,null,null,null,{"$error":"#DIV/0!"}]
[null,null,6675,null,null,null,null,null,{"$error":"#DIV/0!"},null,null,null,null,null,{"$error":"#DIV/0!"},null,null,null,null,null,{"$error":"#DIV/0!"}]
[null,null,6679,null,null,null,null,null,{"$error":"#DIV/0!"},null,null,null,null,null,{"$error":"#DIV/0!"},null,null,null,null,null,{"$error":"#DIV/0!"}]
[null,null,6680,null,null,null,null,null,{"$error":"#DIV/0!"},null,null,null,null,null,{"$error":"#DIV/0!"},null,null,null,null,null,{"$error":"#DIV/0!"}]
[null,null,6683,null,null,null,null,null,{"$error":"#DIV/0!"},null,null,null,null,null,{"$error":"#DIV/0!"},null,null,null,null,null,{"$error":"#DIV/0!"}]
[null,null,6687,null,null,null,null,null,{"$error":"#DIV/0!"},null,null,null,null,null,{"$error":"#DIV/0!"},null,null,null,null,null,{"$error":"#DIV/0!"}]
[null,null,6690,null,null,null,null,null,{"$error":"#DIV/0!"},null,null,null,null,null,{"$error":"#DIV/0!"},null,null,null,null,null,{"$error":"#DIV/0!"}]
[null,null,6694,null,null,null,null,null,{"$error":"#DIV/0!"},null,null,null,null,null,{"$error":"#DIV/0!"},null,null,null,null,null,{"$error":"#DIV/0!"}]
[null,null,6696,null,null,null,null,null,{"$error":"#DIV/0!"},null,null,null,null,null,{"$error":"#DIV/0!"},null,null,null,null,null,{"$error":"#DIV/0!"}]
[null,null,6701,null,null,null,null,null,{"$error":"#DIV/0!"},null,null,null,null,null,{"$error":"#DIV/0!"},null,null,null,null,null,{"$error":"#DIV/0!"}]
[null,null,6702,null,null,null,null,null,{"$error":"#DIV/0!"},null,null,null,null,null,{"$error":"#DIV/0!"},null,null,null,null,null,{"$error":"#DIV/0!"}]
[null,null,6705,null,null,null,null,null,{"$error":"#DIV/0!"},null,null,null,null,null,{"$error":"#DIV/0!"},null,null,null,null,null,{"$error":"#DIV/0!"}]
[null,null,6709,null,null,null,null,null,{"$error":"#DIV/0!"},null,null,null,null,null,{"$error":"#DIV/0!"},null,null,null,null,null,{"$error":"#DIV/0!"}]
[null,null,6712,null,null,null,null,null,{"$error":"#DIV/0!"},null,null,null,null,null,{"$error":"#DIV/0!"},null,null,null,null,null,{"$error":"#DIV/0!"}]
[null,null,6715,null,null,null,null,null,{"$error":"#DIV/0!"},null,null,null,null,null,{"$error":"#DIV/0!"},null,null,null,null,null,{"$error":"#DIV/0!"}]
[null,null,6717,null,null,null,null,null,{"$error":"#DIV/0!"},null,null,null,null,null,{"$error":"#DIV/0!"},null,null,null,null,null,{"$error":"#DIV/0!"}]
[null,null,6723,null,null,null,null,null,{"$error":"#DIV/0!"},null,null,null,null,null,{"$error":"#DIV/0!"},null,null,null,null,null,{"$error":"#DIV/0!"}]
[null,null,6726,null,null,null,null,null,{"$error":"#DIV/0!"},null,null,null,null,null,{"$error":"#DIV/0!"},null,null,null,null,null,{"$error":"#DIV/0!"}]
[null,null,6727,null,null,null,null,null,{"$error":"#DIV/0!"},null,null,null,null,null,{"$error":"#DIV/0!"},null,null,null,null,null,{"$error":"#DIV/0!"}]
[null,null,6730,null,null,null,null,null,{"$error":"#DIV/0!"},null,null,null,null,null,{"$error":"#DIV/0!"},null,null,null,null,null,{"$error":"#DIV/0!"}]
[null,null,6734,null,null,null,null,null,{"$error":"#DIV/0!"},null,null,null,null,null,{"$error":"#DIV/0!"},null,null,null,null,null,{"$error":"#DIV/0!"}]
[null,null,6738,null,null,null,null,null,{"$error":"#DIV/0!"},null,null,null,null,null,{"$error":"#DIV/0!"},null,null,null,null,null,{"$error":"#DIV/0!"}]
[null,null,6741,null,null,null,null,null,{"$error":"#DIV/0!"},null,null,null,null,null,{"$error":"#DIV/0!"},null,null,null,null,null,{"$error":"#DIV/0!"}]
[null,null,6745,null,null,null,null,null,{"$error":"#DIV/0!"},null,null,null,null,null,{"$error":"#DIV/0!"},null,null,null,null,null,{"$error":"#DIV/0!"}]
[null,null,6748,null,null,null,null,null,{"$error":"#DIV/0!"},null,null,null,null,null,{"$error":"#DIV/0!"},null,null,null,null,null,{"$error":"#DIV/0!"}]
[null,null,6751,null,null,null,null,null,{"$error":"#DIV/0!"},null,null,null,null,null,{"$error":"#DIV/0!"},null,null,null,null,null,{"$error":"#DIV/0!"}]
[null,null,6752,null,null,null,null,null,{"$error":"#DIV/0!"},null,null,null,null,null,{"$error":"#DIV/0!"},null,null,null,null,null,{"$error":"#DIV/0!"}]
[null,null,6755,null,null,null,null,null,{"$error":"#DIV/0!"},null,null,null,null,null,{"$error":"#DIV/0!"},null,null,null,null,null,{"$error":"#DIV/0!"}]
[null,null,6759,null,null,null,null,null,{"$error":"#DIV/0!"},null,null,null,null,null,{"$error":"#DIV/0!"},null,null,null,null,null,{"$error":"#DIV/0!"}]
[null,null,6763,null,null,null,null,null,{"$error":"#DIV/0!"},null,null,null,null,null,{"$error":"#DIV/0!"},null,null,null,null,null,{"$error":"#DIV/0!"}]
[null,null,6766,null,null,null,null,null,{"$error":"#DIV/0!"},null,null,null,null,null,{"$error":"#DIV/0!"},null,null,null,null,null,{"$error":"#DIV/0!"}]
[null,null,6770,null,null,null,null,null,{"$error":"#DIV/0!"},null,null,null,null,null,{"$error":"#DIV/0!"},null,null,null,null,null,{"$error":"#DIV/0!"}]
[null,null,6773,null,null,null,null,null,{"$error":"#DIV/0!"},null,null,null,null,null,{"$error":"#DIV/0!"},null,null,null,null,null,{"$error":"#DIV/0!"}]
[null,null,6774,null,null,null,null,null,{"$error":"#DIV/0!"},null,null,null,null,null,{"$error":"#DIV/0!"},null,null,null,null,null,{"$error":"#DIV/0!"}]
[null,null,6780,null,null,null,null,null,{"$error":"#DIV/0!"},null,null,null,null,null,{"$error":"#DIV/0!"},null,null,null,null,null,{"$error":"#DIV/0!"}]
[null,null,6781,null,null,null,null,null,{"$error":"#DIV/0!"},null,null,null,null,null,{"$error":"#DIV/0!"},null,null,null,null,null,{"$error":"#DIV/0!"}]
[null,null,6785,null,null,null,null,null,{"$error":"#DIV/0!"},null,null,null,null,null,{"$error":"#DIV/0!"},null,null,null,null,null,{"$error":"#DIV/0!"}]
[null,null,6788,null,null,null,null,null,{"$error":"#DIV/0!"},null,null,null,null,null,{"$error":"#DIV/0!"},null,null,null,null,null,{"$error":"#DIV/0!"}]
[null,null,6791,null,null,null,null,null,{"$error":"#DIV/0!"},null,null,null,null,null,{"$error":"#DIV/0!"},null,null,null,null,null,{"$error":"#DIV/0!"}]
[null,null,6795,null,null,null,null,null,{"$error":"#DIV/0!"},null,null,null,null,null,{"$error":"#DIV/0!"},null,null,null,null,null,{"$error":"#DIV/0!"}]
[null,null,6797,null,null,null,null,null,{"$error":"#DIV/0!"},null,null,null,null,null,{"$error":"#DIV/0!"},null,null,null,null,null,{"$error":"#DIV/0!"}]
[null,null,6800,null,null,null,null,null,{"$error":"#DIV/0!"},null,null,null,null,null,{"$error":"#DIV/0!"},null,null,null,null,null,{"$error":"#DIV/0!"}]
[null,null,6803,null,null,null,null,null,{"$error":"#DIV/0!"},null,null,null,null,null,{"$error":"#DIV/0!"},null,null,null,null,null,{"$error":"#DIV/0!"}]
[null,null,6806,null,null,null,null,null,{"$error":"#DIV/0!"},null,null,null,null,null,{"$error":"#DIV/0!"},null,null,null,null,null,{"$error":"#DIV/0!"}]
[null,null,6810,null,null,null,null,null,{"$error":"#DIV/0!"},null,null,null,null,null,{"$error":"#DIV/0!"},null,null,null,null,null,{"$error":"#DIV/0!"}]
[null,null,6813,null,null,null,null,null,{"$error":"#DIV/0!"},null,null,null,null,null,{"$error":"#DIV/0!"},null,null,null,null,null,{"$error":"#DIV/0!"}]
[null,null,6816,null,null,null,null,null,{"$error":"#DIV/0!"},null,null,null,null,null,{"$error":"#DIV/0!"},null,null,null,null,null,{"$error":"#DIV/0!"}]
[null,null,6818,null,null,null,null,null,{"$error":"#DIV/0!"},null,null,null,null,null,{"$error":"#DIV/0!"},null,null,null,null,null,{"$error":"#DIV/0!"}]
[null,null,6824,null,null,null,null,null,{"$error":"#DIV/0!"},null,null,null,null,null,{"$error":"#DIV/0!"},null,null,null,null,null,{"$error":"#DIV/0!"}]
[null,null,6825,null,null,null,null,null,{"$error":"#DIV/0!"},null,null,null,null,null,{"$error":"#DIV/0!"},null,null,null,null,null,{"$error":"#DIV/0!"}]
[null,null,6828,null,null,null,null,null,{"$error":"#DIV/0!"},null,null,null,null,null,{"$error":"#DIV/0!"},null,null,null,null,null,{"$error":"#DIV/0!"}]
[null,null,6831,null,null,null,null,null,{"$error":"#DIV/0!"},null,null,null,null,null,{"$error":"#DIV/0!"},null,null,null,null,null,{"$error":"#DIV/0!"}]
[null,null,6835,null,null,null,null,null,{"$error":"#DIV/0!"},null,null,null,null,null,{"$error":"#DIV/0!"},null,null,null,null,null,{"$error":"#DIV/0!"}]
[null,null,6839,null,null,null,null,null,{"$error":"#DIV/0!"},null,null,null,null,null,{"$error":"#DIV/0!"},null,null,null,null,null,{"$error":"#DIV/0!"}]
[null,null,6843,null,null,null,null,null,{"$error":"#DIV/0!"},null,null,null,null,null,{"$error":"#DIV/0!"},null,null,null,null,null,{"$error":"#DIV/0!"}]
[null,null,6846,null,null,null,null,null,{"$error":"#DIV/0!"},null,null,null,null,null,{"$error":"#DIV/0!"},null,null,null,null,null,{"$error":"#DIV/0!"}]
[null,null,6849,null,null,null,null,null,{"$error":"#DIV/0!"},null,null,null,null,null,{"$error":"#DIV/0!"},null,null,null,null,null,{"$error":"#DIV/0!"}]
[null,null,6850,null,null,null,null,null,{"$f":"IF(SUMPRODUCT(D6901:H6901,$Z$15:$AD$15/$H$20)=0,\"\",SUMPRODUCT(D6901:H6901,$Z$15:$AD$15/$H$20))","v":{"$error":"#DIV/0!"}},null,null,null,null,null,{"$f":"IF(SUMPRODUCT(J6901:N6901,$Z$22:$AD$22/$H$27)=0,\"\",SUMPRODUCT(J6901:N6901,$Z$22:$AD$22/$H$27))","v":{"$error":"#DIV/0!"}},null,null,null,null,null,{"$f":"IF(SUMPRODUCT(P6901:T6901,$Z$29:$AD$29/$H$34)=0,\"\",SUMPRODUCT(P6901:T6901,$Z$29:$AD$29/$H$34))","v":{"$error":"#DIV/0!"}}]
[null,null,6853,null,null,null,null,null,{"$error":"#DIV/0!"},null,null,null,null,null,{"$error":"#DIV/0!"},null,null,null,null,null,{"$error":"#DIV/0!"}]
[null,null,6856,null,null,null,null,null,{"$error":"#DIV/0!"},null,null,null,null,null,{"$error":"#DIV/0!"},null,null,null,null,null,{"$error":"#DIV/0!"}]
[null,null,6860,null,null,null,null,null,{"$error":"#DIV/0!"},null,null,null,null,null,{"$error":"#DIV/0!"},null,null,null,null,null,{"$error":"#DIV/0!"}]
[null,null,6864,null,null,null,null,null,{"$error":"#DIV/0!"},null,null,null,null,null,{"$error":"#DIV/0!"},null,null,null,null,null,{"$error":"#DIV/0!"}]
[null,null,6868,null,null,null,null,null,{"$error":"#DIV/0!"},null,null,null,null,null,{"$error":"#DIV/0!"},null,null,null,null,null,{"$error":"#DIV/0!"}]
[null,null,6871,null,null,null,null,null,{"$error":"#DIV/0!"},null,null,null,null,null,{"$error":"#DIV/0!"},null,null,null,null,null,{"$error":"#DIV/0!"}]
[null,null,6874,null,null,null,null,null,{"$error":"#DIV/0!"},null,null,null,null,null,{"$error":"#DIV/0!"},null,null,null,null,null,{"$error":"#DIV/0!"}]
[null,null,6875,null,null,null,null,null,{"$error":"#DIV/0!"},null,null,null,null,null,{"$error":"#DIV/0!"},null,null,null,null,null,{"$error":"#DIV/0!"}]
[null,null,6881,null,null,null,null,null,{"$error":"#DIV/0!"},null,null,null,null,null,{"$error":"#DIV/0!"},null,null,null,null,null,{"$error":"#DIV/0!"}]
[null,null,6883,null,null,null,null,null,{"$error":"#DIV/0!"},null,null,null,null,null,{"$error":"#DIV/0!"},null,null,null,null,null,{"$error":"#DIV/0!"}]
[null,null,6886,null,null,null,null,null,{"$error":"#DIV/0!"},null,null,null,null,null,{"$error":"#DIV/0!"},null,null,null,null,null,{"$error":"#DIV/0!"}]
[null,null,6889,null,null,null,null,null,{"$error":"#DIV/0!"},null,null,null,null,null,{"$error":"#DIV/0!"},null,null,null,null,null,{"$error":"#DIV/0!"}]
[null,null,6893,null,null,null,null,null,{"$error":"#DIV/0!"},null,null,null,null,null,{"$error":"#DIV/0!"},null,null,null,null,null,{"$error":"#DIV/0!"}]
[null,null,6896,null,null,null,null,null,{"$error":"#DIV/0!"},null,null,null,null,null,{"$error":"#DIV/0!"},null,null,null,null,null,{"$error":"#DIV/0!"}]
[null,null,6899,null,null,null,null,null,{"$error":"#DIV/0!"},null,null,null,null,null,{"$error":"#DIV/0!"},null,null,null,null,null,{"$error":"#DIV/0!"}]
[null,null,6902,null,null,null,null,null,{"$error":"#DIV/0!"},null,null,null,null,null,{"$error":"#DIV/0!"},null,null,null,null,null,{"$error":"#DIV/0!"}]
[null,null,6904,null,null,null,null,null,{"$error":"#DIV/0!"},null,null,null,null,null,{"$error":"#DIV/0!"},null,null,null,null,null,{"$error":"#DIV/0!"}]
[null,null,6908,null,null,null,null,null,{"$error":"#DIV/0!"},null,null,null,null,null,{"$error":"#DIV/0!"},null,null,null,null,null,{"$error":"#DIV/0!"}]
[null,null,6911,null,null,null,null,null,{"$error":"#DIV/0!"},null,null,null,null,null,{"$error":"#DIV/0!"},null,null,null,null,null,{"$error":"#DIV/0!"}]
[null,null,6914,null,null,null,null,null,{"$f":"IF(SUMPRODUCT(D6965:H6965,$Z$15:$AD$15/$H$20)=0,\"\",SUMPRODUCT(D6965:H6965,$Z$15:$AD$15/$H$20))","v":{"$error":"#DIV/0!"}},null,null,null,null,null,{"$f":"IF(SUMPRODUCT(J6965:N6965,$Z$22:$AD$22/$H$27)=0,\"\",SUMPRODUCT(J6965:N6965,$Z$22:$AD$22/$H$27))","v":{"$error":"#DIV/0!"}},null,null,null,null,null,{"$f":"IF(SUMPRODUCT(P6965:T6965,$Z$29:$AD$29/$H$34)=0,\"\",SUMPRODUCT(P6965:T6965,$Z$29:$AD$29/$H$34))","v":{"$error":"#DIV/0!"}}]
[null,null,6918,null,null,null,null,null,{"$error":"#DIV/0!"},null,null,null,null,null,{"$error":"#DIV/0!"},null,null,null,null,null,{"$error":"#DIV/0!"}]
[null,null,6919,null,null,null,null,null,{"$error":"#DIV/0!"},null,null,null,null,null,{"$error":"#DIV/0!"},null,null,null,null,null,{"$error":"#DIV/0!"}]
[null,null,6925,null,null,null,null,null,{"$error":"#DIV/0!"},null,null,null,null,null,{"$error":"#DIV/0!"},null,null,null,null,null,{"$error":"#DIV/0!"}]
[null,null,6926,null,null,null,null,null,{"$error":"#DIV/0!"},null,null,null,null,null,{"$error":"#DIV/0!"},null,null,null,null,null,{"$error":"#DIV/0!"}]
[null,null,6929,null,null,null,null,null,{"$error":"#DIV/0!"},null,null,null,null,null,{"$error":"#DIV/0!"},null,null,null,null,null,{"$error":"#DIV/0!"}]
[null,null,6933,null,null,null,null,null,{"$error":"#DIV/0!"},null,null,null,null,null,{"$error":"#DIV/0!"},null,null,null,null,null,{"$error":"#DIV/0!"}]
[null,null,6936,null,null,null,null,null,{"$error":"#DIV/0!"},null,null,null,null,null,{"$error":"#DIV/0!"},null,null,null,null,null,{"$error":"#DIV/0!"}]
[null,null,6940,null,null,null,null,null,{"$error":"#DIV/0!"},null,null,null,null,null,{"$error":"#DIV/0!"},null,null,null,null,null,{"$error":"#DIV/0!"}]
[null,null,6944,null,null,null,null,null,{"$error":"#DIV/0!"},null,null,null,null,null,{"$error":"#DIV/0!"},null,null,null,null,null,{"$error":"#DIV/0!"}]
[null,null,6947,null,null,null,null,null,{"$error":"#DIV/0!"},null,null,null,null,null,{"$error":"#DIV/0!"},null,null,null,null,null,{"$error":"#DIV/0!"}]
[null,null,6948,null,null,null,null,null,{"$error":"#DIV/0!"},null,null,null,null,null,{"$error":"#DIV/0!"},null,null,null,null,null,{"$error":"#DIV/0!"}]
[null,null,6951,null,null,null,null,null,{"$error":"#DIV/0!"},null,null,null,null,null,{"$error":"#DIV/0!"},null,null,null,null,null,{"$error":"#DIV/0!"}]
[null,null,6954,null,null,null,null,null,{"$error":"#DIV/0!"},null,null,null,null,null,{"$error":"#DIV/0!"},null,null,null,null,null,{"$error":"#DIV/0!"}]
[null,null,6958,null,null,null,null,null,{"$error":"#DIV/0!"},null,null,null,null,null,{"$error":"#DIV/0!"},null,null,null,null,null,{"$error":"#DIV/0!"}]
[null,null,6961,null,null,null,null,null,{"$error":"#DIV/0!"},null,null,null,null,null,{"$error":"#DIV/0!"},null,null,null,null,null,{"$error":"#DIV/0!"}]
[null,null,6965,null,null,null,null,null,{"$error":"#DIV/0!"},null,null,null,null,null,{"$error":"#DIV/0!"},null,null,null,null,null,{"$error":"#DIV/0!"}]
[null,null,6969,null,null,null,null,null,{"$error":"#DIV/0!"},null,null,null,null,null,{"$error":"#DIV/0!"},null,null,null,null,null,{"$error":"#DIV/0!"}]
[null,null,6972,null,null,null,null,null,{"$error":"#DIV/0!"},null,null,null,null,null,{"$error":"#DIV/0!"},null,null,null,null,null,{"$error":"#DIV/0!"}]
[null,null,6973,null,null,null,null,null,{"$error":"#DIV/0!"},null,null,null,null,null,{"$error":"#DIV/0!"},null,null,null,null,null,{"$error":"#DIV/0!"}]
[null,null,6976,null,null,null,null,null,{"$error":"#DIV/0!"},null,null,null,null,null,{"$error":"#DIV/0!"},null,null,null,null,null,{"$error":"#DIV/0!"}]
[null,null,6982,null,null,null,null,null,{"$error":"#DIV/0!"},null,null,null,null,null,{"$error":"#DIV/0!"},null,null,null,null,null,{"$error":"#DIV/0!"}]
[null,null,6984,null,null,null,null,null,{"$error":"#DIV/0!"},null,null,null,null,null,{"$error":"#DIV/0!"},null,null,null,null,null,{"$error":"#DIV/0!"}]
[null,null,6987,null,null,null,null,null,{"$error":"#DIV/0!"},null,null,null,null,null,{"$error":"#DIV/0!"},null,null,null,null,null,{"$error":"#DIV/0!"}]
[null,null,6990,null,null,null,null,null,{"$error":"#DIV/0!"},null,null,null,null,null,{"$error":"#DIV/0!"},null,null,null,null,null,{"$error":"#DIV/0!"}]
[null,null,6994,null,null,null,null,null,{"$error":"#DIV/0!"},null,null,null,null,null,{"$error":"#DIV/0!"},null,null,null,null,null,{"$error":"#DIV/0!"}]
[null,null,6997,null,null,null,null,null,{"$error":"#DIV/0!"},null,null,null,null,null,{"$error":"#DIV/0!"},null,null,null,null,null,{"$error":"#DIV/0!"}]
[null,null,6998,null,null,null,null,null,{"$error":"#DIV/0!"},null,null,null,null,null,{"$error":"#DIV/0!"},null,null,null,null,null,{"$error":"#DIV/0!"}]
[null,null,7003,null,null,null,null,null,{"$error":"#DIV/0!"},null,null,null,null,null,{"$error":"#DIV/0!"},null,null,null,null,null,{"$error":"#DIV/0!"}]
[null,null,7005,null,null,null,null,null,{"$error":"#DIV/0!"},null,null,null,null,null,{"$error":"#DIV/0!"},null,null,null,null,null,{"$error":"#DIV/0!"}]
[null,null,7009,null,null,null,null,null,{"$error":"#DIV/0!"},null,null,null,null,null,{"$error":"#DIV/0!"},null,null,null,null,null,{"$error":"#DIV/0!"}]
[null,null,7012,null,null,null,null,null,{"$error":"#DIV/0!"},null,null,null,null,null,{"$error":"#DIV/0!"},null,null,null,null,null,{"$error":"#DIV/0!"}]
[null,null,7016,null,null,null,null,null,{"$error":"#DIV/0!"},null,null,null,null,null,{"$error":"#DIV/0!"},null,null,null,null,null,{"$error":"#DIV/0!"}]
[null,null,7019,null,null,null,null,null,{"$error":"#DIV/0!"},null,null,null,null,null,{"$error":"#DIV/0!"},null,null,null,null,null,{"$error":"#DIV/0!"}]
[null,null,7020,null,null,null,null,null,{"$error":"#DIV/0!"},null,null,null,null,null,{"$error":"#DIV/0!"},null,null,null,null,null,{"$error":"#DIV/0!"}]
[null,null,7024,null,null,null,null,null,{"$error":"#DIV/0!"},null,null,null,null,null,{"$error":"#DIV/0!"},null,null,null,null,null,{"$error":"#DIV/0!"}]
[null,null,7027,null,null,null,null,null,{"$error":"#DIV/0!"},null,null,null,null,null,{"$error":"#DIV/0!"},null,null,null,null,null,{"$error":"#DIV/0!"}]
[null,null,7030,null,null,null,null,null,{"$error":"#DIV/0!"},null,null,null,null,null,{"$error":"#DIV/0!"},null,null,null,null,null,{"$error":"#DIV/0!"}]
[null,null,7034,null,null,null,null,null,{"$error":"#DIV/0!"},null,null,null,null,null,{"$error":"#DIV/0!"},null,null,null,null,null,{"$error":"#DIV/0!"}]
[null,null,7037,null,null,null,null,null,{"$error":"#DIV/0!"},null,null,null,null,null,{"$error":"#DIV/0!"},null,null,null,null,null,{"$error":"#DIV/0!"}]
[null,null,7041,null,null,null,null,null,{"$error":"#DIV/0!"},null,null,null,null,null,{"$error":"#DIV/0!"},null,null,null,null,null,{"$error":"#DIV/0!"}]
[null,null,7045,null,null,null,null,null,{"$error":"#DIV/0!"},null,null,null,null,null,{"$error":"#DIV/0!"},null,null,null,null,null,{"$error":"#DIV/0!"}]
[null,null,7048,null,null,null,null,null,{"$error":"#DIV/0!"},null,null,null,null,null,{"$error":"#DIV/0!"},null,null,null,null,null,{"$error":"#DIV/0!"}]
[null,null,7049,null,null,null,null,null,{"$error":"#DIV/0!"},null,null,null,null,null,{"$error":"#DIV/0!"},null,null,null,null,null,{"$error":"#DIV/0!"}]
[null,null,7052,null,null,null,null,null,{"$error":"#DIV/0!"},null,null,null,null,null,{"$error":"#DIV/0!"},null,null,null,null,null,{"$error":"#DIV/0!"}]
[null,null,7056,null,null,null,null,null,{"$error":"#DIV/0!"},null,null,null,null,null,{"$error":"#DIV/0!"},null,null,null,null,null,{"$error":"#DIV/0!"}]
[null,null,7059,null,null,null,null,null,{"$error":"#DIV/0!"},null,null,null,null,null,{"$error":"#DIV/0!"},null,null,null,null,null,{"$error":"#DIV/0!"}]
[null,null,7062,null,null,null,null,null,{"$error":"#DIV/0!"},null,null,null,null,null,{"$error":"#DIV/0!"},null,null,null,null,null,{"$error":"#DIV/0!"}]
[null,null,7067,null,null,null,null,null,{"$error":"#DIV/0!"},null,null,null,null,null,{"$error":"#DIV/0!"},null,null,null,null,null,{"$error":"#DIV/0!"}]
[null,null,7070,null,null,null,null,null,{"$error":"#DIV/0!"},null,null,null,null,null,{"$error":"#DIV/0!"},null,null,null,null,null,{"$error":"#DIV/0!"}]
[null,null,7073,null,null,null,null,null,{"$error":"#DIV/0!"},null,null,null,null,null,{"$error":"#DIV/0!"},null,null,null,null,null,{"$error":"#DIV/0!"}]
[null,null,7074,null,null,null,null,null,{"$error":"#DIV/0!"},null,null,null,null,null,{"$error":"#DIV/0!"},null,null,null,null,null,{"$error":"#DIV/0!"}]
[null,null,7077,null,null,null,null,null,{"$error":"#DIV/0!"},null,null,null,null,null,{"$error":"#DIV/0!"},null,null,null,null,null,{"$error":"#DIV/0!"}]
[null,null,7081,null,null,null,null,null,{"$error":"#DIV/0!"},null,null,null,null,null,{"$error":"#DIV/0!"},null,null,null,null,null,{"$error":"#DIV/0!"}]
[null,null,7083,null,null,null,null,null,{"$error":"#DIV/0!"},null,null,null,null,null,{"$error":"#DIV/0!"},null,null,null,null,null,{"$error":"#DIV/0!"}]
[null,null,7088,null,null,null,null,null,{"$error":"#DIV/0!"},null,null,null,null,null,{"$error":"#DIV/0!"},null,null,null,null,null,{"$error":"#DIV/0!"}]
[null,null,7092,null,null,null,null,null,{"$error":"#DIV/0!"},null,null,null,null,null,{"$error":"#DIV/0!"},null,null,null,null,null,{"$error":"#DIV/0!"}]
[null,null,7095,null,null,null,null,null,{"$error":"#DIV/0!"},null,null,null,null,null,{"$error":"#DIV/0!"},null,null,null,null,null,{"$error":"#DIV/0!"}]
[null,null,7098,null,null,null,null,null,{"$error":"#DIV/0!"},null,null,null,null,null,{"$error":"#DIV/0!"},null,null,null,null,null,{"$error":"#DIV/0!"}]
[null,null,7099,null,null,null,null,null,{"$error":"#DIV/0!"},null,null,null,null,null,{"$error":"#DIV/0!"},null,null,null,null,null,{"$error":"#DIV/0!"}]
[null,null,7104,null,null,null,null,null,{"$error":"#DIV/0!"},null,null,null,null,null,{"$error":"#DIV/0!"},null,null,null,null,null,{"$error":"#DIV/0!"}]
[null,null,7107,null,null,null,null,null,{"$error":"#DIV/0!"},null,null,null,null,null,{"$error":"#DIV/0!"},null,null,null,null,null,{"$error":"#DIV/0!"}]
[null,null,7110,null,null,null,null,null,{"$error":"#DIV/0!"},null,null,null,null,null,{"$error":"#DIV/0!"},null,null,null,null,null,{"$error":"#DIV/0!"}]
[null,null,7113,null,null,null,null,null,{"$error":"#DIV/0!"},null,null,null,null,null,{"$error":"#DIV/0!"},null,null,null,null,null,{"$error":"#DIV/0!"}]
[null,null,7117,null,null,null,null,null,{"$error":"#DIV/0!"},null,null,null,null,null,{"$error":"#DIV/0!"},null,null,null,null,null,{"$error":"#DIV/0!"}]
[null,null,7120,null,null,null,null,null,{"$error":"#DIV/0!"},null,null,null,null,null,{"$error":"#DIV/0!"},null,null,null,null,null,{"$error":"#DIV/0!"}]
[null,null,7121,null,null,null,null,null,{"$error":"#DIV/0!"},null,null,null,null,null,{"$error":"#DIV/0!"},null,null,null,null,null,{"$error":"#DIV/0!"}]
[null,null,7125,null,null,null,null,null,{"$error":"#DIV/0!"},null,null,null,null,null,{"$error":"#DIV/0!"},null,null,null,null,null,{"$error":"#DIV/0!"}]
[null,null,7128,null,null,null,null,null,{"$error":"#DIV/0!"},null,null,null,null,null,{"$error":"#DIV/0!"},null,null,null,null,null,{"$error":"#DIV/0!"}]
[null,null,7132,null,null,null,null,null,{"$error":"#DIV/0!"},null,null,null,null,null,{"$error":"#DIV/0!"},null,null,null,null,null,{"$error":"#DIV/0!"}]
[null,null,7135,null,null,null,null,null,{"$error":"#DIV/0!"},null,null,null,null,null,{"$error":"#DIV/0!"},null,null,null,null,null,{"$error":"#DIV/0!"}]
[null,null,7138,null,null,null,null,null,{"$error":"#DIV/0!"},null,null,null,null,null,{"$error":"#DIV/0!"},null,null,null,null,null,{"$error":"#DIV/0!"}]
[null,null,7142,null,null,null,null,null,{"$error":"#DIV/0!"},null,null,null,null,null,{"$error":"#DIV/0!"},null,null,null,null,null,{"$error":"#DIV/0!"}]
[null,null,7146,null,null,null,null,null,{"$error":"#DIV/0!"},null,null,null,null,null,{"$error":"#DIV/0!"},null,null,null,null,null,{"$error":"#DIV/0!"}]
[null,null,7147,null,null,null,null,null,{"$error":"#DIV/0!"},null,null,null,null,null,{"$error":"#DIV/0!"},null,null,null,null,null,{"$error":"#DIV/0!"}]
[null,null,7150,null,null,null,null,null,{"$error":"#DIV/0!"},null,null,null,null,null,{"$error":"#DIV/0!"},null,null,null,null,null,{"$error":"#DIV/0!"}]
[null,null,7153,null,null,null,null,null,{"$error":"#DIV/0!"},null,null,null,null,null,{"$error":"#DIV/0!"},null,null,null,null,null,{"$error":"#DIV/0!"}]
[null,null,7157,null,null,null,null,null,{"$error":"#DIV/0!"},null,null,null,null,null,{"$error":"#DIV/0!"},null,null,null,null,null,{"$error":"#DIV/0!"}]
[null,null,7160,null,null,null,null,null,{"$error":"#DIV/0!"},null,null,null,null,null,{"$error":"#DIV/0!"},null,null,null,null,null,{"$error":"#DIV/0!"}]
[null,null,7163,null,null,null,null,null,{"$error":"#DIV/0!"},null,null,null,null,null,{"$error":"#DIV/0!"},null,null,null,null,null,{"$error":"#DIV/0!"}]
[null,null,7168,null,null,null,null,null,{"$error":"#DIV/0!"},null,null,null,null,null,{"$error":"#DIV/0!"},null,null,null,null,null,{"$error":"#DIV/0!"}]
[null,null,7171,null,null,null,null,null,{"$error":"#DIV/0!"},null,null,null,null,null,{"$error":"#DIV/0!"},null,null,null,null,null,{"$error":"#DIV/0!"}]
[null,null,7172,null,null,null,null,null,{"$error":"#DIV/0!"},null,null,null,null,null,{"$error":"#DIV/0!"},null,null,null,null,null,{"$error":"#DIV/0!"}]
[null,null,7175,null,null,null,null,null,{"$error":"#DIV/0!"},null,null,null,null,null,{"$error":"#DIV/0!"},null,null,null,null,null,{"$error":"#DIV/0!"}]
[null,null,7178,null,null,null,null,null,{"$error":"#DIV/0!"},null,null,null,null,null,{"$error":"#DIV/0!"},null,null,null,null,null,{"$error":"#DIV/0!"}]
[null,null,7182,null,null,null,null,null,{"$error":"#DIV/0!"},null,null,null,null,null,{"$error":"#DIV/0!"},null,null,null,null,null,{"$error":"#DIV/0!"}]
[null,null,7184,null,null,null,null,null,{"$error":"#DIV/0!"},null,null,null,null,null,{"$error":"#DIV/0!"},null,null,null,null,null,{"$error":"#DIV/0!"}]
[null,null,7190,null,null,null,null,null,{"$error":"#DIV/0!"},null,null,null,null,null,{"$error":"#DIV/0!"},null,null,null,null,null,{"$error":"#DIV/0!"}]
[null,null,7193,null,null,null,null,null,{"$error":"#DIV/0!"},null,null,null,null,null,{"$error":"#DIV/0!"},null,null,null,null,null,{"$error":"#DIV/0!"}]
[null,null,7196,null,null,null,null,null,{"$error":"#DIV/0!"},null,null,null,null,null,{"$error":"#DIV/0!"},null,null,null,null,null,{"$error":"#DIV/0!"}]
[null,null,7197,null,null,null,null,null,{"$error":"#DIV/0!"},null,null,null,null,null,{"$error":"#DIV/0!"},null,null,null,null,null,{"$error":"#DIV/0!"}]
[null,null,7200,null,null,null,null,null,{"$error":"#DIV/0!"},null,null,null,null,null,{"$error":"#DIV/0!"},null,null,null,null,null,{"$error":"#DIV/0!"}]
[null,null,7205,null,null,null,null,null,{"$error":"#DIV/0!"},null,null,null,null,null,{"$error":"#DIV/0!"},null,null,null,null,null,{"$error":"#DIV/0!"}]
[null,null,7208,null,null,null,null,null,{"$error":"#DIV/0!"},null,null,null,null,null,{"$error":"#DIV/0!"},null,null,null,null,null,{"$error":"#DIV/0!"}]
[null,null,7211,null,null,null,null,null,{"$error":"#DIV/0!"},null,null,null,null,null,{"$error":"#DIV/0!"},null,null,null,null,null,{"$error":"#DIV/0!"}]
[null,null,7215,null,null,null,null,null,{"$error":"#DIV/0!"},null,null,null,null,null,{"$error":"#DIV/0!"},null,null,null,null,null,{"$error":"#DIV/0!"}]
[null,null,7218,null,null,null,null,null,{"$error":"#DIV/0!"},null,null,null,null,null,{"$error":"#DIV/0!"},null,null,null,null,null,{"$error":"#DIV/0!"}]
[null,null,7221,null,null,null,null,null,{"$error":"#DIV/0!"},null,null,null,null,null,{"$error":"#DIV/0!"},null,null,null,null,null,{"$error":"#DIV/0!"}]
[null,null,7222,null,null,null,null,null,{"$error":"#DIV/0!"},null,null,null,null,null,{"$error":"#DIV/0!"},null,null,null,null,null,{"$error":"#DIV/0!"}]
[null,null,7226,null,null,null,null,null,{"$error":"#DIV/0!"},null,null,null,null,null,{"$error":"#DIV/0!"},null,null,null,null,null,{"$error":"#DIV/0!"}]
[null,null,7230,null,null,null,null,null,{"$error":"#DIV/0!"},null,null,null,null,null,{"$error":"#DIV/0!"},null,null,null,null,null,{"$error":"#DIV/0!"}]
[null,null,7233,null,null,null,null,null,{"$error":"#DIV/0!"},null,null,null,null,null,{"$error":"#DIV/0!"},null,null,null,null,null,{"$error":"#DIV/0!"}]
[null,null,7236,null,null,null,null,null,{"$error":"#DIV/0!"},null,null,null,null,null,{"$error":"#DIV/0!"},null,null,null,null,null,{"$error":"#DIV/0!"}]
[null,null,7240,null,null,null,null,null,{"$error":"#DIV/0!"},null,null,null,null,null,{"$error":"#DIV/0!"},null,null,null,null,null,{"$error":"#DIV/0!"}]
[null,null,7243,null,null,null,null,null,{"$error":"#DIV/0!"},null,null,null,null,null,{"$error":"#DIV/0!"},null,null,null,null,null,{"$error":"#DIV/0!"}]
[null,null,7247,null,null,null,null,null,{"$error":"#DIV/0!"},null,null,null,null,null,{"$error":"#DIV/0!"},null,null,null,null,null,{"$error":"#DIV/0!"}]
[null,null,7248,null,null,null,null,null,{"$error":"#DIV/0!"},null,null,null,null,null,{"$error":"#DIV/0!"},null,null,null,null,null,{"$error":"#DIV/0!"}]
[null,null,7251,null,null,null,null,null,{"$error":"#DIV/0!"},null,null,null,null,null,{"$error":"#DIV/0!"},null,null,null,null,null,{"$error":"#DIV/0!"}]
[null,null,7255,null,null,null,null,null,{"$error":"#DIV/0!"},null,null,null,null,null,{"$error":"#DIV/0!"},null,null,null,null,null,{"$error":"#DIV/0!"}]
[null,null,7258,null,null,null,null,null,{"$error":"#DIV/0!"},null,null,null,null,null,{"$error":"#DIV/0!"},null,null,null,null,null,{"$error":"#DIV/0!"}]
[null,null,7261,null,null,null,null,null,{"$error":"#DIV/0!"},null,null,null,null,null,{"$error":"#DIV/0!"},null,null,null,null,null,{"$error":"#DIV/0!"}]
[null,null,7264,null,null,null,null,null,{"$error":"#DIV/0!"},null,null,null,null,null,{"$error":"#DIV/0!"},null,null,null,null,null,{"$error":"#DIV/0!"}]
[null,null,7269,null,null,null,null,null,{"$error":"#DIV/0!"},null,null,null,null,null,{"$error":"#DIV/0!"},null,null,null,null,null,{"$error":"#DIV/0!"}]
[null,null,7272,null,null,null,null,null,{"$error":"#DIV/0!"},null,null,null,null,null,{"$error":"#DIV/0!"},null,null,null,null,null,{"$error":"#DIV/0!"}]
[null,null,7273,null,null,null,null,null,{"$error":"#DIV/0!"},null,null,null,null,null,{"$error":"#DIV/0!"},null,null,null,null,null,{"$error":"#DIV/0!"}]
[null,null,7276,null,null,null,null,null,{"$error":"#DIV/0!"},null,null,null,null,null,{"$error":"#DIV/0!"},null,null,null,null,null,{"$error":"#DIV/0!"}]
[null,null,7280,null,null,null,null,null,{"$error":"#DIV/0!"},null,null,null,null,null,{"$error":"#DIV/0!"},null,null,null,null,null,{"$error":"#DIV/0!"}]
[null,null,7283,null,null,null,null,null,{"$error":"#DIV/0!"},null,null,null,null,null,{"$error":"#DIV/0!"},null,null,null,null,null,{"$error":"#DIV/0!"}]
[null,null,7285,null,null,null,null,null,{"$error":"#DIV/0!"},null,null,null,null,null,{"$error":"#DIV/0!"},null,null,null,null,null,{"$error":"#DIV/0!"}]
[null,null,7291,null,null,null,null,null,{"$error":"#DIV/0!"},null,null,null,null,null,{"$error":"#DIV/0!"},null,null,null,null,null,{"$error":"#DIV/0!"}]
[null,null,7294,null,null,null,null,null,{"$error":"#DIV/0!"},null,null,null,null,null,{"$error":"#DIV/0!"},null,null,null,null,null,{"$error":"#DIV/0!"}]
[null,null,7295,null,null,null,null,null,{"$error":"#DIV/0!"},null,null,null,null,null,{"$error":"#DIV/0!"},null,null,null,null,null,{"$error":"#DIV/0!"}]
[null,null,7298,null,null,null,null,null,{"$f":"IF(SUMPRODUCT(D7349:H7349,$Z$15:$AD$15/$H$20)=0,\"\",SUMPRODUCT(D7349:H7349,$Z$15:$AD$15/$H$20))","v":{"$error":"#DIV/0!"}},null,null,null,null,null,{"$f":"IF(SUMPRODUCT(J7349:N7349,$Z$22:$AD$22/$H$27)=0,\"\",SUMPRODUCT(J7349:N7349,$Z$22:$AD$22/$H$27))","v":{"$error":"#DIV/0!"}},null,null,null,null,null,{"$f":"IF(SUMPRODUCT(P7349:T7349,$Z$29:$AD$29/$H$34)=0,\"\",SUMPRODUCT(P7349:T7349,$Z$29:$AD$29/$H$34))","v":{"$error":"#DIV/0!"}}]
[null,null,7301,null,null,null,null,null,{"$error":"#DIV/0!"},null,null,null,null,null,{"$error":"#DIV/0!"},null,null,null,null,null,{"$error":"#DIV/0!"}]
[null,null,7306,null,null,null,null,null,{"$error":"#DIV/0!"},null,null,null,null,null,{"$error":"#DIV/0!"},null,null,null,null,null,{"$error":"#DIV/0!"}]
[null,null,7309,null,null,null,null,null,{"$error":"#DIV/0!"},null,null,null,null,null,{"$error":"#DIV/0!"},null,null,null,null,null,{"$error":"#DIV/0!"}]
[null,null,7312,null,null,null,null,null,{"$error":"#DIV/0!"},null,null,null,null,null,{"$error":"#DIV/0!"},null,null,null,null,null,{"$error":"#DIV/0!"}]
[null,null,7316,null,null,null,null,null,{"$error":"#DIV/0!"},null,null,null,null,null,{"$error":"#DIV/0!"},null,null,null,null,null,{"$error":"#DIV/0!"}]
[null,null,7319,null,null,null,null,null,{"$error":"#DIV/0!"},null,null,null,null,null,{"$error":"#DIV/0!"},null,null,null,null,null,{"$error":"#DIV/0!"}]
[null,null,7320,null,null,null,null,null,{"$error":"#DIV/0!"},null,null,null,null,null,{"$error":"#DIV/0!"},null,null,null,null,null,{"$error":"#DIV/0!"}]
[null,null,7323,null,null,null,null,null,{"$error":"#DIV/0!"},null,null,null,null,null,{"$error":"#DIV/0!"},null,null,null,null,null,{"$error":"#DIV/0!"}]
[null,null,7327,null,null,null,null,null,{"$error":"#DIV/0!"},null,null,null,null,null,{"$error":"#DIV/0!"},null,null,null,null,null,{"$error":"#DIV/0!"}]
[null,null,7331,null,null,null,null,null,{"$error":"#DIV/0!"},null,null,null,null,null,{"$error":"#DIV/0!"},null,null,null,null,null,{"$error":"#DIV/0!"}]
[null,null,7334,null,null,null,null,null,{"$error":"#DIV/0!"},null,null,null,null,null,{"$error":"#DIV/0!"},null,null,null,null,null,{"$error":"#DIV/0!"}]
[null,null,7338,null,null,null,null,null,{"$error":"#DIV/0!"},null,null,null,null,null,{"$error":"#DIV/0!"},null,null,null,null,null,{"$error":"#DIV/0!"}]
[null,null,7341,null,null,null,null,null,{"$error":"#DIV/0!"},null,null,null,null,null,{"$error":"#DIV/0!"},null,null,null,null,null,{"$error":"#DIV/0!"}]
[null,null,7344,null,null,null,null,null,{"$error":"#DIV/0!"},null,null,null,null,null,{"$error":"#DIV/0!"},null,null,null,null,null,{"$error":"#DIV/0!"}]
[null,null,7348,null,null,null,null,null,{"$error":"#DIV/0!"},null,null,null,null,null,{"$error":"#DIV/0!"},null,null,null,null,null,{"$error":"#DIV/0!"}]
[null,null,7349,null,null,null,null,null,{"$error":"#DIV/0!"},null,null,null,null,null,{"$error":"#DIV/0!"},null,null,null,null,null,{"$error":"#DIV/0!"}]
[null,null,7352,null,null,null,null,null,{"$error":"#DIV/0!"},null,null,null,null,null,{"$error":"#DIV/0!"},null,null,null,null,null,{"$error":"#DIV/0!"}]
[null,null,7356,null,null,null,null,null,{"$error":"#DIV/0!"},null,null,null,null,null,{"$error":"#DIV/0!"},null,null,null,null,null,{"$error":"#DIV/0!"}]
[null,null,7359,null,null,null,null,null,{"$error":"#DIV/0!"},null,null,null,null,null,{"$error":"#DIV/0!"},null,null,null,null,null,{"$error":"#DIV/0!"}]
[null,null,7363,null,null,null,null,null,{"$error":"#DIV/0!"},null,null,null,null,null,{"$error":"#DIV/0!"},null,null,null,null,null,{"$error":"#DIV/0!"}]
[null,null,7366,null,null,null,null,null,{"$error":"#DIV/0!"},null,null,null,null,null,{"$error":"#DIV/0!"},null,null,null,null,null,{"$error":"#DIV/0!"}]
[null,null,7369,null,null,null,null,null,{"$error":"#DIV/0!"},null,null,null,null,null,{"$error":"#DIV/0!"},null,null,null,null,null,{"$error":"#DIV/0!"}]
[null,null,7371,null,null,null,null,null,{"$error":"#DIV/0!"},null,null,null,null,null,{"$error":"#DIV/0!"},null,null,null,null,null,{"$error":"#DIV/0!"}]
[null,null,7374,null,null,null,null,null,{"$error":"#DIV/0!"},null,null,null,null,null,{"$error":"#DIV/0!"},null,null,null,null,null,{"$error":"#DIV/0!"}]
[null,null,7377,null,null,null,null,null,{"$error":"#DIV/0!"},null,null,null,null,null,{"$error":"#DIV/0!"},null,null,null,null,null,{"$error":"#DIV/0!"}]
[null,null,7381,null,null,null,null,null,{"$error":"#DIV/0!"},null,null,null,null,null,{"$error":"#DIV/0!"},null,null,null,null,null,{"$error":"#DIV/0!"}]
[null,null,7384,null,null,null,null,null,{"$error":"#DIV/0!"},null,null,null,null,null,{"$error":"#DIV/0!"},null,null,null,null,null,{"$error":"#DIV/0!"}]
[null,null,7386,null,null,null,null,null,{"$error":"#DIV/0!"},null,null,null,null,null,{"$error":"#DIV/0!"},null,null,null,null,null,{"$error":"#DIV/0!"}]
[null,null,7392,null,null,null,null,null,{"$error":"#DIV/0!"},null,null,null,null,null,{"$error":"#DIV/0!"},null,null,null,null,null,{"$error":"#DIV/0!"}]
[null,null,7395,null,null,null,null,null,{"$error":"#DIV/0!"},null,null,null,null,null,{"$error":"#DIV/0!"},null,null,null,null,null,{"$error":"#DIV/0!"}]
[null,null,7396,null,null,null,null,null,{"$error":"#DIV/0!"},null,null,null,null,null,{"$error":"#DIV/0!"},null,null,null,null,null,{"$error":"#DIV/0!"}]
[null,null,7399,null,null,null,null,null,{"$error":"#DIV/0!"},null,null,null,null,null,{"$error":"#DIV/0!"},null,null,null,null,null,{"$error":"#DIV/0!"}]
[null,null,7403,null,null,null,null,null,{"$error":"#DIV/0!"},null,null,null,null,null,{"$error":"#DIV/0!"},null,null,null,null,null,{"$error":"#DIV/0!"}]
[null,null,7407,null,null,null,null,null,{"$error":"#DIV/0!"},null,null,null,null,null,{"$error":"#DIV/0!"},null,null,null,null,null,{"$error":"#DIV/0!"}]
[null,null,7410,null,null,null,null,null,{"$error":"#DIV/0!"},null,null,null,null,null,{"$error":"#DIV/0!"},null,null,null,null,null,{"$error":"#DIV/0!"}]
[null,null,7414,null,null,null,null,null,{"$error":"#DIV/0!"},null,null,null,null,null,{"$error":"#DIV/0!"},null,null,null,null,null,{"$error":"#DIV/0!"}]
[null,null,7417,null,null,null,null,null,{"$error":"#DIV/0!"},null,null,null,null,null,{"$error":"#DIV/0!"},null,null,null,null,null,{"$error":"#DIV/0!"}]
[null,null,7420,null,null,null,null,null,{"$error":"#DIV/0!"},null,null,null,null,null,{"$error":"#DIV/0!"},null,null,null,null,null,{"$error":"#DIV/0!"}]
[null,null,7421,null,null,null,null,null,{"$error":"#DIV/0!"},null,null,null,null,null,{"$error":"#DIV/0!"},null,null,null,null,null,{"$error":"#DIV/0!"}]
[null,null,7424,null,null,null,null,null,{"$error":"#DIV/0!"},null,null,null,null,null,{"$error":"#DIV/0!"},null,null,null,null,null,{"$error":"#DIV/0!"}]
[null,null,7428,null,null,null,null,null,{"$error":"#DIV/0!"},null,null,null,null,null,{"$error":"#DIV/0!"},null,null,null,null,null,{"$error":"#DIV/0!"}]
[null,null,7432,null,null,null,null,null,{"$error":"#DIV/0!"},null,null,null,null,null,{"$error":"#DIV/0!"},null,null,null,null,null,{"$error":"#DIV/0!"}]
[null,null,7435,null,null,null,null,null,{"$error":"#DIV/0!"},null,null,null,null,null,{"$error":"#DIV/0!"},null,null,null,null,null,{"$error":"#DIV/0!"}]
[null,null,7439,null,null,null,null,null,{"$error":"#DIV/0!"},null,null,null,null,null,{"$error":"#DIV/0!"},null,null,null,null,null,{"$error":"#DIV/0!"}]
[null,null,7442,null,null,null,null,null,{"$error":"#DIV/0!"},null,null,null,null,null,{"$error":"#DIV/0!"},null,null,null,null,null,{"$error":"#DIV/0!"}]
[null,null,7443,null,null,null,null,null,{"$error":"#DIV/0!"},null,null,null,null,null,{"$error":"#DIV/0!"},null,null,null,null,null,{"$error":"#DIV/0!"}]
[null,null,7449,null,null,null,null,null,{"$error":"#DIV/0!"},null,null,null,null,null,{"$error":"#DIV/0!"},null,null,null,null,null,{"$error":"#DIV/0!"}]
[null,null,7450,null,null,null,null,null,{"$error":"#DIV/0!"},null,null,null,null,null,{"$error":"#DIV/0!"},null,null,null,null,null,{"$error":"#DIV/0!"}]
[null,null,7454,null,null,null,null,null,{"$error":"#DIV/0!"},null,null,null,null,null,{"$error":"#DIV/0!"},null,null,null,null,null,{"$error":"#DIV/0!"}]
[null,null,7457,null,null,null,null,null,{"$error":"#DIV/0!"},null,null,null,null,null,{"$error":"#DIV/0!"},null,null,null,null,null,{"$error":"#DIV/0!"}]
[null,null,7460,null,null,null,null,null,{"$error":"#DIV/0!"},null,null,null,null,null,{"$error":"#DIV/0!"},null,null,null,null,null,{"$error":"#DIV/0!"}]
[null,null,7464,null,null,null,null,null,{"$error":"#DIV/0!"},null,null,null,null,null,{"$error":"#DIV/0!"},null,null,null,null,null,{"$error":"#DIV/0!"}]
[null,null,7467,null,null,null,null,null,{"$error":"#DIV/0!"},null,null,null,null,null,{"$error":"#DIV/0!"},null,null,null,null,null,{"$error":"#DIV/0!"}]
[null,null,7470,null,null,null,null,null,{"$error":"#DIV/0!"},null,null,null,null,null,{"$error":"#DIV/0!"},null,null,null,null,null,{"$error":"#DIV/0!"}]
[null,null,7472,null,null,null,null,null,{"$error":"#DIV/0!"},null,null,null,null,null,{"$error":"#DIV/0!"},null,null,null,null,null,{"$error":"#DIV/0!"}]
[null,null,7475,null,null,null,null,null,{"$error":"#DIV/0!"},null,null,null,null,null,{"$error":"#DIV/0!"},null,null,null,null,null,{"$error":"#DIV/0!"}]
[null,null,7479,null,null,null,null,null,{"$error":"#DIV/0!"},null,null,null,null,null,{"$error":"#DIV/0!"},null,null,null,null,null,{"$error":"#DIV/0!"}]
[null,null,7482,null,null,null,null,null,{"$error":"#DIV/0!"},null,null,null,null,null,{"$error":"#DIV/0!"},null,null,null,null,null,{"$error":"#DIV/0!"}]
[null,null,7485,null,null,null,null,null,{"$error":"#DIV/0!"},null,null,null,null,null,{"$error":"#DIV/0!"},null,null,null,null,null,{"$error":"#DIV/0!"}]
[null,null,7487,null,null,null,null,null,{"$error":"#DIV/0!"},null,null,null,null,null,{"$error":"#DIV/0!"},null,null,null,null,null,{"$error":"#DIV/0!"}]
[null,null,7493,null,null,null,null,null,{"$error":"#DIV/0!"},null,null,null,null,null,{"$error":"#DIV/0!"},null,null,null,null,null,{"$error":"#DIV/0!"}]
[null,null,7494,null,null,null,null,null,{"$error":"#DIV/0!"},null,null,null,null,null,{"$error":"#DIV/0!"},null,null,null,null,null,{"$error":"#DIV/0!"}]
[null,null,7497,null,null,null,null,null,{"$error":"#DIV/0!"},null,null,null,null,null,{"$error":"#DIV/0!"},null,null,null,null,null,{"$error":"#DIV/0!"}]
[null,null,7500,null,null,null,null,null,{"$error":"#DIV/0!"},null,null,null,null,null,{"$error":"#DIV/0!"},null,null,null,null,null,{"$error":"#DIV/0!"}]
[null,null,7504,null,null,null,null,null,{"$error":"#DIV/0!"},null,null,null,null,null,{"$error":"#DIV/0!"},null,null,null,null,null,{"$error":"#DIV/0!"}]
[null,null,7507,null,null,null,null,null,{"$error":"#DIV/0!"},null,null,null,null,null,{"$error":"#DIV/0!"},null,null,null,null,null,{"$error":"#DIV/0!"}]
[null,null,7512,null,null,null,null,null,{"$error":"#DIV/0!"},null,null,null,null,null,{"$error":"#DIV/0!"},null,null,null,null,null,{"$error":"#DIV/0!"}]
[null,null,7515,null,null,null,null,null,{"$error":"#DIV/0!"},null,null,null,null,null,{"$error":"#DIV/0!"},null,null,null,null,null,{"$error":"#DIV/0!"}]
[null,null,7518,null,null,null,null,null,{"$error":"#DIV/0!"},null,null,null,null,null,{"$error":"#DIV/0!"},null,null,null,null,null,{"$error":"#DIV/0!"}]
[null,null,7519,null,null,null,null,null,{"$error":"#DIV/0!"},null,null,null,null,null,{"$error":"#DIV/0!"},null,null,null,null,null,{"$error":"#DIV/0!"}]
[null,null,7522,null,null,null,null,null,{"$error":"#DIV/0!"},null,null,null,null,null,{"$error":"#DIV/0!"},null,null,null,null,null,{"$error":"#DIV/0!"}]
[null,null,7525,null,null,null,null,null,{"$error":"#DIV/0!"},null,null,null,null,null,{"$error":"#DIV/0!"},null,null,null,null,null,{"$error":"#DIV/0!"}]
[null,null,7529,null,null,null,null,null,{"$error":"#DIV/0!"},null,null,null,null,null,{"$error":"#DIV/0!"},null,null,null,null,null,{"$error":"#DIV/0!"}]
[null,null,7533,null,null,null,null,null,{"$error":"#DIV/0!"},null,null,null,null,null,{"$error":"#DIV/0!"},null,null,null,null,null,{"$error":"#DIV/0!"}]
[null,null,7537,null,null,null,null,null,{"$error":"#DIV/0!"},null,null,null,null,null,{"$error":"#DIV/0!"},null,null,null,null,null,{"$error":"#DIV/0!"}]
[null,null,7540,null,null,null,null,null,{"$error":"#DIV/0!"},null,null,null,null,null,{"$error":"#DIV/0!"},null,null,null,null,null,{"$error":"#DIV/0!"}]
[null,null,7543,null,null,null,null,null,{"$error":"#DIV/0!"},null,null,null,null,null,{"$error":"#DIV/0!"},null,null,null,null,null,{"$error":"#DIV/0!"}]
[null,null,7544,null,null,null,null,null,{"$error":"#DIV/0!"},null,null,null,null,null,{"$error":"#DIV/0!"},null,null,null,null,null,{"$error":"#DIV/0!"}]
[null,null,7550,null,null,null,null,null,{"$error":"#DIV/0!"},null,null,null,null,null,{"$error":"#DIV/0!"},null,null,null,null,null,{"$error":"#DIV/0!"}]
[null,null,7551,null,null,null,null,null,{"$error":"#DIV/0!"},null,null,null,null,null,{"$error":"#DIV/0!"},null,null,null,null,null,{"$error":"#DIV/0!"}]
[null,null,7555,null,null,null,null,null,{"$error":"#DIV/0!"},null,null,null,null,null,{"$error":"#DIV/0!"},null,null,null,null,null,{"$error":"#DIV/0!"}]
[null,null,7558,null,null,null,null,null,{"$error":"#DIV/0!"},null,null,null,null,null,{"$error":"#DIV/0!"},null,null,null,null,null,{"$error":"#DIV/0!"}]
[null,null,7562,null,null,null,null,null,{"$error":"#DIV/0!"},null,null,null,null,null,{"$error":"#DIV/0!"},null,null,null,null,null,{"$error":"#DIV/0!"}]
[null,null,7565,null,null,null,null,null,{"$error":"#DIV/0!"},null,null,null,null,null,{"$error":"#DIV/0!"},null,null,null,null,null,{"$error":"#DIV/0!"}]
[null,null,7568,null,null,null,null,null,{"$error":"#DIV/0!"},null,null,null,null,null,{"$error":"#DIV/0!"},null,null,null,null,null,{"$error":"#DIV/0!"}]
[null,null,7571,null,null,null,null,null,{"$error":"#DIV/0!"},null,null,null,null,null,{"$error":"#DIV/0!"},null,null,null,null,null,{"$error":"#DIV/0!"}]
[null,null,7573,null,null,null,null,null,{"$error":"#DIV/0!"},null,null,null,null,null,{"$error":"#DIV/0!"},null,null,null,null,null,{"$error":"#DIV/0!"}]
[null,null,7577,null,null,null,null,null,{"$error":"#DIV/0!"},null,null,null,null,null,{"$error":"#DIV/0!"},null,null,null,null,null,{"$error":"#DIV/0!"}]
[null,null,7580,null,null,null,null,null,{"$error":"#DIV/0!"},null,null,null,null,null,{"$error":"#DIV/0!"},null,null,null,null,null,{"$error":"#DIV/0!"}]
[null,null,7583,null,null,null,null,null,{"$error":"#DIV/0!"},null,null,null,null,null,{"$error":"#DIV/0!"},null,null,null,null,null,{"$error":"#DIV/0!"}]
[null,null,7587,null,null,null,null,null,{"$error":"#DIV/0!"},null,null,null,null,null,{"$error":"#DIV/0!"},null,null,null,null,null,{"$error":"#DIV/0!"}]
[null,null,7588,null,null,null,null,null,{"$error":"#DIV/0!"},null,null,null,null,null,{"$error":"#DIV/0!"},null,null,null,null,null,{"$error":"#DIV/0!"}]
[null,null,7594,null,null,null,null,null,{"$error":"#DIV/0!"},null,null,null,null,null,{"$error":"#DIV/0!"},null,null,null,null,null,{"$error":"#DIV/0!"}]
[null,null,7595,null,null,null,null,null,{"$error":"#DIV/0!"},null,null,null,null,null,{"$error":"#DIV/0!"},null,null,null,null,null,{"$error":"#DIV/0!"}]
[null,null,7598,null,null,null,null,null,{"$error":"#DIV/0!"},null,null,null,null,null,{"$error":"#DIV/0!"},null,null,null,null,null,{"$error":"#DIV/0!"}]
[null,null,7602,null,null,null,null,null,{"$error":"#DIV/0!"},null,null,null,null,null,{"$error":"#DIV/0!"},null,null,null,null,null,{"$error":"#DIV/0!"}]
[null,null,7605,null,null,null,null,null,{"$error":"#DIV/0!"},null,null,null,null,null,{"$error":"#DIV/0!"},null,null,null,null,null,{"$error":"#DIV/0!"}]
[null,null,7608,null,null,null,null,null,{"$error":"#DIV/0!"},null,null,null,null,null,{"$error":"#DIV/0!"},null,null,null,null,null,{"$error":"#DIV/0!"}]
[null,null,7613,null,null,null,null,null,{"$error":"#DIV/0!"},null,null,null,null,null,{"$error":"#DIV/0!"},null,null,null,null,null,{"$error":"#DIV/0!"}]
[null,null,7616,null,null,null,null,null,{"$error":"#DIV/0!"},null,null,null,null,null,{"$error":"#DIV/0!"},null,null,null,null,null,{"$error":"#DIV/0!"}]
[null,null,7617,null,null,null,null,null,{"$error":"#DIV/0!"},null,null,null,null,null,{"$error":"#DIV/0!"},null,null,null,null,null,{"$error":"#DIV/0!"}]
[null,null,7620,null,null,null,null,null,{"$error":"#DIV/0!"},null,null,null,null,null,{"$error":"#DIV/0!"},null,null,null,null,null,{"$error":"#DIV/0!"}]
[null,null,7623,null,null,null,null,null,{"$error":"#DIV/0!"},null,null,null,null,null,{"$error":"#DIV/0!"},null,null,null,null,null,{"$error":"#DIV/0!"}]
[null,null,7627,null,null,null,null,null,{"$error":"#DIV/0!"},null,null,null,null,null,{"$error":"#DIV/0!"},null,null,null,null,null,{"$error":"#DIV/0!"}]
[null,null,7630,null,null,null,null,null,{"$error":"#DIV/0!"},null,null,null,null,null,{"$error":"#DIV/0!"},null,null,null,null,null,{"$error":"#DIV/0!"}]
[null,null,7634,null,null,null,null,null,{"$error":"#DIV/0!"},null,null,null,null,null,{"$error":"#DIV/0!"},null,null,null,null,null,{"$error":"#DIV/0!"}]
[null,null,7638,null,null,null,null,null,{"$error":"#DIV/0!"},null,null,null,null,null,{"$error":"#DIV/0!"},null,null,null,null,null,{"$error":"#DIV/0!"}]
[null,null,7641,null,null,null,null,null,{"$error":"#DIV/0!"},null,null,null,null,null,{"$error":"#DIV/0!"},null,null,null,null,null,{"$error":"#DIV/0!"}]
[null,null,7642,null,null,null,null,null,{"$error":"#DIV/0!"},null,null,null,null,null,{"$error":"#DIV/0!"},null,null,null,null,null,{"$error":"#DIV/0!"}]
[null,null,7645,null,null,null,null,null,{"$error":"#DIV/0!"},null,null,null,null,null,{"$error":"#DIV/0!"},null,null,null,null,null,{"$error":"#DIV/0!"}]
[null,null,7648,null,null,null,null,null,{"$error":"#DIV/0!"},null,null,null,null,null,{"$error":"#DIV/0!"},null,null,null,null,null,{"$error":"#DIV/0!"}]
[null,null,7651,null,null,null,null,null,{"$error":"#DIV/0!"},null,null,null,null,null,{"$error":"#DIV/0!"},null,null,null,null,null,{"$error":"#DIV/0!"}]
[null,null,7656,null,null,null,null,null,{"$error":"#DIV/0!"},null,null,null,null,null,{"$error":"#DIV/0!"},null,null,null,null,null,{"$error":"#DIV/0!"}]
[null,null,7659,null,null,null,null,null,{"$error":"#DIV/0!"},null,null,null,null,null,{"$error":"#DIV/0!"},null,null,null,null,null,{"$error":"#DIV/0!"}]
[null,null,7663,null,null,null,null,null,{"$error":"#DIV/0!"},null,null,null,null,null,{"$error":"#DIV/0!"},null,null,null,null,null,{"$error":"#DIV/0!"}]
[null,null,7666,null,null,null,null,null,{"$error":"#DIV/0!"},null,null,null,null,null,{"$error":"#DIV/0!"},null,null,null,null,null,{"$error":"#DIV/0!"}]
[null,null,7667,null,null,null,null,null,{"$error":"#DIV/0!"},null,null,null,null,null,{"$error":"#DIV/0!"},null,null,null,null,null,{"$error":"#DIV/0!"}]
[null,null,7672,null,null,null,null,null,{"$error":"#DIV/0!"},null,null,null,null,null,{"$error":"#DIV/0!"},null,null,null,null,null,{"$error":"#DIV/0!"}]
[null,null,7674,null,null,null,null,null,{"$error":"#DIV/0!"},null,null,null,null,null,{"$error":"#DIV/0!"},null,null,null,null,null,{"$error":"#DIV/0!"}]
[null,null,7678,null,null,null,null,null,{"$error":"#DIV/0!"},null,null,null,null,null,{"$error":"#DIV/0!"},null,null,null,null,null,{"$error":"#DIV/0!"}]
[null,null,7681,null,null,null,null,null,{"$error":"#DIV/0!"},null,null,null,null,null,{"$error":"#DIV/0!"},null,null,null,null,null,{"$error":"#DIV/0!"}]
[null,null,7685,null,null,null,null,null,{"$error":"#DIV/0!"},null,null,null,null,null,{"$error":"#DIV/0!"},null,null,null,null,null,{"$error":"#DIV/0!"}]
[null,null,7688,null,null,null,null,null,{"$error":"#DIV/0!"},null,null,null,null,null,{"$error":"#DIV/0!"},null,null,null,null,null,{"$error":"#DIV/0!"}]
[null,null,7689,null,null,null,null,null,{"$error":"#DIV/0!"},null,null,null,null,null,{"$error":"#DIV/0!"},null,null,null,null,null,{"$error":"#DIV/0!"}]
[null,null,7693,null,null,null,null,null,{"$error":"#DIV/0!"},null,null,null,null,null,{"$error":"#DIV/0!"},null,null,null,null,null,{"$error":"#DIV/0!"}]
[null,null,7696,null,null,null,null,null,{"$error":"#DIV/0!"},null,null,null,null,null,{"$error":"#DIV/0!"},null,null,null,null,null,{"$error":"#DIV/0!"}]
[null,null,7699,null,null,null,null,null,{"$error":"#DIV/0!"},null,null,null,null,null,{"$error":"#DIV/0!"},null,null,null,null,null,{"$error":"#DIV/0!"}]
[null,null,7703,null,null,null,null,null,{"$error":"#DIV/0!"},null,null,null,null,null,{"$error":"#DIV/0!"},null,null,null,null,null,{"$error":"#DIV/0!"}]
[null,null,7706,null,null,null,null,null,{"$error":"#DIV/0!"},null,null,null,null,null,{"$error":"#DIV/0!"},null,null,null,null,null,{"$error":"#DIV/0!"}]
[null,null,7710,null,null,null,null,null,{"$error":"#DIV/0!"},null,null,null,null,null,{"$error":"#DIV/0!"},null,null,null,null,null,{"$error":"#DIV/0!"}]
[null,null,7714,null,null,null,null,null,{"$error":"#DIV/0!"},null,null,null,null,null,{"$error":"#DIV/0!"},null,null,null,null,null,{"$error":"#DIV/0!"}]
[null,null,7717,null,null,null,null,null,{"$error":"#DIV/0!"},null,null,null,null,null,{"$error":"#DIV/0!"},null,null,null,null,null,{"$error":"#DIV/0!"}]
[null,null,7718,null,null,null,null,null,{"$error":"#DIV/0!"},null,null,null,null,null,{"$error":"#DIV/0!"},null,null,null,null,null,{"$error":"#DIV/0!"}]
[null,null,7721,null,null,null,null,null,{"$error":"#DIV/0!"},null,null,null,null,null,{"$error":"#DIV/0!"},null,null,null,null,null,{"$error":"#DIV/0!"}]
[null,null,7724,null,null,null,null,null,{"$error":"#DIV/0!"},null,null,null,null,null,{"$error":"#DIV/0!"},null,null,null,null,null,{"$error":"#DIV/0!"}]
[null,null,7728,null,null,null,null,null,{"$error":"#DIV/0!"},null,null,null,null,null,{"$error":"#DIV/0!"},null,null,null,null,null,{"$error":"#DIV/0!"}]
[null,null,7731,null,null,null,null,null,{"$error":"#DIV/0!"},null,null,null,null,null,{"$error":"#DIV/0!"},null,null,null,null,null,{"$error":"#DIV/0!"}]
[null,null,7736,null,null,null,null,null,{"$error":"#DIV/0!"},null,null,null,null,null,{"$error":"#DIV/0!"},null,null,null,null,null,{"$error":"#DIV/0!"}]
[null,null,7739,null,null,null,null,null,{"$error":"#DIV/0!"},null,null,null,null,null,{"$error":"#DIV/0!"},null,null,null,null,null,{"$error":"#DIV/0!"}]
[null,null,7742,null,null,null,null,null,{"$error":"#DIV/0!"},null,null,null,null,null,{"$error":"#DIV/0!"},null,null,null,null,null,{"$error":"#DIV/0!"}]
[null,null,7743,null,null,null,null,null,{"$error":"#DIV/0!"},null,null,null,null,null,{"$error":"#DIV/0!"},null,null,null,null,null,{"$error":"#DIV/0!"}]
[null,null,7746,null,null,null,null,null,{"$f":"IF(SUMPRODUCT(D7797:H7797,$Z$15:$AD$15/$H$20)=0,\"\",SUMPRODUCT(D7797:H7797,$Z$15:$AD$15/$H$20))","v":{"$error":"#DIV/0!"}},null,null,null,null,null,{"$f":"IF(SUMPRODUCT(J7797:N7797,$Z$22:$AD$22/$H$27)=0,\"\",SUMPRODUCT(J7797:N7797,$Z$22:$AD$22/$H$27))","v":{"$error":"#DIV/0!"}},null,null,null,null,null,{"$f":"IF(SUMPRODUCT(P7797:T7797,$Z$29:$AD$29/$H$34)=0,\"\",SUMPRODUCT(P7797:T7797,$Z$29:$AD$29/$H$34))","v":{"$error":"#DIV/0!"}}]
[null,null,7750,null,null,null,null,null,{"$error":"#DIV/0!"},null,null,null,null,null,{"$error":"#DIV/0!"},null,null,null,null,null,{"$error":"#DIV/0!"}]
[null,null,7752,null,null,null,null,null,{"$error":"#DIV/0!"},null,null,null,null,null,{"$error":"#DIV/0!"},null,null,null,null,null,{"$error":"#DIV/0!"}]
[null,null,7757,null,null,null,null,null,{"$error":"#DIV/0!"},null,null,null,null,null,{"$error":"#DIV/0!"},null,null,null,null,null,{"$error":"#DIV/0!"}]
[null,null,7761,null,null,null,null,null,{"$error":"#DIV/0!"},null,null,null,null,null,{"$error":"#DIV/0!"},null,null,null,null,null,{"$error":"#DIV/0!"}]
[null,null,7764,null,null,null,null,null,{"$error":"#DIV/0!"},null,null,null,null,null,{"$error":"#DIV/0!"},null,null,null,null,null,{"$error":"#DIV/0!"}]
[null,null,7767,null,null,null,null,null,{"$error":"#DIV/0!"},null,null,null,null,null,{"$error":"#DIV/0!"},null,null,null,null,null,{"$error":"#DIV/0!"}]
[null,null,7768,null,null,null,null,null,{"$error":"#DIV/0!"},null,null,null,null,null,{"$error":"#DIV/0!"},null,null,null,null,null,{"$error":"#DIV/0!"}]
[null,null,7773,null,null,null,null,null,{"$error":"#DIV/0!"},null,null,null,null,null,{"$error":"#DIV/0!"},null,null,null,null,null,{"$error":"#DIV/0!"}]
[null,null,7776,null,null,null,null,null,{"$error":"#DIV/0!"},null,null,null,null,null,{"$error":"#DIV/0!"},null,null,null,null,null,{"$error":"#DIV/0!"}]
[null,null,7779,null,null,null,null,null,{"$error":"#DIV/0!"},null,null,null,null,null,{"$error":"#DIV/0!"},null,null,null,null,null,{"$error":"#DIV/0!"}]
[null,null,7782,null,null,null,null,null,{"$error":"#DIV/0!"},null,null,null,null,null,{"$error":"#DIV/0!"},null,null,null,null,null,{"$error":"#DIV/0!"}]
[null,null,7786,null,null,null,null,null,{"$error":"#DIV/0!"},null,null,null,null,null,{"$error":"#DIV/0!"},null,null,null,null,null,{"$error":"#DIV/0!"}]
[null,null,7789,null,null,null,null,null,{"$error":"#DIV/0!"},null,null,null,null,null,{"$error":"#DIV/0!"},null,null,null,null,null,{"$error":"#DIV/0!"}]
[null,null,7790,null,null,null,null,null,{"$error":"#DIV/0!"},null,null,null,null,null,{"$error":"#DIV/0!"},null,null,null,null,null,{"$error":"#DIV/0!"}]
[null,null,7794,null,null,null,null,null,{"$error":"#DIV/0!"},null,null,null,null,null,{"$error":"#DIV/0!"},null,null,null,null,null,{"$error":"#DIV/0!"}]
[null,null,7797,null,null,null,null,null,{"$error":"#DIV/0!"},null,null,null,null,null,{"$error":"#DIV/0!"},null,null,null,null,null,{"$error":"#DIV/0!"}]
[null,null,7801,null,null,null,null,null,{"$error":"#DIV/0!"},null,null,null,null,null,{"$error":"#DIV/0!"},null,null,null,null,null,{"$error":"#DIV/0!"}]
[null,null,7804,null,null,null,null,null,{"$error":"#DIV/0!"},null,null,null,null,null,{"$error":"#DIV/0!"},null,null,null,null,null,{"$error":"#DIV/0!"}]
[null,null,7807,null,null,null,null,null,{"$error":"#DIV/0!"},null,null,null,null,null,{"$error":"#DIV/0!"},null,null,null,null,null,{"$error":"#DIV/0!"}]
[null,null,7811,null,null,null,null,null,{"$error":"#DIV/0!"},null,null,null,null,null,{"$error":"#DIV/0!"},null,null,null,null,null,{"$error":"#DIV/0!"}]
[null,null,7815,null,null,null,null,null,{"$error":"#DIV/0!"},null,null,null,null,null,{"$error":"#DIV/0!"},null,null,null,null,null,{"$error":"#DIV/0!"}]
[null,null,7816,null,null,null,null,null,{"$error":"#DIV/0!"},null,null,null,null,null,{"$error":"#DIV/0!"},null,null,null,null,null,{"$error":"#DIV/0!"}]
[null,null,7819,null,null,null,null,null,{"$error":"#DIV/0!"},null,null,null,null,null,{"$error":"#DIV/0!"},null,null,null,null,null,{"$error":"#DIV/0!"}]
[null,null,7822,null,null,null,null,null,{"$error":"#DIV/0!"},null,null,null,null,null,{"$error":"#DIV/0!"},null,null,null,null,null,{"$error":"#DIV/0!"}]
[null,null,7826,null,null,null,null,null,{"$error":"#DIV/0!"},null,null,null,null,null,{"$error":"#DIV/0!"},null,null,null,null,null,{"$error":"#DIV/0!"}]
[null,null,7829,null,null,null,null,null,{"$error":"#DIV/0!"},null,null,null,null,null,{"$error":"#DIV/0!"},null,null,null,null,null,{"$error":"#DIV/0!"}]
[null,null,7832,null,null,null,null,null,{"$error":"#DIV/0!"},null,null,null,null,null,{"$error":"#DIV/0!"},null,null,null,null,null,{"$error":"#DIV/0!"}]
[null,null,7837,null,null,null,null,null,{"$error":"#DIV/0!"},null,null,null,null,null,{"$error":"#DIV/0!"},null,null,null,null,null,{"$error":"#DIV/0!"}]
[null,null,7840,null,null,null,null,null,{"$error":"#DIV/0!"},null,null,null,null,null,{"$error":"#DIV/0!"},null,null,null,null,null,{"$error":"#DIV/0!"}]
[null,null,7841,null,null,null,null,null,{"$error":"#DIV/0!"},null,null,null,null,null,{"$error":"#DIV/0!"},null,null,null,null,null,{"$error":"#DIV/0!"}]
[null,null,7844,null,null,null,null,null,{"$error":"#DIV/0!"},null,null,null,null,null,{"$error":"#DIV/0!"},null,null,null,null,null,{"$error":"#DIV/0!"}]
[null,null,7847,null,null,null,null,null,{"$error":"#DIV/0!"},null,null,null,null,null,{"$error":"#DIV/0!"},null,null,null,null,null,{"$error":"#DIV/0!"}]
[null,null,7851,null,null,null,null,null,{"$error":"#DIV/0!"},null,null,null,null,null,{"$error":"#DIV/0!"},null,null,null,null,null,{"$error":"#DIV/0!"}]
[null,null,7853,null,null,null,null,null,{"$error":"#DIV/0!"},null,null,null,null,null,{"$error":"#DIV/0!"},null,null,null,null,null,{"$error":"#DIV/0!"}]
[null,null,7859,null,null,null,null,null,{"$error":"#DIV/0!"},null,null,null,null,null,{"$error":"#DIV/0!"},null,null,null,null,null,{"$error":"#DIV/0!"}]
[null,null,7862,null,null,null,null,null,{"$error":"#DIV/0!"},null,null,null,null,null,{"$error":"#DIV/0!"},null,null,null,null,null,{"$error":"#DIV/0!"}]
[null,null,7865,null,null,null,null,null,{"$error":"#DIV/0!"},null,null,null,null,null,{"$error":"#DIV/0!"},null,null,null,null,null,{"$error":"#DIV/0!"}]
[null,null,7866,null,null,null,null,null,{"$error":"#DIV/0!"},null,null,null,null,null,{"$error":"#DIV/0!"},null,null,null,null,null,{"$error":"#DIV/0!"}]
[null,null,7869,null,null,null,null,null,{"$error":"#DIV/0!"},null,null,null,null,null,{"$error":"#DIV/0!"},null,null,null,null,null,{"$error":"#DIV/0!"}]
[null,null,7874,null,null,null,null,null,{"$f":"IF(SUMPRODUCT(D7925:H7925,$Z$15:$AD$15/$H$20)=0,\"\",SUMPRODUCT(D7925:H7925,$Z$15:$AD$15/$H$20))","v":{"$error":"#DIV/0!"}},null,null,null,null,null,{"$f":"IF(SUMPRODUCT(J7925:N7925,$Z$22:$AD$22/$H$27)=0,\"\",SUMPRODUCT(J7925:N7925,$Z$22:$AD$22/$H$27))","v":{"$error":"#DIV/0!"}},null,null,null,null,null,{"$f":"IF(SUMPRODUCT(P7925:T7925,$Z$29:$AD$29/$H$34)=0,\"\",SUMPRODUCT(P7925:T7925,$Z$29:$AD$29/$H$34))","v":{"$error":"#DIV/0!"}}]
[null,null,7877,null,null,null,null,null,{"$error":"#DIV/0!"},null,null,null,null,null,{"$error":"#DIV/0!"},null,null,null,null,null,{"$error":"#DIV/0!"}]
[null,null,7880,null,null,null,null,null,{"$error":"#DIV/0!"},null,null,null,null,null,{"$error":"#DIV/0!"},null,null,null,null,null,{"$error":"#DIV/0!"}]
[null,null,7884,null,null,null,null,null,{"$error":"#DIV/0!"},null,null,null,null,null,{"$error":"#DIV/0!"},null,null,null,null,null,{"$error":"#DIV/0!"}]
[null,null,7887,null,null,null,null,null,{"$error":"#DIV/0!"},null,null,null,null,null,{"$error":"#DIV/0!"},null,null,null,null,null,{"$error":"#DIV/0!"}]
[null,null,7890,null,null,null,null,null,{"$error":"#DIV/0!"},null,null,null,null,null,{"$error":"#DIV/0!"},null,null,null,null,null,{"$error":"#DIV/0!"}]
[null,null,7891,null,null,null,null,null,{"$error":"#DIV/0!"},null,null,null,null,null,{"$error":"#DIV/0!"},null,null,null,null,null,{"$error":"#DIV/0!"}]
[null,null,7895,null,null,null,null,null,{"$error":"#DIV/0!"},null,null,null,null,null,{"$error":"#DIV/0!"},null,null,null,null,null,{"$error":"#DIV/0!"}]
[null,null,7899,null,null,null,null,null,{"$error":"#DIV/0!"},null,null,null,null,null,{"$error":"#DIV/0!"},null,null,null,null,null,{"$error":"#DIV/0!"}]
[null,null,7902,null,null,null,null,null,{"$error":"#DIV/0!"},null,null,null,null,null,{"$error":"#DIV/0!"},null,null,null,null,null,{"$error":"#DIV/0!"}]
[null,null,7905,null,null,null,null,null,{"$error":"#DIV/0!"},null,null,null,null,null,{"$error":"#DIV/0!"},null,null,null,null,null,{"$error":"#DIV/0!"}]
[null,null,7909,null,null,null,null,null,{"$error":"#DIV/0!"},null,null,null,null,null,{"$error":"#DIV/0!"},null,null,null,null,null,{"$error":"#DIV/0!"}]
[null,null,7912,null,null,null,null,null,{"$error":"#DIV/0!"},null,null,null,null,null,{"$error":"#DIV/0!"},null,null,null,null,null,{"$error":"#DIV/0!"}]
[null,null,7916,null,null,null,null,null,{"$error":"#DIV/0!"},null,null,null,null,null,{"$error":"#DIV/0!"},null,null,null,null,null,{"$error":"#DIV/0!"}]
[null,null,7917,null,null,null,null,null,{"$error":"#DIV/0!"},null,null,null,null,null,{"$error":"#DIV/0!"},null,null,null,null,null,{"$error":"#DIV/0!"}]
[null,null,7920,null,null,null,null,null,{"$error":"#DIV/0!"},null,null,null,null,null,{"$error":"#DIV/0!"},null,null,null,null,null,{"$error":"#DIV/0!"}]
[null,null,7924,null,null,null,null,null,{"$error":"#DIV/0!"},null,null,null,null,null,{"$error":"#DIV/0!"},null,null,null,null,null,{"$error":"#DIV/0!"}]
[null,null,7927,null,null,null,null,null,{"$error":"#DIV/0!"},null,null,null,null,null,{"$error":"#DIV/0!"},null,null,null,null,null,{"$error":"#DIV/0!"}]
[null,null,7930,null,null,null,null,null,{"$error":"#DIV/0!"},null,null,null,null,null,{"$error":"#DIV/0!"},null,null,null,null,null,{"$error":"#DIV/0!"}]
[null,null,7934,null,null,null,null,null,{"$error":"#DIV/0!"},null,null,null,null,null,{"$error":"#DIV/0!"},null,null,null,null,null,{"$error":"#DIV/0!"}]
[null,null,7937,null,null,null,null,null,{"$error":"#DIV/0!"},null,null,null,null,null,{"$error":"#DIV/0!"},null,null,null,null,null,{"$error":"#DIV/0!"}]
[null,null,7941,null,null,null,null,null,{"$error":"#DIV/0!"},null,null,null,null,null,{"$error":"#DIV/0!"},null,null,null,null,null,{"$error":"#DIV/0!"}]
[null,null,7942,null,null,null,null,null,{"$error":"#DIV/0!"},null,null,null,null,null,{"$error":"#DIV/0!"},null,null,null,null,null,{"$error":"#DIV/0!"}]
[null,null,7945,null,null,null,null,null,{"$error":"#DIV/0!"},null,null,null,null,null,{"$error":"#DIV/0!"},null,null,null,null,null,{"$error":"#DIV/0!"}]
[null,null,7949,null,null,null,null,null,{"$error":"#DIV/0!"},null,null,null,null,null,{"$error":"#DIV/0!"},null,null,null,null,null,{"$error":"#DIV/0!"}]
[null,null,7952,null,null,null,null,null,{"$error":"#DIV/0!"},null,null,null,null,null,{"$error":"#DIV/0!"},null,null,null,null,null,{"$error":"#DIV/0!"}]
[null,null,7954,null,null,null,null,null,{"$error":"#DIV/0!"},null,null,null,null,null,{"$error":"#DIV/0!"},null,null,null,null,null,{"$error":"#DIV/0!"}]
[null,null,7960,null,null,null,null,null,{"$error":"#DIV/0!"},null,null,null,null,null,{"$error":"#DIV/0!"},null,null,null,null,null,{"$error":"#DIV/0!"}]
[null,null,7963,null,null,null,null,null,{"$error":"#DIV/0!"},null,null,null,null,null,{"$error":"#DIV/0!"},null,null,null,null,null,{"$error":"#DIV/0!"}]
[null,null,7964,null,null,null,null,null,{"$error":"#DIV/0!"},null,null,null,null,null,{"$error":"#DIV/0!"},null,null,null,null,null,{"$error":"#DIV/0!"}]
[null,null,7967,null,null,null,null,null,{"$error":"#DIV/0!"},null,null,null,null,null,{"$error":"#DIV/0!"},null,null,null,null,null,{"$error":"#DIV/0!"}]
[null,null,7970,null,null,null,null,null,{"$error":"#DIV/0!"},null,null,null,null,null,{"$error":"#DIV/0!"},null,null,null,null,null,{"$error":"#DIV/0!"}]
[null,null,7975,null,null,null,null,null,{"$error":"#DIV/0!"},null,null,null,null,null,{"$error":"#DIV/0!"},null,null,null,null,null,{"$error":"#DIV/0!"}]
[null,null,7978,null,null,null,null,null,{"$error":"#DIV/0!"},null,null,null,null,null,{"$error":"#DIV/0!"},null,null,null,null,null,{"$error":"#DIV/0!"}]
[null,null,7981,null,null,null,null,null,{"$error":"#DIV/0!"},null,null,null,null,null,{"$error":"#DIV/0!"},null,null,null,null,null,{"$error":"#DIV/0!"}]
[null,null,7985,null,null,null,null,null,{"$error":"#DIV/0!"},null,null,null,null,null,{"$error":"#DIV/0!"},null,null,null,null,null,{"$error":"#DIV/0!"}]
[null,null,7988,null,null,null,null,null,{"$error":"#DIV/0!"},null,null,null,null,null,{"$error":"#DIV/0!"},null,null,null,null,null,{"$error":"#DIV/0!"}]
[null,null,7989,null,null,null,null,null,{"$error":"#DIV/0!"},null,null,null,null,null,{"$error":"#DIV/0!"},null,null,null,null,null,{"$error":"#DIV/0!"}]
[null,null,7992,null,null,null,null,null,{"$error":"#DIV/0!"},null,null,null,null,null,{"$error":"#DIV/0!"},null,null,null,null,null,{"$error":"#DIV/0!"}]
[null,null,7996,null,null,null,null,null,{"$error":"#DIV/0!"},null,null,null,null,null,{"$error":"#DIV/0!"},null,null,null,null,null,{"$error":"#DIV/0!"}]
[null,null,8000,null,null,null,null,null,{"$error":"#DIV/0!"},null,null,null,null,null,{"$error":"#DIV/0!"},null,null,null,null,null,{"$error":"#DIV/0!"}]
[null,null,8003,null,null,null,null,null,{"$error":"#DIV/0!"},null,null,null,null,null,{"$error":"#DIV/0!"},null,null,null,null,null,{"$error":"#DIV/0!"}]
[null,null,8006,null,null,null,null,null,{"$error":"#DIV/0!"},null,null,null,null,null,{"$error":"#DIV/0!"},null,null,null,null,null,{"$error":"#DIV/0!"}]
[null,null,8010,null,null,null,null,null,{"$error":"#DIV/0!"},null,null,null,null,null,{"$error":"#DIV/0!"},null,null,null,null,null,{"$error":"#DIV/0!"}]
[null,null,8013,null,null,null,null,null,{"$error":"#DIV/0!"},null,null,null,null,null,{"$error":"#DIV/0!"},null,null,null,null,null,{"$error":"#DIV/0!"}]
[null,null,8017,null,null,null,null,null,{"$error":"#DIV/0!"},null,null,null,null,null,{"$error":"#DIV/0!"},null,null,null,null,null,{"$error":"#DIV/0!"}]
[null,null,8018,null,null,null,null,null,{"$error":"#DIV/0!"},null,null,null,null,null,{"$error":"#DIV/0!"},null,null,null,null,null,{"$error":"#DIV/0!"}]
[null,null,8021,null,null,null,null,null,{"$error":"#DIV/0!"},null,null,null,null,null,{"$error":"#DIV/0!"},null,null,null,null,null,{"$error":"#DIV/0!"}]
[null,null,8025,null,null,null,null,null,{"$error":"#DIV/0!"},null,null,null,null,null,{"$error":"#DIV/0!"},null,null,null,null,null,{"$error":"#DIV/0!"}]
[null,null,8028,null,null,null,null,null,{"$error":"#DIV/0!"},null,null,null,null,null,{"$error":"#DIV/0!"},null,null,null,null,null,{"$error":"#DIV/0!"}]
[null,null,8032,null,null,null,null,null,{"$error":"#DIV/0!"},null,null,null,null,null,{"$error":"#DIV/0!"},null,null,null,null,null,{"$error":"#DIV/0!"}]
[null,null,8035,null,null,null,null,null,{"$error":"#DIV/0!"},null,null,null,null,null,{"$error":"#DIV/0!"},null,null,null,null,null,{"$error":"#DIV/0!"}]
[null,null,8038,null,null,null,null,null,{"$error":"#DIV/0!"},null,null,null,null,null,{"$error":"#DIV/0!"},null,null,null,null,null,{"$error":"#DIV/0!"}]
[null,null,8040,null,null,null,null,null,{"$error":"#DIV/0!"},null,null,null,null,null,{"$error":"#DIV/0!"},null,null,null,null,null,{"$error":"#DIV/0!"}]
[null,null,8043,null,null,null,null,null,{"$error":"#DIV/0!"},null,null,null,null,null,{"$error":"#DIV/0!"},null,null,null,null,null,{"$error":"#DIV/0!"}]
[null,null,8046,null,null,null,null,null,{"$error":"#DIV/0!"},null,null,null,null,null,{"$error":"#DIV/0!"},null,null,null,null,null,{"$error":"#DIV/0!"}]
[null,null,8050,null,null,null,null,null,{"$error":"#DIV/0!"},null,null,null,null,null,{"$error":"#DIV/0!"},null,null,null,null,null,{"$error":"#DIV/0!"}]
[null,null,8053,null,null,null,null,null,{"$error":"#DIV/0!"},null,null,null,null,null,{"$error":"#DIV/0!"},null,null,null,null,null,{"$error":"#DIV/0!"}]
[null,null,8055,null,null,null,null,null,{"$error":"#DIV/0!"},null,null,null,null,null,{"$error":"#DIV/0!"},null,null,null,null,null,{"$error":"#DIV/0!"}]
[null,null,8061,null,null,null,null,null,{"$error":"#DIV/0!"},null,null,null,null,null,{"$error":"#DIV/0!"},null,null,null,null,null,{"$error":"#DIV/0!"}]
[null,null,8064,null,null,null,null,null,{"$error":"#DIV/0!"},null,null,null,null,null,{"$error":"#DIV/0!"},null,null,null,null,null,{"$error":"#DIV/0!"}]
[null,null,8065,null,null,null,null,null,{"$error":"#DIV/0!"},null,null,null,null,null,{"$error":"#DIV/0!"},null,null,null,null,null,{"$error":"#DIV/0!"}]
[null,null,8068,null,null,null,null,null,{"$error":"#DIV/0!"},null,null,null,null,null,{"$error":"#DIV/0!"},null,null,null,null,null,{"$error":"#DIV/0!"}]
[null,null,8072,null,null,null,null,null,{"$error":"#DIV/0!"},null,null,null,null,null,{"$error":"#DIV/0!"},null,null,null,null,null,{"$error":"#DIV/0!"}]
[null,null,8075,null,null,null,null,null,{"$error":"#DIV/0!"},null,null,null,null,null,{"$error":"#DIV/0!"},null,null,null,null,null,{"$error":"#DIV/0!"}]
[null,null,8080,null,null,null,null,null,{"$error":"#DIV/0!"},null,null,null,null,null,{"$error":"#DIV/0!"},null,null,null,null,null,{"$error":"#DIV/0!"}]
[null,null,8083,null,null,null,null,null,{"$error":"#DIV/0!"},null,null,null,null,null,{"$error":"#DIV/0!"},null,null,null,null,null,{"$error":"#DIV/0!"}]
[null,null,8086,null,null,null,null,null,{"$error":"#DIV/0!"},null,null,null,null,null,{"$error":"#DIV/0!"},null,null,null,null,null,{"$error":"#DIV/0!"}]
[null,null,8089,null,null,null,null,null,{"$error":"#DIV/0!"},null,null,null,null,null,{"$error":"#DIV/0!"},null,null,null,null,null,{"$error":"#DIV/0!"}]
[null,null,8090,null,null,null,null,null,{"$error":"#DIV/0!"},null,null,null,null,null,{"$error":"#DIV/0!"},null,null,null,null,null,{"$error":"#DIV/0!"}]
[null,null,8093,null,null,null,null,null,{"$error":"#DIV/0!"},null,null,null,null,null,{"$error":"#DIV/0!"},null,null,null,null,null,{"$error":"#DIV/0!"}]
[null,null,8097,null,null,null,null,null,{"$error":"#DIV/0!"},null,null,null,null,null,{"$error":"#DIV/0!"},null,null,null,null,null,{"$error":"#DIV/0!"}]
[null,null,8101,null,null,null,null,null,{"$error":"#DIV/0!"},null,null,null,null,null,{"$error":"#DIV/0!"},null,null,null,null,null,{"$error":"#DIV/0!"}]
[null,null,8104,null,null,null,null,null,{"$error":"#DIV/0!"},null,null,null,null,null,{"$error":"#DIV/0!"},null,null,null,null,null,{"$error":"#DIV/0!"}]
[null,null,8108,null,null,null,null,null,{"$error":"#DIV/0!"},null,null,null,null,null,{"$error":"#DIV/0!"},null,null,null,null,null,{"$error":"#DIV/0!"}]
[null,null,8111,null,null,null,null,null,{"$error":"#DIV/0!"},null,null,null,null,null,{"$error":"#DIV/0!"},null,null,null,null,null,{"$error":"#DIV/0!"}]
[null,null,8114,null,null,null,null,null,{"$error":"#DIV/0!"},null,null,null,null,null,{"$error":"#DIV/0!"},null,null,null,null,null,{"$error":"#DIV/0!"}]
[null,null,8118,null,null,null,null,null,{"$error":"#DIV/0!"},null,null,null,null,null,{"$error":"#DIV/0!"},null,null,null,null,null,{"$error":"#DIV/0!"}]
[null,null,8119,null,null,null,null,null,{"$error":"#DIV/0!"},null,null,null,null,null,{"$error":"#DIV/0!"},null,null,null,null,null,{"$error":"#DIV/0!"}]
[null,null,8123,null,null,null,null,null,{"$error":"#DIV/0!"},null,null,null,null,null,{"$error":"#DIV/0!"},null,null,null,null,null,{"$error":"#DIV/0!"}]
[null,null,8126,null,null,null,null,null,{"$error":"#DIV/0!"},null,null,null,null,null,{"$error":"#DIV/0!"},null,null,null,null,null,{"$error":"#DIV/0!"}]
[null,null,8129,null,null,null,null,null,{"$error":"#DIV/0!"},null,null,null,null,null,{"$error":"#DIV/0!"},null,null,null,null,null,{"$error":"#DIV/0!"}]
[null,null,8133,null,null,null,null,null,{"$error":"#DIV/0!"},null,null,null,null,null,{"$error":"#DIV/0!"},null,null,null,null,null,{"$error":"#DIV/0!"}]
[null,null,8136,null,null,null,null,null,{"$error":"#DIV/0!"},null,null,null,null,null,{"$error":"#DIV/0!"},null,null,null,null,null,{"$error":"#DIV/0!"}]
[null,null,8139,null,null,null,null,null,{"$error":"#DIV/0!"},null,null,null,null,null,{"$error":"#DIV/0!"},null,null,null,null,null,{"$error":"#DIV/0!"}]
[null,null,8141,null,null,null,null,null,{"$error":"#DIV/0!"},null,null,null,null,null,{"$error":"#DIV/0!"},null,null,null,null,null,{"$error":"#DIV/0!"}]
[null,null,8144,null,null,null,null,null,{"$error":"#DIV/0!"},null,null,null,null,null,{"$error":"#DIV/0!"},null,null,null,null,null,{"$error":"#DIV/0!"}]
[null,null,8148,null,null,null,null,null,{"$error":"#DIV/0!"},null,null,null,null,null,{"$error":"#DIV/0!"},null,null,null,null,null,{"$error":"#DIV/0!"}]
[null,null,8151,null,null,null,null,null,{"$error":"#DIV/0!"},null,null,null,null,null,{"$error":"#DIV/0!"},null,null,null,null,null,{"$error":"#DIV/0!"}]
[null,null,8154,null,null,null,null,null,{"$error":"#DIV/0!"},null,null,null,null,null,{"$error":"#DIV/0!"},null,null,null,null,null,{"$error":"#DIV/0!"}]
[null,null,8156,null,null,null,null,null,{"$error":"#DIV/0!"},null,null,null,null,null,{"$error":"#DIV/0!"},null,null,null,null,null,{"$error":"#DIV/0!"}]
[null,null,8162,null,null,null,null,null,{"$error":"#DIV/0!"},null,null,null,null,null,{"$error":"#DIV/0!"},null,null,null,null,null,{"$error":"#DIV/0!"}]
[null,null,8163,null,null,null,null,null,{"$error":"#DIV/0!"},null,null,null,null,null,{"$error":"#DIV/0!"},null,null,null,null,null,{"$error":"#DIV/0!"}]
[null,null,8166,null,null,null,null,null,{"$error":"#DIV/0!"},null,null,null,null,null,{"$error":"#DIV/0!"},null,null,null,null,null,{"$error":"#DIV/0!"}]
[null,null,8169,null,null,null,null,null,{"$error":"#DIV/0!"},null,null,null,null,null,{"$error":"#DIV/0!"},null,null,null,null,null,{"$error":"#DIV/0!"}]
[null,null,8173,null,null,null,null,null,{"$error":"#DIV/0!"},null,null,null,null,null,{"$error":"#DIV/0!"},null,null,null,null,null,{"$error":"#DIV/0!"}]
[null,null,8176,null,null,null,null,null,{"$error":"#DIV/0!"},null,null,null,null,null,{"$error":"#DIV/0!"},null,null,null,null,null,{"$error":"#DIV/0!"}]
[null,null,8181,null,null,null,null,null,{"$error":"#DIV/0!"},null,null,null,null,null,{"$error":"#DIV/0!"},null,null,null,null,null,{"$error":"#DIV/0!"}]
[null,null,8184,null,null,null,null,null,{"$error":"#DIV/0!"},null,null,null,null,null,{"$error":"#DIV/0!"},null,null,null,null,null,{"$error":"#DIV/0!"}]
[null,null,8187,null,null,null,null,null,{"$error":"#DIV/0!"},null,null,null,null,null,{"$error":"#DIV/0!"},null,null,null,null,null,{"$error":"#DIV/0!"}]
[null,null,8188,null,null,null,null,null,{"$error":"#DIV/0!"},null,null,null,null,null,{"$error":"#DIV/0!"},null,null,null,null,null,{"$error":"#DIV/0!"}]
[null,null,8191,null,null,null,null,null,{"$error":"#DIV/0!"},null,null,null,null,null,{"$error":"#DIV/0!"},null,null,null,null,null,{"$error":"#DIV/0!"}]
[null,null,8194,null,null,null,null,null,{"$f":"IF(SUMPRODUCT(D8245:H8245,$Z$15:$AD$15/$H$20)=0,\"\",SUMPRODUCT(D8245:H8245,$Z$15:$AD$15/$H$20))","v":{"$error":"#DIV/0!"}},null,null,null,null,null,{"$f":"IF(SUMPRODUCT(J8245:N8245,$Z$22:$AD$22/$H$27)=0,\"\",SUMPRODUCT(J8245:N8245,$Z$22:$AD$22/$H$27))","v":{"$error":"#DIV/0!"}},null,null,null,null,null,{"$f":"IF(SUMPRODUCT(P8245:T8245,$Z$29:$AD$29/$H$34)=0,\"\",SUMPRODUCT(P8245:T8245,$Z$29:$AD$29/$H$34))","v":{"$error":"#DIV/0!"}}]
[null,null,8198,null,null,null,null,null,{"$error":"#DIV/0!"},null,null,null,null,null,{"$error":"#DIV/0!"},null,null,null,null,null,{"$error":"#DIV/0!"}]
[null,null,8202,null,null,null,null,null,{"$error":"#DIV/0!"},null,null,null,null,null,{"$error":"#DIV/0!"},null,null,null,null,null,{"$error":"#DIV/0!"}]
[null,null,8206,null,null,null,null,null,{"$error":"#DIV/0!"},null,null,null,null,null,{"$error":"#DIV/0!"},null,null,null,null,null,{"$error":"#DIV/0!"}]
[null,null,8209,null,null,null,null,null,{"$error":"#DIV/0!"},null,null,null,null,null,{"$error":"#DIV/0!"},null,null,null,null,null,{"$error":"#DIV/0!"}]
[null,null,8212,null,null,null,null,null,{"$error":"#DIV/0!"},null,null,null,null,null,{"$error":"#DIV/0!"},null,null,null,null,null,{"$error":"#DIV/0!"}]
[null,null,8213,null,null,null,null,null,{"$error":"#DIV/0!"},null,null,null,null,null,{"$error":"#DIV/0!"},null,null,null,null,null,{"$error":"#DIV/0!"}]
[null,null,8216,null,null,null,null,null,{"$error":"#DIV/0!"},null,null,null,null,null,{"$error":"#DIV/0!"},null,null,null,null,null,{"$error":"#DIV/0!"}]
[null,null,8219,null,null,null,null,null,{"$error":"#DIV/0!"},null,null,null,null,null,{"$error":"#DIV/0!"},null,null,null,null,null,{"$error":"#DIV/0!"}]
[null,null,8224,null,null,null,null,null,{"$error":"#DIV/0!"},null,null,null,null,null,{"$error":"#DIV/0!"},null,null,null,null,null,{"$error":"#DIV/0!"}]
[null,null,8227,null,null,null,null,null,{"$error":"#DIV/0!"},null,null,null,null,null,{"$error":"#DIV/0!"},null,null,null,null,null,{"$error":"#DIV/0!"}]
[null,null,8231,null,null,null,null,null,{"$error":"#DIV/0!"},null,null,null,null,null,{"$error":"#DIV/0!"},null,null,null,null,null,{"$error":"#DIV/0!"}]
[null,null,8234,null,null,null,null,null,{"$error":"#DIV/0!"},null,null,null,null,null,{"$error":"#DIV/0!"},null,null,null,null,null,{"$error":"#DIV/0!"}]
[null,null,8237,null,null,null,null,null,{"$error":"#DIV/0!"},null,null,null,null,null,{"$error":"#DIV/0!"},null,null,null,null,null,{"$error":"#DIV/0!"}]
[null,null,8240,null,null,null,null,null,{"$error":"#DIV/0!"},null,null,null,null,null,{"$error":"#DIV/0!"},null,null,null,null,null,{"$error":"#DIV/0!"}]
[null,null,8242,null,null,null,null,null,{"$error":"#DIV/0!"},null,null,null,null,null,{"$error":"#DIV/0!"},null,null,null,null,null,{"$error":"#DIV/0!"}]
[null,null,8246,null,null,null,null,null,{"$error":"#DIV/0!"},null,null,null,null,null,{"$error":"#DIV/0!"},null,null,null,null,null,{"$error":"#DIV/0!"}]
[null,null,8249,null,null,null,null,null,{"$error":"#DIV/0!"},null,null,null,null,null,{"$error":"#DIV/0!"},null,null,null,null,null,{"$error":"#DIV/0!"}]
[null,null,8252,null,null,null,null,null,{"$error":"#DIV/0!"},null,null,null,null,null,{"$error":"#DIV/0!"},null,null,null,null,null,{"$error":"#DIV/0!"}]
[null,null,8256,null,null,null,null,null,{"$error":"#DIV/0!"},null,null,null,null,null,{"$error":"#DIV/0!"},null,null,null,null,null,{"$error":"#DIV/0!"}]
[null,null,8257,null,null,null,null,null,{"$error":"#DIV/0!"},null,null,null,null,null,{"$error":"#DIV/0!"},null,null,null,null,null,{"$error":"#DIV/0!"}]
[null,null,8261,null,null,null,null,null,{"$error":"#DIV/0!"},null,null,null,null,null,{"$error":"#DIV/0!"},null,null,null,null,null,{"$error":"#DIV/0!"}]
[null,null,8262,null,null,null,null,null,{"$error":"#DIV/0!"},null,null,null,null,null,{"$error":"#DIV/0!"},null,null,null,null,null,{"$error":"#DIV/0!"}]
[null,null,8263,null,null,null,null,null,{"$error":"#DIV/0!"},null,null,null,null,null,{"$error":"#DIV/0!"},null,null,null,null,null,{"$error":"#DIV/0!"}]
[null,null,8264,null,null,null,null,null,{"$error":"#DIV/0!"},null,null,null,null,null,{"$error":"#DIV/0!"},null,null,null,null,null,{"$error":"#DIV/0!"}]
[null,null,8265,null,null,null,null,null,{"$error":"#DIV/0!"},null,null,null,null,null,{"$error":"#DIV/0!"},null,null,null,null,null,{"$error":"#DIV/0!"}]
[null,null,8266,null,null,null,null,null,{"$error":"#DIV/0!"},null,null,null,null,null,{"$error":"#DIV/0!"},null,null,null,null,null,{"$error":"#DIV/0!"}]
[null,null,8267,null,null,null,null,null,{"$error":"#DIV/0!"},null,null,null,null,null,{"$error":"#DIV/0!"},null,null,null,null,null,{"$error":"#DIV/0!"}]
[null,null,8268,null,null,null,null,null,{"$error":"#DIV/0!"},null,null,null,null,null,{"$error":"#DIV/0!"},null,null,null,null,null,{"$error":"#DIV/0!"}]
[null,null,8269,null,null,null,null,null,{"$error":"#DIV/0!"},null,null,null,null,null,{"$error":"#DIV/0!"},null,null,null,null,null,{"$error":"#DIV/0!"}]
[null,null,8270,null,null,null,null,null,{"$error":"#DIV/0!"},null,null,null,null,null,{"$error":"#DIV/0!"},null,null,null,null,null,{"$error":"#DIV/0!"}]
[null,null,8271,null,null,null,null,null,{"$error":"#DIV/0!"},null,null,null,null,null,{"$error":"#DIV/0!"},null,null,null,null,null,{"$error":"#DIV/0!"}]
[null,null,8272,null,null,null,null,null,{"$error":"#DIV/0!"},null,null,null,null,null,{"$error":"#DIV/0!"},null,null,null,null,null,{"$error":"#DIV/0!"}]
[null,null,8273,null,null,null,null,null,{"$error":"#DIV/0!"},null,null,null,null,null,{"$error":"#DIV/0!"},null,null,null,null,null,{"$error":"#DIV/0!"}]
[null,null,8274,null,null,null,null,null,{"$error":"#DIV/0!"},null,null,null,null,null,{"$error":"#DIV/0!"},null,null,null,null,null,{"$error":"#DIV/0!"}]
[null,null,8275,null,null,null,null,null,{"$error":"#DIV/0!"},null,null,null,null,null,{"$error":"#DIV/0!"},null,null,null,null,null,{"$error":"#DIV/0!"}]
[null,null,8276,null,null,null,null,null,{"$error":"#DIV/0!"},null,null,null,null,null,{"$error":"#DIV/0!"},null,null,null,null,null,{"$error":"#DIV/0!"}]
[null,null,8277,null,null,null,null,null,{"$error":"#DIV/0!"},null,null,null,null,null,{"$error":"#DIV/0!"},null,null,null,null,null,{"$error":"#DIV/0!"}]
[null,null,8278,null,null,null,null,null,{"$error":"#DIV/0!"},null,null,null,null,null,{"$error":"#DIV/0!"},null,null,null,null,null,{"$error":"#DIV/0!"}]
[null,null,8279,null,null,null,null,null,{"$error":"#DIV/0!"},null,null,null,null,null,{"$error":"#DIV/0!"},null,null,null,null,null,{"$error":"#DIV/0!"}]
[null,null,8280,null,null,null,null,null,{"$error":"#DIV/0!"},null,null,null,null,null,{"$error":"#DIV/0!"},null,null,null,null,null,{"$error":"#DIV/0!"}]
[null,null,8281,null,null,null,null,null,{"$error":"#DIV/0!"},null,null,null,null,null,{"$error":"#DIV/0!"},null,null,null,null,null,{"$error":"#DIV/0!"}]
[null,null,8282,null,null,null,null,null,{"$error":"#DIV/0!"},null,null,null,null,null,{"$error":"#DIV/0!"},null,null,null,null,null,{"$error":"#DIV/0!"}]
[null,null,8283,null,null,null,null,null,{"$error":"#DIV/0!"},null,null,null,null,null,{"$error":"#DIV/0!"},null,null,null,null,null,{"$error":"#DIV/0!"}]
[null,null,8284,null,null,null,null,null,{"$error":"#DIV/0!"},null,null,null,null,null,{"$error":"#DIV/0!"},null,null,null,null,null,{"$error":"#DIV/0!"}]
[null,null,8285,null,null,null,null,null,{"$error":"#DIV/0!"},null,null,null,null,null,{"$error":"#DIV/0!"},null,null,null,null,null,{"$error":"#DIV/0!"}]
[null,null,8286,null,null,null,null,null,{"$error":"#DIV/0!"},null,null,null,null,null,{"$error":"#DIV/0!"},null,null,null,null,null,{"$error":"#DIV/0!"}]
[null,null,8287,null,null,null,null,null,{"$error":"#DIV/0!"},null,null,null,null,null,{"$error":"#DIV/0!"},null,null,null,null,null,{"$error":"#DIV/0!"}]
[null,null,8288,null,null,null,null,null,{"$error":"#DIV/0!"},null,null,null,null,null,{"$error":"#DIV/0!"},null,null,null,null,null,{"$error":"#DIV/0!"}]
[null,null,8289,null,null,null,null,null,{"$error":"#DIV/0!"},null,null,null,null,null,{"$error":"#DIV/0!"},null,null,null,null,null,{"$error":"#DIV/0!"}]
[null,null,8290,null,null,null,null,null,{"$error":"#DIV/0!"},null,null,null,null,null,{"$error":"#DIV/0!"},null,null,null,null,null,{"$error":"#DIV/0!"}]
[null,null,8291,null,null,null,null,null,{"$error":"#DIV/0!"},null,null,null,null,null,{"$error":"#DIV/0!"},null,null,null,null,null,{"$error":"#DIV/0!"}]
[null,null,8292,null,null,null,null,null,{"$error":"#DIV/0!"},null,null,null,null,null,{"$error":"#DIV/0!"},null,null,null,null,null,{"$error":"#DIV/0!"}]
[null,null,8293,null,null,null,null,null,{"$error":"#DIV/0!"},null,null,null,null,null,{"$error":"#DIV/0!"},null,null,null,null,null,{"$error":"#DIV/0!"}]
[null,null,8294,null,null,null,null,null,{"$error":"#DIV/0!"},null,null,null,null,null,{"$error":"#DIV/0!"},null,null,null,null,null,{"$error":"#DIV/0!"}]
[null,null,8295,null,null,null,null,null,{"$error":"#DIV/0!"},null,null,null,null,null,{"$error":"#DIV/0!"},null,null,null,null,null,{"$error":"#DIV/0!"}]
[null,null,8296,null,null,null,null,null,{"$error":"#DIV/0!"},null,null,null,null,null,{"$error":"#DIV/0!"},null,null,null,null,null,{"$error":"#DIV/0!"}]
[null,null,8297,null,null,null,null,null,{"$error":"#DIV/0!"},null,null,null,null,null,{"$error":"#DIV/0!"},null,null,null,null,null,{"$error":"#DIV/0!"}]
[null,null,8298,null,null,null,null,null,{"$error":"#DIV/0!"},null,null,null,null,null,{"$error":"#DIV/0!"},null,null,null,null,null,{"$error":"#DIV/0!"}]
[null,null,8299,null,null,null,null,null,{"$error":"#DIV/0!"},null,null,null,null,null,{"$error":"#DIV/0!"},null,null,null,null,null,{"$error":"#DIV/0!"}]
[null,null,8300,null,null,null,null,null,{"$error":"#DIV/0!"},null,null,null,null,null,{"$error":"#DIV/0!"},null,null,null,null,null,{"$error":"#DIV/0!"}]
[null,null,8301,null,null,null,null,null,{"$error":"#DIV/0!"},null,null,null,null,null,{"$error":"#DIV/0!"},null,null,null,null,null,{"$error":"#DIV/0!"}]
[null,null,8302,null,null,null,null,null,{"$error":"#DIV/0!"},null,null,null,null,null,{"$error":"#DIV/0!"},null,null,null,null,null,{"$error":"#DIV/0!"}]
[null,null,8303,null,null,null,null,null,{"$error":"#DIV/0!"},null,null,null,null,null,{"$error":"#DIV/0!"},null,null,null,null,null,{"$error":"#DIV/0!"}]
[null,null,8304,null,null,null,null,null,{"$error":"#DIV/0!"},null,null,null,null,null,{"$error":"#DIV/0!"},null,null,null,null,null,{"$error":"#DIV/0!"}]
[null,null,8305,null,null,null,null,null,{"$error":"#DIV/0!"},null,null,null,null,null,{"$error":"#DIV/0!"},null,null,null,null,null,{"$error":"#DIV/0!"}]
[null,null,8306,null,null,null,null,null,{"$error":"#DIV/0!"},null,null,null,null,null,{"$error":"#DIV/0!"},null,null,null,null,null,{"$error":"#DIV/0!"}]
[null,null,8307,null,null,null,null,null,{"$error":"#DIV/0!"},null,null,null,null,null,{"$error":"#DIV/0!"},null,null,null,null,null,{"$error":"#DIV/0!"}]
[null,null,8308,null,null,null,null,null,{"$error":"#DIV/0!"},null,null,null,null,null,{"$error":"#DIV/0!"},null,null,null,null,null,{"$error":"#DIV/0!"}]
[null,null,8309,null,null,null,null,null,{"$error":"#DIV/0!"},null,null,null,null,null,{"$error":"#DIV/0!"},null,null,null,null,null,{"$error":"#DIV/0!"}]
[null,null,8310,null,null,null,null,null,{"$error":"#DIV/0!"},null,null,null,null,null,{"$error":"#DIV/0!"},null,null,null,null,null,{"$error":"#DIV/0!"}]
[null,null,8311,null,null,null,null,null,{"$error":"#DIV/0!"},null,null,null,null,null,{"$error":"#DIV/0!"},null,null,null,null,null,{"$error":"#DIV/0!"}]
[null,null,8312,null,null,null,null,null,{"$error":"#DIV/0!"},null,null,null,null,null,{"$error":"#DIV/0!"},null,null,null,null,null,{"$error":"#DIV/0!"}]
[null,null,8313,null,null,null,null,null,{"$error":"#DIV/0!"},null,null,null,null,null,{"$error":"#DIV/0!"},null,null,null,null,null,{"$error":"#DIV/0!"}]
[null,null,8314,null,null,null,null,null,{"$error":"#DIV/0!"},null,null,null,null,null,{"$error":"#DIV/0!"},null,null,null,null,null,{"$error":"#DIV/0!"}]
[null,null,8315,null,null,null,null,null,{"$error":"#DIV/0!"},null,null,null,null,null,{"$error":"#DIV/0!"},null,null,null,null,null,{"$error":"#DIV/0!"}]
[null,null,8316,null,null,null,null,null,{"$error":"#DIV/0!"},null,null,null,null,null,{"$error":"#DIV/0!"},null,null,null,null,null,{"$error":"#DIV/0!"}]
[null,null,8317,null,null,null,null,null,{"$error":"#DIV/0!"},null,null,null,null,null,{"$error":"#DIV/0!"},null,null,null,null,null,{"$error":"#DIV/0!"}]
[null,null,8318,null,null,null,null,null,{"$error":"#DIV/0!"},null,null,null,null,null,{"$error":"#DIV/0!"},null,null,null,null,null,{"$error":"#DIV/0!"}]
[null,null,8319,null,null,null,null,null,{"$error":"#DIV/0!"},null,null,null,null,null,{"$error":"#DIV/0!"},null,null,null,null,null,{"$error":"#DIV/0!"}]
[null,null,8320,null,null,null,null,null,{"$error":"#DIV/0!"},null,null,null,null,null,{"$error":"#DIV/0!"},null,null,null,null,null,{"$error":"#DIV/0!"}]
[null,null,8321,null,null,null,null,null,{"$error":"#DIV/0!"},null,null,null,null,null,{"$error":"#DIV/0!"},null,null,null,null,null,{"$error":"#DIV/0!"}]
[null,null,8322,null,null,null,null,null,{"$f":"IF(SUMPRODUCT(D8373:H8373,$Z$15:$AD$15/$H$20)=0,\"\",SUMPRODUCT(D8373:H8373,$Z$15:$AD$15/$H$20))","v":{"$error":"#DIV/0!"}},null,null,null,null,null,{"$f":"IF(SUMPRODUCT(J8373:N8373,$Z$22:$AD$22/$H$27)=0,\"\",SUMPRODUCT(J8373:N8373,$Z$22:$AD$22/$H$27))","v":{"$error":"#DIV/0!"}},null,null,null,null,null,{"$f":"IF(SUMPRODUCT(P8373:T8373,$Z$29:$AD$29/$H$34)=0,\"\",SUMPRODUCT(P8373:T8373,$Z$29:$AD$29/$H$34))","v":{"$error":"#DIV/0!"}}]
[null,null,8323,null,null,null,null,null,{"$error":"#DIV/0!"},null,null,null,null,null,{"$error":"#DIV/0!"},null,null,null,null,null,{"$error":"#DIV/0!"}]
[null,null,8324,null,null,null,null,null,{"$error":"#DIV/0!"},null,null,null,null,null,{"$error":"#DIV/0!"},null,null,null,null,null,{"$error":"#DIV/0!"}]
[null,null,8325,null,null,null,null,null,{"$error":"#DIV/0!"},null,null,null,null,null,{"$error":"#DIV/0!"},null,null,null,null,null,{"$error":"#DIV/0!"}]
[null,null,8326,null,null,null,null,null,{"$error":"#DIV/0!"},null,null,null,null,null,{"$error":"#DIV/0!"},null,null,null,null,null,{"$error":"#DIV/0!"}]
[null,null,8327,null,null,null,null,null,{"$error":"#DIV/0!"},null,null,null,null,null,{"$error":"#DIV/0!"},null,null,null,null,null,{"$error":"#DIV/0!"}]
[null,null,8328,null,null,null,null,null,{"$error":"#DIV/0!"},null,null,null,null,null,{"$error":"#DIV/0!"},null,null,null,null,null,{"$error":"#DIV/0!"}]
[null,null,8329,null,null,null,null,null,{"$error":"#DIV/0!"},null,null,null,null,null,{"$error":"#DIV/0!"},null,null,null,null,null,{"$error":"#DIV/0!"}]
[null,null,8330,null,null,null,null,null,{"$error":"#DIV/0!"},null,null,null,null,null,{"$error":"#DIV/0!"},null,null,null,null,null,{"$error":"#DIV/0!"}]
[null,null,8331,null,null,null,null,null,{"$error":"#DIV/0!"},null,null,null,null,null,{"$error":"#DIV/0!"},null,null,null,null,null,{"$error":"#DIV/0!"}]
[null,null,8332,null,null,null,null,null,{"$error":"#DIV/0!"},null,null,null,null,null,{"$error":"#DIV/0!"},null,null,null,null,null,{"$error":"#DIV/0!"}]
[null,null,8333,null,null,null,null,null,{"$error":"#DIV/0!"},null,null,null,null,null,{"$error":"#DIV/0!"},null,null,null,null,null,{"$error":"#DIV/0!"}]
[null,null,8334,null,null,null,null,null,{"$error":"#DIV/0!"},null,null,null,null,null,{"$error":"#DIV/0!"},null,null,null,null,null,{"$error":"#DIV/0!"}]
[null,null,8335,null,null,null,null,null,{"$error":"#DIV/0!"},null,null,null,null,null,{"$error":"#DIV/0!"},null,null,null,null,null,{"$error":"#DIV/0!"}]
[null,null,8336,null,null,null,null,null,{"$error":"#DIV/0!"},null,null,null,null,null,{"$error":"#DIV/0!"},null,null,null,null,null,{"$error":"#DIV/0!"}]
[null,null,8337,null,null,null,null,null,{"$error":"#DIV/0!"},null,null,null,null,null,{"$error":"#DIV/0!"},null,null,null,null,null,{"$error":"#DIV/0!"}]
[null,null,8338,null,null,null,null,null,{"$error":"#DIV/0!"},null,null,null,null,null,{"$error":"#DIV/0!"},null,null,null,null,null,{"$error":"#DIV/0!"}]
[null,null,8339,null,null,null,null,null,{"$error":"#DIV/0!"},null,null,null,null,null,{"$error":"#DIV/0!"},null,null,null,null,null,{"$error":"#DIV/0!"}]
[null,null,8340,null,null,null,null,null,{"$error":"#DIV/0!"},null,null,null,null,null,{"$error":"#DIV/0!"},null,null,null,null,null,{"$error":"#DIV/0!"}]
[null,null,8341,null,null,null,null,null,{"$error":"#DIV/0!"},null,null,null,null,null,{"$error":"#DIV/0!"},null,null,null,null,null,{"$error":"#DIV/0!"}]
[null,null,8342,null,null,null,null,null,{"$error":"#DIV/0!"},null,null,null,null,null,{"$error":"#DIV/0!"},null,null,null,null,null,{"$error":"#DIV/0!"}]
[null,null,8343,null,null,null,null,null,{"$error":"#DIV/0!"},null,null,null,null,null,{"$error":"#DIV/0!"},null,null,null,null,null,{"$error":"#DIV/0!"}]
[null,null,8344,null,null,null,null,null,{"$error":"#DIV/0!"},null,null,null,null,null,{"$error":"#DIV/0!"},null,null,null,null,null,{"$error":"#DIV/0!"}]
[null,null,8345,null,null,null,null,null,{"$error":"#DIV/0!"},null,null,null,null,null,{"$error":"#DIV/0!"},null,null,null,null,null,{"$error":"#DIV/0!"}]
[null,null,8346,null,null,null,null,null,{"$error":"#DIV/0!"},null,null,null,null,null,{"$error":"#DIV/0!"},null,null,null,null,null,{"$error":"#DIV/0!"}]
[null,null,8347,null,null,null,null,null,{"$error":"#DIV/0!"},null,null,null,null,null,{"$error":"#DIV/0!"},null,null,null,null,null,{"$error":"#DIV/0!"}]
[null,null,8348,null,null,null,null,null,{"$error":"#DIV/0!"},null,null,null,null,null,{"$error":"#DIV/0!"},null,null,null,null,null,{"$error":"#DIV/0!"}]
[null,null,8349,null,null,null,null,null,{"$error":"#DIV/0!"},null,null,null,null,null,{"$error":"#DIV/0!"},null,null,null,null,null,{"$error":"#DIV/0!"}]
[null,null,8350,null,null,null,null,null,{"$error":"#DIV/0!"},null,null,null,null,null,{"$error":"#DIV/0!"},null,null,null,null,null,{"$error":"#DIV/0!"}]
[null,null,8351,null,null,null,null,null,{"$error":"#DIV/0!"},null,null,null,null,null,{"$error":"#DIV/0!"},null,null,null,null,null,{"$error":"#DIV/0!"}]
[null,null,8352,null,null,null,null,null,{"$error":"#DIV/0!"},null,null,null,null,null,{"$error":"#DIV/0!"},null,null,null,null,null,{"$error":"#DIV/0!"}]
[null,null,8353,null,null,null,null,null,{"$error":"#DIV/0!"},null,null,null,null,null,{"$error":"#DIV/0!"},null,null,null,null,null,{"$error":"#DIV/0!"}]
[null,null,8354,null,null,null,null,null,{"$error":"#DIV/0!"},null,null,null,null,null,{"$error":"#DIV/0!"},null,null,null,null,null,{"$error":"#DIV/0!"}]
[null,null,8355,null,null,null,null,null,{"$error":"#DIV/0!"},null,null,null,null,null,{"$error":"#DIV/0!"},null,null,null,null,null,{"$error":"#DIV/0!"}]
[null,null,8356,null,null,null,null,null,{"$error":"#DIV/0!"},null,null,null,null,null,{"$error":"#DIV/0!"},null,null,null,null,null,{"$error":"#DIV/0!"}]
[null,null,8357,null,null,null,null,null,{"$error":"#DIV/0!"},null,null,null,null,null,{"$error":"#DIV/0!"},null,null,null,null,null,{"$error":"#DIV/0!"}]
[null,null,8358,null,null,null,null,null,{"$error":"#DIV/0!"},null,null,null,null,null,{"$error":"#DIV/0!"},null,null,null,null,null,{"$error":"#DIV/0!"}]
[null,null,8359,null,null,null,null,null,{"$error":"#DIV/0!"},null,null,null,null,null,{"$error":"#DIV/0!"},null,null,null,null,null,{"$error":"#DIV/0!"}]
[null,null,8360,null,null,null,null,null,{"$error":"#DIV/0!"},null,null,null,null,null,{"$error":"#DIV/0!"},null,null,null,null,null,{"$error":"#DIV/0!"}]
[null,null,8361,null,null,null,null,null,{"$error":"#DIV/0!"},null,null,null,null,null,{"$error":"#DIV/0!"},null,null,null,null,null,{"$error":"#DIV/0!"}]
[null,null,8362,null,null,null,null,null,{"$error":"#DIV/0!"},null,null,null,null,null,{"$error":"#DIV/0!"},null,null,null,null,null,{"$error":"#DIV/0!"}]
[null,null,8363,null,null,null,null,null,{"$error":"#DIV/0!"},null,null,null,null,null,{"$error":"#DIV/0!"},null,null,null,null,null,{"$error":"#DIV/0!"}]
[null,null,8364,null,null,null,null,null,{"$error":"#DIV/0!"},null,null,null,null,null,{"$error":"#DIV/0!"},null,null,null,null,null,{"$error":"#DIV/0!"}]
[null,null,8365,null,null,null,null,null,{"$error":"#DIV/0!"},null,null,null,null,null,{"$error":"#DIV/0!"},null,null,null,null,null,{"$error":"#DIV/0!"}]
[null,null,8366,null,null,null,null,null,{"$error":"#DIV/0!"},null,null,null,null,null,{"$error":"#DIV/0!"},null,null,null,null,null,{"$error":"#DIV/0!"}]
[null,null,8367,null,null,null,null,null,{"$error":"#DIV/0!"},null,null,null,null,null,{"$error":"#DIV/0!"},null,null,null,null,null,{"$error":"#DIV/0!"}]
[null,null,8368,null,null,null,null,null,{"$error":"#DIV/0!"},null,null,null,null,null,{"$error":"#DIV/0!"},null,null,null,null,null,{"$error":"#DIV/0!"}]
[null,null,8369,null,null,null,null,null,{"$error":"#DIV/0!"},null,null,null,null,null,{"$error":"#DIV/0!"},null,null,null,null,null,{"$error":"#DIV/0!"}]
[null,null,8370,null,null,null,null,null,{"$error":"#DIV/0!"},null,null,null,null,null,{"$error":"#DIV/0!"},null,null,null,null,null,{"$error":"#DIV/0!"}]
[null,null,8371,null,null,null,null,null,{"$error":"#DIV/0!"},null,null,null,null,null,{"$error":"#DIV/0!"},null,null,null,null,null,{"$error":"#DIV/0!"}]
[null,null,8372,null,null,null,null,null,{"$error":"#DIV/0!"},null,null,null,null,null,{"$error":"#DIV/0!"},null,null,null,null,null,{"$error":"#DIV/0!"}]
[null,null,8373,null,null,null,null,null,{"$error":"#DIV/0!"},null,null,null,null,null,{"$error":"#DIV/0!"},null,null,null,null,null,{"$error":"#DIV/0!"}]
[null,null,8374,null,null,null,null,null,{"$error":"#DIV/0!"},null,null,null,null,null,{"$error":"#DIV/0!"},null,null,null,null,null,{"$error":"#DIV/0!"}]
[null,null,8375,null,null,null,null,null,{"$error":"#DIV/0!"},null,null,null,null,null,{"$error":"#DIV/0!"},null,null,null,null,null,{"$error":"#DIV/0!"}]
[null,null,8376,null,null,null,null,null,{"$error":"#DIV/0!"},null,null,null,null,null,{"$error":"#DIV/0!"},null,null,null,null,null,{"$error":"#DIV/0!"}]
[null,null,8377,null,null,null,null,null,{"$error":"#DIV/0!"},null,null,null,null,null,{"$error":"#DIV/0!"},null,null,null,null,null,{"$error":"#DIV/0!"}]
[null,null,8378,null,null,null,null,null,{"$error":"#DIV/0!"},null,null,null,null,null,{"$error":"#DIV/0!"},null,null,null,null,null,{"$error":"#DIV/0!"}]
[null,null,8379,null,null,null,null,null,{"$error":"#DIV/0!"},null,null,null,null,null,{"$error":"#DIV/0!"},null,null,null,null,null,{"$error":"#DIV/0!"}]
[null,null,8380,null,null,null,null,null,{"$error":"#DIV/0!"},null,null,null,null,null,{"$error":"#DIV/0!"},null,null,null,null,null,{"$error":"#DIV/0!"}]
[null,null,8381,null,null,null,null,null,{"$error":"#DIV/0!"},null,null,null,null,null,{"$error":"#DIV/0!"},null,null,null,null,null,{"$error":"#DIV/0!"}]
[null,null,8382,null,null,null,null,null,{"$error":"#DIV/0!"},null,null,null,null,null,{"$error":"#DIV/0!"},null,null,null,null,null,{"$error":"#DIV/0!"}]
[null,null,8383,null,null,null,null,null,{"$error":"#DIV/0!"},null,null,null,null,null,{"$error":"#DIV/0!"},null,null,null,null,null,{"$error":"#DIV/0!"}]
[null,null,8384,null,null,null,null,null,{"$error":"#DIV/0!"},null,null,null,null,null,{"$error":"#DIV/0!"},null,null,null,null,null,{"$error":"#DIV/0!"}]
[null,null,8385,null,null,null,null,null,{"$error":"#DIV/0!"},null,null,null,null,null,{"$error":"#DIV/0!"},null,null,null,null,null,{"$error":"#DIV/0!"}]
[null,null,8386,null,null,null,null,null,{"$f":"IF(SUMPRODUCT(D8437:H8437,$Z$15:$AD$15/$H$20)=0,\"\",SUMPRODUCT(D8437:H8437,$Z$15:$AD$15/$H$20))","v":{"$error":"#DIV/0!"}},null,null,null,null,null,{"$f":"IF(SUMPRODUCT(J8437:N8437,$Z$22:$AD$22/$H$27)=0,\"\",SUMPRODUCT(J8437:N8437,$Z$22:$AD$22/$H$27))","v":{"$error":"#DIV/0!"}},null,null,null,null,null,{"$f":"IF(SUMPRODUCT(P8437:T8437,$Z$29:$AD$29/$H$34)=0,\"\",SUMPRODUCT(P8437:T8437,$Z$29:$AD$29/$H$34))","v":{"$error":"#DIV/0!"}}]
[null,null,8387,null,null,null,null,null,{"$error":"#DIV/0!"},null,null,null,null,null,{"$error":"#DIV/0!"},null,null,null,null,null,{"$error":"#DIV/0!"}]
[null,null,8388,null,null,null,null,null,{"$error":"#DIV/0!"},null,null,null,null,null,{"$error":"#DIV/0!"},null,null,null,null,null,{"$error":"#DIV/0!"}]
[null,null,8389,null,null,null,null,null,{"$error":"#DIV/0!"},null,null,null,null,null,{"$error":"#DIV/0!"},null,null,null,null,null,{"$error":"#DIV/0!"}]
[null,null,8390,null,null,null,null,null,{"$error":"#DIV/0!"},null,null,null,null,null,{"$error":"#DIV/0!"},null,null,null,null,null,{"$error":"#DIV/0!"}]
[null,null,8391,null,null,null,null,null,{"$error":"#DIV/0!"},null,null,null,null,null,{"$error":"#DIV/0!"},null,null,null,null,null,{"$error":"#DIV/0!"}]
[null,null,8392,null,null,null,null,null,{"$error":"#DIV/0!"},null,null,null,null,null,{"$error":"#DIV/0!"},null,null,null,null,null,{"$error":"#DIV/0!"}]
[null,null,8393,null,null,null,null,null,{"$error":"#DIV/0!"},null,null,null,null,null,{"$error":"#DIV/0!"},null,null,null,null,null,{"$error":"#DIV/0!"}]
[null,null,8394,null,null,null,null,null,{"$error":"#DIV/0!"},null,null,null,null,null,{"$error":"#DIV/0!"},null,null,null,null,null,{"$error":"#DIV/0!"}]
[null,null,8395,null,null,null,null,null,{"$error":"#DIV/0!"},null,null,null,null,null,{"$error":"#DIV/0!"},null,null,null,null,null,{"$error":"#DIV/0!"}]
[null,null,8396,null,null,null,null,null,{"$error":"#DIV/0!"},null,null,null,null,null,{"$error":"#DIV/0!"},null,null,null,null,null,{"$error":"#DIV/0!"}]
[null,null,8397,null,null,null,null,null,{"$error":"#DIV/0!"},null,null,null,null,null,{"$error":"#DIV/0!"},null,null,null,null,null,{"$error":"#DIV/0!"}]
[null,null,8398,null,null,null,null,null,{"$error":"#DIV/0!"},null,null,null,null,null,{"$error":"#DIV/0!"},null,null,null,null,null,{"$error":"#DIV/0!"}]
[null,null,8399,null,null,null,null,null,{"$error":"#DIV/0!"},null,null,null,null,null,{"$error":"#DIV/0!"},null,null,null,null,null,{"$error":"#DIV/0!"}]
[null,null,8400,null,null,null,null,null,{"$error":"#DIV/0!"},null,null,null,null,null,{"$error":"#DIV/0!"},null,null,null,null,null,{"$error":"#DIV/0!"}]
[null,null,8401,null,null,null,null,null,{"$error":"#DIV/0!"},null,null,null,null,null,{"$error":"#DIV/0!"},null,null,null,null,null,{"$error":"#DIV/0!"}]
[null,null,8402,null,null,null,null,null,{"$error":"#DIV/0!"},null,null,null,null,null,{"$error":"#DIV/0!"},null,null,null,null,null,{"$error":"#DIV/0!"}]
[null,null,8403,null,null,null,null,null,{"$error":"#DIV/0!"},null,null,null,null,null,{"$error":"#DIV/0!"},null,null,null,null,null,{"$error":"#DIV/0!"}]
[null,null,8404,null,null,null,null,null,{"$error":"#DIV/0!"},null,null,null,null,null,{"$error":"#DIV/0!"},null,null,null,null,null,{"$error":"#DIV/0!"}]
[null,null,8405,null,null,null,null,null,{"$error":"#DIV/0!"},null,null,null,null,null,{"$error":"#DIV/0!"},null,null,null,null,null,{"$error":"#DIV/0!"}]
[null,null,8406,null,null,null,null,null,{"$error":"#DIV/0!"},null,null,null,null,null,{"$error":"#DIV/0!"},null,null,null,null,null,{"$error":"#DIV/0!"}]
[null,null,8407,null,null,null,null,null,{"$error":"#DIV/0!"},null,null,null,null,null,{"$error":"#DIV/0!"},null,null,null,null,null,{"$error":"#DIV/0!"}]
[null,null,8408,null,null,null,null,null,{"$error":"#DIV/0!"},null,null,null,null,null,{"$error":"#DIV/0!"},null,null,null,null,null,{"$error":"#DIV/0!"}]
[null,null,8409,null,null,null,null,null,{"$error":"#DIV/0!"},null,null,null,null,null,{"$error":"#DIV/0!"},null,null,null,null,null,{"$error":"#DIV/0!"}]
[null,null,8410,null,null,null,null,null,{"$error":"#DIV/0!"},null,null,null,null,null,{"$error":"#DIV/0!"},null,null,null,null,null,{"$error":"#DIV/0!"}]
[null,null,8411,null,null,null,null,null,{"$error":"#DIV/0!"},null,null,null,null,null,{"$error":"#DIV/0!"},null,null,null,null,null,{"$error":"#DIV/0!"}]
[null,null,8412,null,null,null,null,null,{"$error":"#DIV/0!"},null,null,null,null,null,{"$error":"#DIV/0!"},null,null,null,null,null,{"$error":"#DIV/0!"}]
[null,null,8413,null,null,null,null,null,{"$error":"#DIV/0!"},null,null,null,null,null,{"$error":"#DIV/0!"},null,null,null,null,null,{"$error":"#DIV/0!"}]
[null,null,8414,null,null,null,null,null,{"$error":"#DIV/0!"},null,null,null,null,null,{"$error":"#DIV/0!"},null,null,null,null,null,{"$error":"#DIV/0!"}]
[null,null,8415,null,null,null,null,null,{"$error":"#DIV/0!"},null,null,null,null,null,{"$error":"#DIV/0!"},null,null,null,null,null,{"$error":"#DIV/0!"}]
[null,null,8416,null,null,null,null,null,{"$error":"#DIV/0!"},null,null,null,null,null,{"$error":"#DIV/0!"},null,null,null,null,null,{"$error":"#DIV/0!"}]
[null,null,8417,null,null,null,null,null,{"$error":"#DIV/0!"},null,null,null,null,null,{"$error":"#DIV/0!"},null,null,null,null,null,{"$error":"#DIV/0!"}]
[null,null,8418,null,null,null,null,null,{"$error":"#DIV/0!"},null,null,null,null,null,{"$error":"#DIV/0!"},null,null,null,null,null,{"$error":"#DIV/0!"}]
[null,null,8419,null,null,null,null,null,{"$error":"#DIV/0!"},null,null,null,null,null,{"$error":"#DIV/0!"},null,null,null,null,null,{"$error":"#DIV/0!"}]
[null,null,8420,null,null,null,null,null,{"$error":"#DIV/0!"},null,null,null,null,null,{"$error":"#DIV/0!"},null,null,null,null,null,{"$error":"#DIV/0!"}]
[null,null,8421,null,null,null,null,null,{"$error":"#DIV/0!"},null,null,null,null,null,{"$error":"#DIV/0!"},null,null,null,null,null,{"$error":"#DIV/0!"}]
[null,null,8422,null,null,null,null,null,{"$error":"#DIV/0!"},null,null,null,null,null,{"$error":"#DIV/0!"},null,null,null,null,null,{"$error":"#DIV/0!"}]
[null,null,8423,null,null,null,null,null,{"$error":"#DIV/0!"},null,null,null,null,null,{"$error":"#DIV/0!"},null,null,null,null,null,{"$error":"#DIV/0!"}]
[null,null,8424,null,null,null,null,null,{"$error":"#DIV/0!"},null,null,null,null,null,{"$error":"#DIV/0!"},null,null,null,null,null,{"$error":"#DIV/0!"}]
[null,null,8425,null,null,null,null,null,{"$error":"#DIV/0!"},null,null,null,null,null,{"$error":"#DIV/0!"},null,null,null,null,null,{"$error":"#DIV/0!"}]
[null,null,8426,null,null,null,null,null,{"$error":"#DIV/0!"},null,null,null,null,null,{"$error":"#DIV/0!"},null,null,null,null,null,{"$error":"#DIV/0!"}]
[null,null,8427,null,null,null,null,null,{"$error":"#DIV/0!"},null,null,null,null,null,{"$error":"#DIV/0!"},null,null,null,null,null,{"$error":"#DIV/0!"}]
[null,null,8428,null,null,null,null,null,{"$error":"#DIV/0!"},null,null,null,null,null,{"$error":"#DIV/0!"},null,null,null,null,null,{"$error":"#DIV/0!"}]
[null,null,8429,null,null,null,null,null,{"$error":"#DIV/0!"},null,null,null,null,null,{"$error":"#DIV/0!"},null,null,null,null,null,{"$error":"#DIV/0!"}]
[null,null,8430,null,null,null,null,null,{"$error":"#DIV/0!"},null,null,null,null,null,{"$error":"#DIV/0!"},null,null,null,null,null,{"$error":"#DIV/0!"}]
[null,null,8431,null,null,null,null,null,{"$error":"#DIV/0!"},null,null,null,null,null,{"$error":"#DIV/0!"},null,null,null,null,null,{"$error":"#DIV/0!"}]
[null,null,8432,null,null,null,null,null,{"$error":"#DIV/0!"},null,null,null,null,null,{"$error":"#DIV/0!"},null,null,null,null,null,{"$error":"#DIV/0!"}]
[null,null,8433,null,null,null,null,null,{"$error":"#DIV/0!"},null,null,null,null,null,{"$error":"#DIV/0!"},null,null,null,null,null,{"$error":"#DIV/0!"}]
[null,null,8434,null,null,null,null,null,{"$error":"#DIV/0!"},null,null,null,null,null,{"$error":"#DIV/0!"},null,null,null,null,null,{"$error":"#DIV/0!"}]
[null,null,8435,null,null,null,null,null,{"$error":"#DIV/0!"},null,null,null,null,null,{"$error":"#DIV/0!"},null,null,null,null,null,{"$error":"#DIV/0!"}]
[null,null,8436,null,null,null,null,null,{"$error":"#DIV/0!"},null,null,null,null,null,{"$error":"#DIV/0!"},null,null,null,null,null,{"$error":"#DIV/0!"}]
[null,null,8437,null,null,null,null,null,{"$error":"#DIV/0!"},null,null,null,null,null,{"$error":"#DIV/0!"},null,null,null,null,null,{"$error":"#DIV/0!"}]
[null,null,8438,null,null,null,null,null,{"$error":"#DIV/0!"},null,null,null,null,null,{"$error":"#DIV/0!"},null,null,null,null,null,{"$error":"#DIV/0!"}]
[null,null,8439,null,null,null,null,null,{"$error":"#DIV/0!"},null,null,null,null,null,{"$error":"#DIV/0!"},null,null,null,null,null,{"$error":"#DIV/0!"}]
[null,null,8440,null,null,null,null,null,{"$error":"#DIV/0!"},null,null,null,null,null,{"$error":"#DIV/0!"},null,null,null,null,null,{"$error":"#DIV/0!"}]
[null,null,8441,null,null,null,null,null,{"$error":"#DIV/0!"},null,null,null,null,null,{"$error":"#DIV/0!"},null,null,null,null,null,{"$error":"#DIV/0!"}]
[null,null,8442,null,null,null,null,null,{"$error":"#DIV/0!"},null,null,null,null,null,{"$error":"#DIV/0!"},null,null,null,null,null,{"$error":"#DIV/0!"}]
[null,null,8443,null,null,null,null,null,{"$error":"#DIV/0!"},null,null,null,null,null,{"$error":"#DIV/0!"},null,null,null,null,null,{"$error":"#DIV/0!"}]
[null,null,8444,null,null,null,null,null,{"$error":"#DIV/0!"},null,null,null,null,null,{"$error":"#DIV/0!"},null,null,null,null,null,{"$error":"#DIV/0!"}]
[null,null,8445,null,null,null,null,null,{"$error":"#DIV/0!"},null,null,null,null,null,{"$error":"#DIV/0!"},null,null,null,null,null,{"$error":"#DIV/0!"}]
[null,null,8446,null,null,null,null,null,{"$error":"#DIV/0!"},null,null,null,null,null,{"$error":"#DIV/0!"},null,null,null,null,null,{"$error":"#DIV/0!"}]
[null,null,8447,null,null,null,null,null,{"$error":"#DIV/0!"},null,null,null,null,null,{"$error":"#DIV/0!"},null,null,null,null,null,{"$error":"#DIV/0!"}]
[null,null,8448,null,null,null,null,null,{"$error":"#DIV/0!"},null,null,null,null,null,{"$error":"#DIV/0!"},null,null,null,null,null,{"$error":"#DIV/0!"}]
[null,null,8449,null,null,null,null,null,{"$error":"#DIV/0!"},null,null,null,null,null,{"$error":"#DIV/0!"},null,null,null,null,null,{"$error":"#DIV/0!"}]
[null,null,8450,null,null,null,null,null,{"$f":"IF(SUMPRODUCT(D8501:H8501,$Z$15:$AD$15/$H$20)=0,\"\",SUMPRODUCT(D8501:H8501,$Z$15:$AD$15/$H$20))","v":{"$error":"#DIV/0!"}},null,null,null,null,null,{"$f":"IF(SUMPRODUCT(J8501:N8501,$Z$22:$AD$22/$H$27)=0,\"\",SUMPRODUCT(J8501:N8501,$Z$22:$AD$22/$H$27))","v":{"$error":"#DIV/0!"}},null,null,null,null,null,{"$f":"IF(SUMPRODUCT(P8501:T8501,$Z$29:$AD$29/$H$34)=0,\"\",SUMPRODUCT(P8501:T8501,$Z$29:$AD$29/$H$34))","v":{"$error":"#DIV/0!"}}]
[null,null,8451,null,null,null,null,null,{"$error":"#DIV/0!"},null,null,null,null,null,{"$error":"#DIV/0!"},null,null,null,null,null,{"$error":"#DIV/0!"}]
[null,null,8452,null,null,null,null,null,{"$error":"#DIV/0!"},null,null,null,null,null,{"$error":"#DIV/0!"},null,null,null,null,null,{"$error":"#DIV/0!"}]
[null,null,8453,null,null,null,null,null,{"$error":"#DIV/0!"},null,null,null,null,null,{"$error":"#DIV/0!"},null,null,null,null,null,{"$error":"#DIV/0!"}]
[null,null,8454,null,null,null,null,null,{"$error":"#DIV/0!"},null,null,null,null,null,{"$error":"#DIV/0!"},null,null,null,null,null,{"$error":"#DIV/0!"}]
[null,null,8455,null,null,null,null,null,{"$error":"#DIV/0!"},null,null,null,null,null,{"$error":"#DIV/0!"},null,null,null,null,null,{"$error":"#DIV/0!"}]
[null,null,8456,null,null,null,null,null,{"$error":"#DIV/0!"},null,null,null,null,null,{"$error":"#DIV/0!"},null,null,null,null,null,{"$error":"#DIV/0!"}]
[null,null,8457,null,null,null,null,null,{"$error":"#DIV/0!"},null,null,null,null,null,{"$error":"#DIV/0!"},null,null,null,null,null,{"$error":"#DIV/0!"}]
[null,null,8458,null,null,null,null,null,{"$error":"#DIV/0!"},null,null,null,null,null,{"$error":"#DIV/0!"},null,null,null,null,null,{"$error":"#DIV/0!"}]
[null,null,8459,null,null,null,null,null,{"$error":"#DIV/0!"},null,null,null,null,null,{"$error":"#DIV/0!"},null,null,null,null,null,{"$error":"#DIV/0!"}]
[null,null,8460,null,null,null,null,null,{"$error":"#DIV/0!"},null,null,null,null,null,{"$error":"#DIV/0!"},null,null,null,null,null,{"$error":"#DIV/0!"}]
[null,null,8461,null,null,null,null,null,{"$error":"#DIV/0!"},null,null,null,null,null,{"$error":"#DIV/0!"},null,null,null,null,null,{"$error":"#DIV/0!"}]
[null,null,8462,null,null,null,null,null,{"$error":"#DIV/0!"},null,null,null,null,null,{"$error":"#DIV/0!"},null,null,null,null,null,{"$error":"#DIV/0!"}]
[null,null,8463,null,null,null,null,null,{"$error":"#DIV/0!"},null,null,null,null,null,{"$error":"#DIV/0!"},null,null,null,null,null,{"$error":"#DIV/0!"}]
[null,null,8464,null,null,null,null,null,{"$error":"#DIV/0!"},null,null,null,null,null,{"$error":"#DIV/0!"},null,null,null,null,null,{"$error":"#DIV/0!"}]
[null,null,8465,null,null,null,null,null,{"$error":"#DIV/0!"},null,null,null,null,null,{"$error":"#DIV/0!"},null,null,null,null,null,{"$error":"#DIV/0!"}]
[null,null,8466,null,null,null,null,null,{"$error":"#DIV/0!"},null,null,null,null,null,{"$error":"#DIV/0!"},null,null,null,null,null,{"$error":"#DIV/0!"}]
[null,null,8467,null,null,null,null,null,{"$error":"#DIV/0!"},null,null,null,null,null,{"$error":"#DIV/0!"},null,null,null,null,null,{"$error":"#DIV/0!"}]
[null,null,8468,null,null,null,null,null,{"$error":"#DIV/0!"},null,null,null,null,null,{"$error":"#DIV/0!"},null,null,null,null,null,{"$error":"#DIV/0!"}]
[null,null,8469,null,null,null,null,null,{"$error":"#DIV/0!"},null,null,null,null,null,{"$error":"#DIV/0!"},null,null,null,null,null,{"$error":"#DIV/0!"}]
[null,null,8470,null,null,null,null,null,{"$error":"#DIV/0!"},null,null,null,null,null,{"$error":"#DIV/0!"},null,null,null,null,null,{"$error":"#DIV/0!"}]
[null,null,8471,null,null,null,null,null,{"$error":"#DIV/0!"},null,null,null,null,null,{"$error":"#DIV/0!"},null,null,null,null,null,{"$error":"#DIV/0!"}]
[null,null,8472,null,null,null,null,null,{"$error":"#DIV/0!"},null,null,null,null,null,{"$error":"#DIV/0!"},null,null,null,null,null,{"$error":"#DIV/0!"}]
[null,null,8473,null,null,null,null,null,{"$error":"#DIV/0!"},null,null,null,null,null,{"$error":"#DIV/0!"},null,null,null,null,null,{"$error":"#DIV/0!"}]
[null,null,8474,null,null,null,null,null,{"$error":"#DIV/0!"},null,null,null,null,null,{"$error":"#DIV/0!"},null,null,null,null,null,{"$error":"#DIV/0!"}]
[null,null,8475,null,null,null,null,null,{"$error":"#DIV/0!"},null,null,null,null,null,{"$error":"#DIV/0!"},null,null,null,null,null,{"$error":"#DIV/0!"}]
[null,null,8476,null,null,null,null,null,{"$error":"#DIV/0!"},null,null,null,null,null,{"$error":"#DIV/0!"},null,null,null,null,null,{"$error":"#DIV/0!"}]
[null,null,8477,null,null,null,null,null,{"$error":"#DIV/0!"},null,null,null,null,null,{"$error":"#DIV/0!"},null,null,null,null,null,{"$error":"#DIV/0!"}]
[null,null,8478,null,null,null,null,null,{"$error":"#DIV/0!"},null,null,null,null,null,{"$error":"#DIV/0!"},null,null,null,null,null,{"$error":"#DIV/0!"}]
[null,null,8479,null,null,null,null,null,{"$error":"#DIV/0!"},null,null,null,null,null,{"$error":"#DIV/0!"},null,null,null,null,null,{"$error":"#DIV/0!"}]
[null,null,8480,null,null,null,null,null,{"$error":"#DIV/0!"},null,null,null,null,null,{"$error":"#DIV/0!"},null,null,null,null,null,{"$error":"#DIV/0!"}]
[null,null,8481,null,null,null,null,null,{"$error":"#DIV/0!"},null,null,null,null,null,{"$error":"#DIV/0!"},null,null,null,null,null,{"$error":"#DIV/0!"}]
[null,null,8482,null,null,null,null,null,{"$error":"#DIV/0!"},null,null,null,null,null,{"$error":"#DIV/0!"},null,null,null,null,null,{"$error":"#DIV/0!"}]
[null,null,8483,null,null,null,null,null,{"$error":"#DIV/0!"},null,null,null,null,null,{"$error":"#DIV/0!"},null,null,null,null,null,{"$error":"#DIV/0!"}]
[null,null,8484,null,null,null,null,null,{"$error":"#DIV/0!"},null,null,null,null,null,{"$error":"#DIV/0!"},null,null,null,null,null,{"$error":"#DIV/0!"}]
[null,null,8485,null,null,null,null,null,{"$error":"#DIV/0!"},null,null,null,null,null,{"$error":"#DIV/0!"},null,null,null,null,null,{"$error":"#DIV/0!"}]
[null,null,8486,null,null,null,null,null,{"$error":"#DIV/0!"},null,null,null,null,null,{"$error":"#DIV/0!"},null,null,null,null,null,{"$error":"#DIV/0!"}]
[null,null,8487,null,null,null,null,null,{"$error":"#DIV/0!"},null,null,null,null,null,{"$error":"#DIV/0!"},null,null,null,null,null,{"$error":"#DIV/0!"}]
[null,null,8488,null,null,null,null,null,{"$error":"#DIV/0!"},null,null,null,null,null,{"$error":"#DIV/0!"},null,null,null,null,null,{"$error":"#DIV/0!"}]
[null,null,8489,null,null,null,null,null,{"$error":"#DIV/0!"},null,null,null,null,null,{"$error":"#DIV/0!"},null,null,null,null,null,{"$error":"#DIV/0!"}]
[null,null,8490,null,null,null,null,null,{"$error":"#DIV/0!"},null,null,null,null,null,{"$error":"#DIV/0!"},null,null,null,null,null,{"$error":"#DIV/0!"}]
[null,null,8491,null,null,null,null,null,{"$error":"#DIV/0!"},null,null,null,null,null,{"$error":"#DIV/0!"},null,null,null,null,null,{"$error":"#DIV/0!"}]
[null,null,8492,null,null,null,null,null,{"$error":"#DIV/0!"},null,null,null,null,null,{"$error":"#DIV/0!"},null,null,null,null,null,{"$error":"#DIV/0!"}]
[null,null,8493,null,null,null,null,null,{"$error":"#DIV/0!"},null,null,null,null,null,{"$error":"#DIV/0!"},null,null,null,null,null,{"$error":"#DIV/0!"}]
[null,null,8494,null,null,null,null,null,{"$error":"#DIV/0!"},null,null,null,null,null,{"$error":"#DIV/0!"},null,null,null,null,null,{"$error":"#DIV/0!"}]
[null,null,8495,null,null,null,null,null,{"$error":"#DIV/0!"},null,null,null,null,null,{"$error":"#DIV/0!"},null,null,null,null,null,{"$error":"#DIV/0!"}]
[null,null,8496,null,null,null,null,null,{"$error":"#DIV/0!"},null,null,null,null,null,{"$error":"#DIV/0!"},null,null,null,null,null,{"$error":"#DIV/0!"}]
[null,null,8497,null,null,null,null,null,{"$error":"#DIV/0!"},null,null,null,null,null,{"$error":"#DIV/0!"},null,null,null,null,null,{"$error":"#DIV/0!"}]
[null,null,8498,null,null,null,null,null,{"$error":"#DIV/0!"},null,null,null,null,null,{"$error":"#DIV/0!"},null,null,null,null,null,{"$error":"#DIV/0!"}]
[null,null,8499,null,null,null,null,null,{"$error":"#DIV/0!"},null,null,null,null,null,{"$error":"#DIV/0!"},null,null,null,null,null,{"$error":"#DIV/0!"}]
[null,null,8500,null,null,null,null,null,{"$error":"#DIV/0!"},null,null,null,null,null,{"$error":"#DIV/0!"},null,null,null,null,null,{"$error":"#DIV/0!"}]
[null,null,8501,null,null,null,null,null,{"$error":"#DIV/0!"},null,null,null,null,null,{"$error":"#DIV/0!"},null,null,null,null,null,{"$error":"#DIV/0!"}]
[null,null,8502,null,null,null,null,null,{"$error":"#DIV/0!"},null,null,null,null,null,{"$error":"#DIV/0!"},null,null,null,null,null,{"$error":"#DIV/0!"}]
[null,null,8503,null,null,null,null,null,{"$error":"#DIV/0!"},null,null,null,null,null,{"$error":"#DIV/0!"},null,null,null,null,null,{"$error":"#DIV/0!"}]
[null,null,8504,null,null,null,null,null,{"$error":"#DIV/0!"},null,null,null,null,null,{"$error":"#DIV/0!"},null,null,null,null,null,{"$error":"#DIV/0!"}]
[null,null,8505,null,null,null,null,null,{"$error":"#DIV/0!"},null,null,null,null,null,{"$error":"#DIV/0!"},null,null,null,null,null,{"$error":"#DIV/0!"}]
[null,null,8506,null,null,null,null,null,{"$error":"#DIV/0!"},null,null,null,null,null,{"$error":"#DIV/0!"},null,null,null,null,null,{"$error":"#DIV/0!"}]
[null,null,8507,null,null,null,null,null,{"$error":"#DIV/0!"},null,null,null,null,null,{"$error":"#DIV/0!"},null,null,null,null,null,{"$error":"#DIV/0!"}]
[null,null,8508,null,null,null,null,null,{"$error":"#DIV/0!"},null,null,null,null,null,{"$error":"#DIV/0!"},null,null,null,null,null,{"$error":"#DIV/0!"}]
[null,null,8509,null,null,null,null,null,{"$error":"#DIV/0!"},null,null,null,null,null,{"$error":"#DIV/0!"},null,null,null,null,null,{"$error":"#DIV/0!"}]
[null,null,8510,null,null,null,null,null,{"$error":"#DIV/0!"},null,null,null,null,null,{"$error":"#DIV/0!"},null,null,null,null,null,{"$error":"#DIV/0!"}]
[null,null,8511,null,null,null,null,null,{"$error":"#DIV/0!"},null,null,null,null,null,{"$error":"#DIV/0!"},null,null,null,null,null,{"$error":"#DIV/0!"}]
[null,null,8512,null,null,null,null,null,{"$error":"#DIV/0!"},null,null,null,null,null,{"$error":"#DIV/0!"},null,null,null,null,null,{"$error":"#DIV/0!"}]
[null,null,8513,null,null,null,null,null,{"$error":"#DIV/0!"},null,null,null,null,null,{"$error":"#DIV/0!"},null,null,null,null,null,{"$error":"#DIV/0!"}]
[null,null,8514,null,null,null,null,null,{"$f":"IF(SUMPRODUCT(D8565:H8565,$Z$15:$AD$15/$H$20)=0,\"\",SUMPRODUCT(D8565:H8565,$Z$15:$AD$15/$H$20))","v":{"$error":"#DIV/0!"}},null,null,null,null,null,{"$f":"IF(SUMPRODUCT(J8565:N8565,$Z$22:$AD$22/$H$27)=0,\"\",SUMPRODUCT(J8565:N8565,$Z$22:$AD$22/$H$27))","v":{"$error":"#DIV/0!"}},null,null,null,null,null,{"$f":"IF(SUMPRODUCT(P8565:T8565,$Z$29:$AD$29/$H$34)=0,\"\",SUMPRODUCT(P8565:T8565,$Z$29:$AD$29/$H$34))","v":{"$error":"#DIV/0!"}}]
[null,null,8515,null,null,null,null,null,{"$error":"#DIV/0!"},null,null,null,null,null,{"$error":"#DIV/0!"},null,null,null,null,null,{"$error":"#DIV/0!"}]
[null,null,8516,null,null,null,null,null,{"$error":"#DIV/0!"},null,null,null,null,null,{"$error":"#DIV/0!"},null,null,null,null,null,{"$error":"#DIV/0!"}]
[null,null,8517,null,null,null,null,null,{"$error":"#DIV/0!"},null,null,null,null,null,{"$error":"#DIV/0!"},null,null,null,null,null,{"$error":"#DIV/0!"}]
[null,null,8518,null,null,null,null,null,{"$error":"#DIV/0!"},null,null,null,null,null,{"$error":"#DIV/0!"},null,null,null,null,null,{"$error":"#DIV/0!"}]
[null,null,8519,null,null,null,null,null,{"$error":"#DIV/0!"},null,null,null,null,null,{"$error":"#DIV/0!"},null,null,null,null,null,{"$error":"#DIV/0!"}]
[null,null,8520,null,null,null,null,null,{"$error":"#DIV/0!"},null,null,null,null,null,{"$error":"#DIV/0!"},null,null,null,null,null,{"$error":"#DIV/0!"}]
[null,null,8521,null,null,null,null,null,{"$error":"#DIV/0!"},null,null,null,null,null,{"$error":"#DIV/0!"},null,null,null,null,null,{"$error":"#DIV/0!"}]
[null,null,8522,null,null,null,null,null,{"$error":"#DIV/0!"},null,null,null,null,null,{"$error":"#DIV/0!"},null,null,null,null,null,{"$error":"#DIV/0!"}]
[null,null,8523,null,null,null,null,null,{"$error":"#DIV/0!"},null,null,null,null,null,{"$error":"#DIV/0!"},null,null,null,null,null,{"$error":"#DIV/0!"}]
[null,null,8524,null,null,null,null,null,{"$error":"#DIV/0!"},null,null,null,null,null,{"$error":"#DIV/0!"},null,null,null,null,null,{"$error":"#DIV/0!"}]
[null,null,8525,null,null,null,null,null,{"$error":"#DIV/0!"},null,null,null,null,null,{"$error":"#DIV/0!"},null,null,null,null,null,{"$error":"#DIV/0!"}]
[null,null,8526,null,null,null,null,null,{"$error":"#DIV/0!"},null,null,null,null,null,{"$error":"#DIV/0!"},null,null,null,null,null,{"$error":"#DIV/0!"}]
[null,null,8527,null,null,null,null,null,{"$error":"#DIV/0!"},null,null,null,null,null,{"$error":"#DIV/0!"},null,null,null,null,null,{"$error":"#DIV/0!"}]
[null,null,8528,null,null,null,null,null,{"$error":"#DIV/0!"},null,null,null,null,null,{"$error":"#DIV/0!"},null,null,null,null,null,{"$error":"#DIV/0!"}]
[null,null,8529,null,null,null,null,null,{"$error":"#DIV/0!"},null,null,null,null,null,{"$error":"#DIV/0!"},null,null,null,null,null,{"$error":"#DIV/0!"}]
[null,null,8530,null,null,null,null,null,{"$error":"#DIV/0!"},null,null,null,null,null,{"$error":"#DIV/0!"},null,null,null,null,null,{"$error":"#DIV/0!"}]
[null,null,8531,null,null,null,null,null,{"$error":"#DIV/0!"},null,null,null,null,null,{"$error":"#DIV/0!"},null,null,null,null,null,{"$error":"#DIV/0!"}]
[null,null,8532,null,null,null,null,null,{"$error":"#DIV/0!"},null,null,null,null,null,{"$error":"#DIV/0!"},null,null,null,null,null,{"$error":"#DIV/0!"}]
[null,null,8533,null,null,null,null,null,{"$error":"#DIV/0!"},null,null,null,null,null,{"$error":"#DIV/0!"},null,null,null,null,null,{"$error":"#DIV/0!"}]
[null,null,8534,null,null,null,null,null,{"$error":"#DIV/0!"},null,null,null,null,null,{"$error":"#DIV/0!"},null,null,null,null,null,{"$error":"#DIV/0!"}]
[null,null,8535,null,null,null,null,null,{"$error":"#DIV/0!"},null,null,null,null,null,{"$error":"#DIV/0!"},null,null,null,null,null,{"$error":"#DIV/0!"}]
[null,null,8536,null,null,null,null,null,{"$error":"#DIV/0!"},null,null,null,null,null,{"$error":"#DIV/0!"},null,null,null,null,null,{"$error":"#DIV/0!"}]
[null,null,8537,null,null,null,null,null,{"$error":"#DIV/0!"},null,null,null,null,null,{"$error":"#DIV/0!"},null,null,null,null,null,{"$error":"#DIV/0!"}]
[null,null,8538,null,null,null,null,null,{"$error":"#DIV/0!"},null,null,null,null,null,{"$error":"#DIV/0!"},null,null,null,null,null,{"$error":"#DIV/0!"}]
[null,null,8539,null,null,null,null,null,{"$error":"#DIV/0!"},null,null,null,null,null,{"$error":"#DIV/0!"},null,null,null,null,null,{"$error":"#DIV/0!"}]
[null,null,8540,null,null,null,null,null,{"$error":"#DIV/0!"},null,null,null,null,null,{"$error":"#DIV/0!"},null,null,null,null,null,{"$error":"#DIV/0!"}]
[null,null,8541,null,null,null,null,null,{"$error":"#DIV/0!"},null,null,null,null,null,{"$error":"#DIV/0!"},null,null,null,null,null,{"$error":"#DIV/0!"}]
[null,null,8542,null,null,null,null,null,{"$error":"#DIV/0!"},null,null,null,null,null,{"$error":"#DIV/0!"},null,null,null,null,null,{"$error":"#DIV/0!"}]
[null,null,8543,null,null,null,null,null,{"$error":"#DIV/0!"},null,null,null,null,null,{"$error":"#DIV/0!"},null,null,null,null,null,{"$error":"#DIV/0!"}]
[null,null,8544,null,null,null,null,null,{"$error":"#DIV/0!"},null,null,null,null,null,{"$error":"#DIV/0!"},null,null,null,null,null,{"$error":"#DIV/0!"}]
[null,null,8545,null,null,null,null,null,{"$error":"#DIV/0!"},null,null,null,null,null,{"$error":"#DIV/0!"},null,null,null,null,null,{"$error":"#DIV/0!"}]
[null,null,8546,null,null,null,null,null,{"$error":"#DIV/0!"},null,null,null,null,null,{"$error":"#DIV/0!"},null,null,null,null,null,{"$error":"#DIV/0!"}]
[null,null,8547,null,null,null,null,null,{"$error":"#DIV/0!"},null,null,null,null,null,{"$error":"#DIV/0!"},null,null,null,null,null,{"$error":"#DIV/0!"}]
[null,null,8548,null,null,null,null,null,{"$error":"#DIV/0!"},null,null,null,null,null,{"$error":"#DIV/0!"},null,null,null,null,null,{"$error":"#DIV/0!"}]
[null,null,8549,null,null,null,null,null,{"$error":"#DIV/0!"},null,null,null,null,null,{"$error":"#DIV/0!"},null,null,null,null,null,{"$error":"#DIV/0!"}]
[null,null,8550,null,null,null,null,null,{"$error":"#DIV/0!"},null,null,null,null,null,{"$error":"#DIV/0!"},null,null,null,null,null,{"$error":"#DIV/0!"}]
[null,null,8551,null,null,null,null,null,{"$error":"#DIV/0!"},null,null,null,null,null,{"$error":"#DIV/0!"},null,null,null,null,null,{"$error":"#DIV/0!"}]
[null,null,8552,null,null,null,null,null,{"$error":"#DIV/0!"},null,null,null,null,null,{"$error":"#DIV/0!"},null,null,null,null,null,{"$error":"#DIV/0!"}]
[null,null,8553,null,null,null,null,null,{"$error":"#DIV/0!"},null,null,null,null,null,{"$error":"#DIV/0!"},null,null,null,null,null,{"$error":"#DIV/0!"}]
[null,null,8554,null,null,null,null,null,{"$error":"#DIV/0!"},null,null,null,null,null,{"$error":"#DIV/0!"},null,null,null,null,null,{"$error":"#DIV/0!"}]
[null,null,8555,null,null,null,null,null,{"$error":"#DIV/0!"},null,null,null,null,null,{"$error":"#DIV/0!"},null,null,null,null,null,{"$error":"#DIV/0!"}]
[null,null,8556,null,null,null,null,null,{"$error":"#DIV/0!"},null,null,null,null,null,{"$error":"#DIV/0!"},null,null,null,null,null,{"$error":"#DIV/0!"}]
[null,null,8557,null,null,null,null,null,{"$error":"#DIV/0!"},null,null,null,null,null,{"$error":"#DIV/0!"},null,null,null,null,null,{"$error":"#DIV/0!"}]
[null,null,8558,null,null,null,null,null,{"$error":"#DIV/0!"},null,null,null,null,null,{"$error":"#DIV/0!"},null,null,null,null,null,{"$error":"#DIV/0!"}]
[null,null,8559,null,null,null,null,null,{"$error":"#DIV/0!"},null,null,null,null,null,{"$error":"#DIV/0!"},null,null,null,null,null,{"$error":"#DIV/0!"}]
[null,null,8560,null,null,null,null,null,{"$error":"#DIV/0!"},null,null,null,null,null,{"$error":"#DIV/0!"},null,null,null,null,null,{"$error":"#DIV/0!"}]
[null,null,8561,null,null,null,null,null,{"$error":"#DIV/0!"},null,null,null,null,null,{"$error":"#DIV/0!"},null,null,null,null,null,{"$error":"#DIV/0!"}]
[null,null,8562,null,null,null,null,null,{"$error":"#DIV/0!"},null,null,null,null,null,{"$error":"#DIV/0!"},null,null,null,null,null,{"$error":"#DIV/0!"}]
[null,null,8563,null,null,null,null,null,{"$error":"#DIV/0!"},null,null,null,null,null,{"$error":"#DIV/0!"},null,null,null,null,null,{"$error":"#DIV/0!"}]
[null,null,8564,null,null,null,null,null,{"$error":"#DIV/0!"},null,null,null,null,null,{"$error":"#DIV/0!"},null,null,null,null,null,{"$error":"#DIV/0!"}]
[null,null,8565,null,null,null,null,null,{"$error":"#DIV/0!"},null,null,null,null,null,{"$error":"#DIV/0!"},null,null,null,null,null,{"$error":"#DIV/0!"}]
[null,null,8566,null,null,null,null,null,{"$error":"#DIV/0!"},null,null,null,null,null,{"$error":"#DIV/0!"},null,null,null,null,null,{"$error":"#DIV/0!"}]
[null,null,8567,null,null,null,null,null,{"$error":"#DIV/0!"},null,null,null,null,null,{"$error":"#DIV/0!"},null,null,null,null,null,{"$error":"#DIV/0!"}]
[null,null,8568,null,null,null,null,null,{"$error":"#DIV/0!"},null,null,null,null,null,{"$error":"#DIV/0!"},null,null,null,null,null,{"$error":"#DIV/0!"}]
[null,null,8569,null,null,null,null,null,{"$error":"#DIV/0!"},null,null,null,null,null,{"$error":"#DIV/0!"},null,null,null,null,null,{"$error":"#DIV/0!"}]
[null,null,8570,null,null,null,null,null,{"$error":"#DIV/0!"},null,null,null,null,null,{"$error":"#DIV/0!"},null,null,null,null,null,{"$error":"#DIV/0!"}]
[null,null,8571,null,null,null,null,null,{"$error":"#DIV/0!"},null,null,null,null,null,{"$error":"#DIV/0!"},null,null,null,null,null,{"$error":"#DIV/0!"}]
[null,null,8572,null,null,null,null,null,{"$error":"#DIV/0!"},null,null,null,null,null,{"$error":"#DIV/0!"},null,null,null,null,null,{"$error":"#DIV/0!"}]
[null,null,8573,null,null,null,null,null,{"$error":"#DIV/0!"},null,null,null,null,null,{"$error":"#DIV/0!"},null,null,null,null,null,{"$error":"#DIV/0!"}]
[null,null,8574,null,null,null,null,null,{"$error":"#DIV/0!"},null,null,null,null,null,{"$error":"#DIV/0!"},null,null,null,null,null,{"$error":"#DIV/0!"}]
[null,null,8575,null,null,null,null,null,{"$error":"#DIV/0!"},null,null,null,null,null,{"$error":"#DIV/0!"},null,null,null,null,null,{"$error":"#DIV/0!"}]
[null,null,8576,null,null,null,null,null,{"$error":"#DIV/0!"},null,null,null,null,null,{"$error":"#DIV/0!"},null,null,null,null,null,{"$error":"#DIV/0!"}]
[null,null,8577,null,null,null,null,null,{"$error":"#DIV/0!"},null,null,null,null,null,{"$error":"#DIV/0!"},null,null,null,null,null,{"$error":"#DIV/0!"}]
[null,null,8578,null,null,null,null,null,{"$f":"IF(SUMPRODUCT(D8629:H8629,$Z$15:$AD$15/$H$20)=0,\"\",SUMPRODUCT(D8629:H8629,$Z$15:$AD$15/$H$20))","v":{"$error":"#DIV/0!"}},null,null,null,null,null,{"$f":"IF(SUMPRODUCT(J8629:N8629,$Z$22:$AD$22/$H$27)=0,\"\",SUMPRODUCT(J8629:N8629,$Z$22:$AD$22/$H$27))","v":{"$error":"#DIV/0!"}},null,null,null,null,null,{"$f":"IF(SUMPRODUCT(P8629:T8629,$Z$29:$AD$29/$H$34)=0,\"\",SUMPRODUCT(P8629:T8629,$Z$29:$AD$29/$H$34))","v":{"$error":"#DIV/0!"}}]
[null,null,8579,null,null,null,null,null,{"$error":"#DIV/0!"},null,null,null,null,null,{"$error":"#DIV/0!"},null,null,null,null,null,{"$error":"#DIV/0!"}]
[null,null,8580,null,null,null,null,null,{"$error":"#DIV/0!"},null,null,null,null,null,{"$error":"#DIV/0!"},null,null,null,null,null,{"$error":"#DIV/0!"}]
[null,null,8581,null,null,null,null,null,{"$error":"#DIV/0!"},null,null,null,null,null,{"$error":"#DIV/0!"},null,null,null,null,null,{"$error":"#DIV/0!"}]
[null,null,8582,null,null,null,null,null,{"$error":"#DIV/0!"},null,null,null,null,null,{"$error":"#DIV/0!"},null,null,null,null,null,{"$error":"#DIV/0!"}]
[null,null,8583,null,null,null,null,null,{"$error":"#DIV/0!"},null,null,null,null,null,{"$error":"#DIV/0!"},null,null,null,null,null,{"$error":"#DIV/0!"}]
[null,null,8584,null,null,null,null,null,{"$error":"#DIV/0!"},null,null,null,null,null,{"$error":"#DIV/0!"},null,null,null,null,null,{"$error":"#DIV/0!"}]
[null,null,8585,null,null,null,null,null,{"$error":"#DIV/0!"},null,null,null,null,null,{"$error":"#DIV/0!"},null,null,null,null,null,{"$error":"#DIV/0!"}]
[null,null,8586,null,null,null,null,null,{"$error":"#DIV/0!"},null,null,null,null,null,{"$error":"#DIV/0!"},null,null,null,null,null,{"$error":"#DIV/0!"}]
[null,null,8587,null,null,null,null,null,{"$error":"#DIV/0!"},null,null,null,null,null,{"$error":"#DIV/0!"},null,null,null,null,null,{"$error":"#DIV/0!"}]
[null,null,8588,null,null,null,null,null,{"$error":"#DIV/0!"},null,null,null,null,null,{"$error":"#DIV/0!"},null,null,null,null,null,{"$error":"#DIV/0!"}]
[null,null,8589,null,null,null,null,null,{"$error":"#DIV/0!"},null,null,null,null,null,{"$error":"#DIV/0!"},null,null,null,null,null,{"$error":"#DIV/0!"}]
[null,null,8590,null,null,null,null,null,{"$error":"#DIV/0!"},null,null,null,null,null,{"$error":"#DIV/0!"},null,null,null,null,null,{"$error":"#DIV/0!"}]
[null,null,8591,null,null,null,null,null,{"$error":"#DIV/0!"},null,null,null,null,null,{"$error":"#DIV/0!"},null,null,null,null,null,{"$error":"#DIV/0!"}]
[null,null,8592,null,null,null,null,null,{"$error":"#DIV/0!"},null,null,null,null,null,{"$error":"#DIV/0!"},null,null,null,null,null,{"$error":"#DIV/0!"}]
[null,null,8593,null,null,null,null,null,{"$error":"#DIV/0!"},null,null,null,null,null,{"$error":"#DIV/0!"},null,null,null,null,null,{"$error":"#DIV/0!"}]
[null,null,8594,null,null,null,null,null,{"$error":"#DIV/0!"},null,null,null,null,null,{"$error":"#DIV/0!"},null,null,null,null,null,{"$error":"#DIV/0!"}]
[null,null,8595,null,null,null,null,null,{"$error":"#DIV/0!"},null,null,null,null,null,{"$error":"#DIV/0!"},null,null,null,null,null,{"$error":"#DIV/0!"}]
[null,null,8596,null,null,null,null,null,{"$error":"#DIV/0!"},null,null,null,null,null,{"$error":"#DIV/0!"},null,null,null,null,null,{"$error":"#DIV/0!"}]
[null,null,8597,null,null,null,null,null,{"$error":"#DIV/0!"},null,null,null,null,null,{"$error":"#DIV/0!"},null,null,null,null,null,{"$error":"#DIV/0!"}]
[null,null,8598,null,null,null,null,null,{"$error":"#DIV/0!"},null,null,null,null,null,{"$error":"#DIV/0!"},null,null,null,null,null,{"$error":"#DIV/0!"}]
[null,null,8599,null,null,null,null,null,{"$error":"#DIV/0!"},null,null,null,null,null,{"$error":"#DIV/0!"},null,null,null,null,null,{"$error":"#DIV/0!"}]
[null,null,8600,null,null,null,null,null,{"$error":"#DIV/0!"},null,null,null,null,null,{"$error":"#DIV/0!"},null,null,null,null,null,{"$error":"#DIV/0!"}]
[null,null,8601,null,null,null,null,null,{"$error":"#DIV/0!"},null,null,null,null,null,{"$error":"#DIV/0!"},null,null,null,null,null,{"$error":"#DIV/0!"}]
[null,null,8602,null,null,null,null,null,{"$error":"#DIV/0!"},null,null,null,null,null,{"$error":"#DIV/0!"},null,null,null,null,null,{"$error":"#DIV/0!"}]
[null,null,8603,null,null,null,null,null,{"$error":"#DIV/0!"},null,null,null,null,null,{"$error":"#DIV/0!"},null,null,null,null,null,{"$error":"#DIV/0!"}]
[null,null,8604,null,null,null,null,null,{"$error":"#DIV/0!"},null,null,null,null,null,{"$error":"#DIV/0!"},null,null,null,null,null,{"$error":"#DIV/0!"}]
[null,null,8605,null,null,null,null,null,{"$error":"#DIV/0!"},null,null,null,null,null,{"$error":"#DIV/0!"},null,null,null,null,null,{"$error":"#DIV/0!"}]
[null,null,8606,null,null,null,null,null,{"$error":"#DIV/0!"},null,null,null,null,null,{"$error":"#DIV/0!"},null,null,null,null,null,{"$error":"#DIV/0!"}]
[null,null,8607,null,null,null,null,null,{"$error":"#DIV/0!"},null,null,null,null,null,{"$error":"#DIV/0!"},null,null,null,null,null,{"$error":"#DIV/0!"}]
[null,null,8608,null,null,null,null,null,{"$error":"#DIV/0!"},null,null,null,null,null,{"$error":"#DIV/0!"},null,null,null,null,null,{"$error":"#DIV/0!"}]
[null,null,8609,null,null,null,null,null,{"$error":"#DIV/0!"},null,null,null,null,null,{"$error":"#DIV/0!"},null,null,null,null,null,{"$error":"#DIV/0!"}]
[null,null,8610,null,null,null,null,null,{"$error":"#DIV/0!"},null,null,null,null,null,{"$error":"#DIV/0!"},null,null,null,null,null,{"$error":"#DIV/0!"}]
[null,null,8611,null,null,null,null,null,{"$error":"#DIV/0!"},null,null,null,null,null,{"$error":"#DIV/0!"},null,null,null,null,null,{"$error":"#DIV/0!"}]
[null,null,8612,null,null,null,null,null,{"$error":"#DIV/0!"},null,null,null,null,null,{"$error":"#DIV/0!"},null,null,null,null,null,{"$error":"#DIV/0!"}]
[null,null,8613,null,null,null,null,null,{"$error":"#DIV/0!"},null,null,null,null,null,{"$error":"#DIV/0!"},null,null,null,null,null,{"$error":"#DIV/0!"}]
[null,null,8614,null,null,null,null,null,{"$error":"#DIV/0!"},null,null,null,null,null,{"$error":"#DIV/0!"},null,null,null,null,null,{"$error":"#DIV/0!"}]
[null,null,8615,null,null,null,null,null,{"$error":"#DIV/0!"},null,null,null,null,null,{"$error":"#DIV/0!"},null,null,null,null,null,{"$error":"#DIV/0!"}]
[null,null,8616,null,null,null,null,null,{"$error":"#DIV/0!"},null,null,null,null,null,{"$error":"#DIV/0!"},null,null,null,null,null,{"$error":"#DIV/0!"}]
[null,null,8617,null,null,null,null,null,{"$error":"#DIV/0!"},null,null,null,null,null,{"$error":"#DIV/0!"},null,null,null,null,null,{"$error":"#DIV/0!"}]
[null,null,8618,null,null,null,null,null,{"$error":"#DIV/0!"},null,null,null,null,null,{"$error":"#DIV/0!"},null,null,null,null,null,{"$error":"#DIV/0!"}]
[null,null,8619,null,null,null,null,null,{"$error":"#DIV/0!"},null,null,null,null,null,{"$error":"#DIV/0!"},null,null,null,null,null,{"$error":"#DIV/0!"}]
[null,null,8620,null,null,null,null,null,{"$error":"#DIV/0!"},null,null,null,null,null,{"$error":"#DIV/0!"},null,null,null,null,null,{"$error":"#DIV/0!"}]
[null,null,8621,null,null,null,null,null,{"$error":"#DIV/0!"},null,null,null,null,null,{"$error":"#DIV/0!"},null,null,null,null,null,{"$error":"#DIV/0!"}]
[null,null,8622,null,null,null,null,null,{"$error":"#DIV/0!"},null,null,null,null,null,{"$error":"#DIV/0!"},null,null,null,null,null,{"$error":"#DIV/0!"}]
[null,null,8623,null,null,null,null,null,{"$error":"#DIV/0!"},null,null,null,null,null,{"$error":"#DIV/0!"},null,null,null,null,null,{"$error":"#DIV/0!"}]
[null,null,8624,null,null,null,null,null,{"$error":"#DIV/0!"},null,null,null,null,null,{"$error":"#DIV/0!"},null,null,null,null,null,{"$error":"#DIV/0!"}]
[null,null,8625,null,null,null,null,null,{"$error":"#DIV/0!"},null,null,null,null,null,{"$error":"#DIV/0!"},null,null,null,null,null,{"$error":"#DIV/0!"}]
[null,null,8626,null,null,null,null,null,{"$error":"#DIV/0!"},null,null,null,null,null,{"$error":"#DIV/0!"},null,null,null,null,null,{"$error":"#DIV/0!"}]
[null,null,8627,null,null,null,null,null,{"$error":"#DIV/0!"},null,null,null,null,null,{"$error":"#DIV/0!"},null,null,null,null,null,{"$error":"#DIV/0!"}]
[null,null,8628,null,null,null,null,null,{"$error":"#DIV/0!"},null,null,null,null,null,{"$error":"#DIV/0!"},null,null,null,null,null,{"$error":"#DIV/0!"}]
[null,null,8629,null,null,null,null,null,{"$error":"#DIV/0!"},null,null,null,null,null,{"$error":"#DIV/0!"},null,null,null,null,null,{"$error":"#DIV/0!"}]
[null,null,8630,null,null,null,null,null,{"$error":"#DIV/0!"},null,null,null,null,null,{"$error":"#DIV/0!"},null,null,null,null,null,{"$error":"#DIV/0!"}]
[null,null,8631,null,null,null,null,null,{"$error":"#DIV/0!"},null,null,null,null,null,{"$error":"#DIV/0!"},null,null,null,null,null,{"$error":"#DIV/0!"}]
[null,null,8632,null,null,null,null,null,{"$error":"#DIV/0!"},null,null,null,null,null,{"$error":"#DIV/0!"},null,null,null,null,null,{"$error":"#DIV/0!"}]
[null,null,8633,null,null,null,null,null,{"$error":"#DIV/0!"},null,null,null,null,null,{"$error":"#DIV/0!"},null,null,null,null,null,{"$error":"#DIV/0!"}]
[null,null,8634,null,null,null,null,null,{"$error":"#DIV/0!"},null,null,null,null,null,{"$error":"#DIV/0!"},null,null,null,null,null,{"$error":"#DIV/0!"}]
[null,null,8635,null,null,null,null,null,{"$error":"#DIV/0!"},null,null,null,null,null,{"$error":"#DIV/0!"},null,null,null,null,null,{"$error":"#DIV/0!"}]
[null,null,8636,null,null,null,null,null,{"$error":"#DIV/0!"},null,null,null,null,null,{"$error":"#DIV/0!"},null,null,null,null,null,{"$error":"#DIV/0!"}]
[null,null,8637,null,null,null,null,null,{"$error":"#DIV/0!"},null,null,null,null,null,{"$error":"#DIV/0!"},null,null,null,null,null,{"$error":"#DIV/0!"}]
[null,null,8638,null,null,null,null,null,{"$error":"#DIV/0!"},null,null,null,null,null,{"$error":"#DIV/0!"},null,null,null,null,null,{"$error":"#DIV/0!"}]
[null,null,8639,null,null,null,null,null,{"$error":"#DIV/0!"},null,null,null,null,null,{"$error":"#DIV/0!"},null,null,null,null,null,{"$error":"#DIV/0!"}]
[null,null,8640,null,null,null,null,null,{"$error":"#DIV/0!"},null,null,null,null,null,{"$error":"#DIV/0!"},null,null,null,null,null,{"$error":"#DIV/0!"}]
[null,null,8641,null,null,null,null,null,{"$error":"#DIV/0!"},null,null,null,null,null,{"$error":"#DIV/0!"},null,null,null,null,null,{"$error":"#DIV/0!"}]
[null,null,8642,null,null,null,null,null,{"$f":"IF(SUMPRODUCT(D8693:H8693,$Z$15:$AD$15/$H$20)=0,\"\",SUMPRODUCT(D8693:H8693,$Z$15:$AD$15/$H$20))","v":{"$error":"#DIV/0!"}},null,null,null,null,null,{"$f":"IF(SUMPRODUCT(J8693:N8693,$Z$22:$AD$22/$H$27)=0,\"\",SUMPRODUCT(J8693:N8693,$Z$22:$AD$22/$H$27))","v":{"$error":"#DIV/0!"}},null,null,null,null,null,{"$f":"IF(SUMPRODUCT(P8693:T8693,$Z$29:$AD$29/$H$34)=0,\"\",SUMPRODUCT(P8693:T8693,$Z$29:$AD$29/$H$34))","v":{"$error":"#DIV/0!"}}]
[null,null,8643,null,null,null,null,null,{"$error":"#DIV/0!"},null,null,null,null,null,{"$error":"#DIV/0!"},null,null,null,null,null,{"$error":"#DIV/0!"}]
[null,null,8644,null,null,null,null,null,{"$error":"#DIV/0!"},null,null,null,null,null,{"$error":"#DIV/0!"},null,null,null,null,null,{"$error":"#DIV/0!"}]
[null,null,8645,null,null,null,null,null,{"$error":"#DIV/0!"},null,null,null,null,null,{"$error":"#DIV/0!"},null,null,null,null,null,{"$error":"#DIV/0!"}]
[null,null,8646,null,null,null,null,null,{"$error":"#DIV/0!"},null,null,null,null,null,{"$error":"#DIV/0!"},null,null,null,null,null,{"$error":"#DIV/0!"}]
[null,null,8647,null,null,null,null,null,{"$error":"#DIV/0!"},null,null,null,null,null,{"$error":"#DIV/0!"},null,null,null,null,null,{"$error":"#DIV/0!"}]
[null,null,8648,null,null,null,null,null,{"$error":"#DIV/0!"},null,null,null,null,null,{"$error":"#DIV/0!"},null,null,null,null,null,{"$error":"#DIV/0!"}]
[null,null,8649,null,null,null,null,null,{"$error":"#DIV/0!"},null,null,null,null,null,{"$error":"#DIV/0!"},null,null,null,null,null,{"$error":"#DIV/0!"}]
[null,null,8650,null,null,null,null,null,{"$error":"#DIV/0!"},null,null,null,null,null,{"$error":"#DIV/0!"},null,null,null,null,null,{"$error":"#DIV/0!"}]
[null,null,8651,null,null,null,null,null,{"$error":"#DIV/0!"},null,null,null,null,null,{"$error":"#DIV/0!"},null,null,null,null,null,{"$error":"#DIV/0!"}]
[null,null,8652,null,null,null,null,null,{"$error":"#DIV/0!"},null,null,null,null,null,{"$error":"#DIV/0!"},null,null,null,null,null,{"$error":"#DIV/0!"}]
[null,null,8653,null,null,null,null,null,{"$error":"#DIV/0!"},null,null,null,null,null,{"$error":"#DIV/0!"},null,null,null,null,null,{"$error":"#DIV/0!"}]
[null,null,8654,null,null,null,null,null,{"$error":"#DIV/0!"},null,null,null,null,null,{"$error":"#DIV/0!"},null,null,null,null,null,{"$error":"#DIV/0!"}]
[null,null,8655,null,null,null,null,null,{"$error":"#DIV/0!"},null,null,null,null,null,{"$error":"#DIV/0!"},null,null,null,null,null,{"$error":"#DIV/0!"}]
[null,null,8656,null,null,null,null,null,{"$error":"#DIV/0!"},null,null,null,null,null,{"$error":"#DIV/0!"},null,null,null,null,null,{"$error":"#DIV/0!"}]
[null,null,8657,null,null,null,null,null,{"$error":"#DIV/0!"},null,null,null,null,null,{"$error":"#DIV/0!"},null,null,null,null,null,{"$error":"#DIV/0!"}]
[null,null,8658,null,null,null,null,null,{"$error":"#DIV/0!"},null,null,null,null,null,{"$error":"#DIV/0!"},null,null,null,null,null,{"$error":"#DIV/0!"}]
[null,null,8659,null,null,null,null,null,{"$error":"#DIV/0!"},null,null,null,null,null,{"$error":"#DIV/0!"},null,null,null,null,null,{"$error":"#DIV/0!"}]
[null,null,8660,null,null,null,null,null,{"$error":"#DIV/0!"},null,null,null,null,null,{"$error":"#DIV/0!"},null,null,null,null,null,{"$error":"#DIV/0!"}]
[null,null,8661,null,null,null,null,null,{"$error":"#DIV/0!"},null,null,null,null,null,{"$error":"#DIV/0!"},null,null,null,null,null,{"$error":"#DIV/0!"}]
[null,null,8662,null,null,null,null,null,{"$error":"#DIV/0!"},null,null,null,null,null,{"$error":"#DIV/0!"},null,null,null,null,null,{"$error":"#DIV/0!"}]
[null,null,8663,null,null,null,null,null,{"$error":"#DIV/0!"},null,null,null,null,null,{"$error":"#DIV/0!"},null,null,null,null,null,{"$error":"#DIV/0!"}]
[null,null,8664,null,null,null,null,null,{"$error":"#DIV/0!"},null,null,null,null,null,{"$error":"#DIV/0!"},null,null,null,null,null,{"$error":"#DIV/0!"}]
[null,null,8665,null,null,null,null,null,{"$error":"#DIV/0!"},null,null,null,null,null,{"$error":"#DIV/0!"},null,null,null,null,null,{"$error":"#DIV/0!"}]
[null,null,8666,null,null,null,null,null,{"$error":"#DIV/0!"},null,null,null,null,null,{"$error":"#DIV/0!"},null,null,null,null,null,{"$error":"#DIV/0!"}]
[null,null,8667,null,null,null,null,null,{"$error":"#DIV/0!"},null,null,null,null,null,{"$error":"#DIV/0!"},null,null,null,null,null,{"$error":"#DIV/0!"}]
[null,null,8668,null,null,null,null,null,{"$error":"#DIV/0!"},null,null,null,null,null,{"$error":"#DIV/0!"},null,null,null,null,null,{"$error":"#DIV/0!"}]
[null,null,8669,null,null,null,null,null,{"$error":"#DIV/0!"},null,null,null,null,null,{"$error":"#DIV/0!"},null,null,null,null,null,{"$error":"#DIV/0!"}]
[null,null,8670,null,null,null,null,null,{"$error":"#DIV/0!"},null,null,null,null,null,{"$error":"#DIV/0!"},null,null,null,null,null,{"$error":"#DIV/0!"}]
[null,null,8671,null,null,null,null,null,{"$error":"#DIV/0!"},null,null,null,null,null,{"$error":"#DIV/0!"},null,null,null,null,null,{"$error":"#DIV/0!"}]
[null,null,8672,null,null,null,null,null,{"$error":"#DIV/0!"},null,null,null,null,null,{"$error":"#DIV/0!"},null,null,null,null,null,{"$error":"#DIV/0!"}]
[null,null,8673,null,null,null,null,null,{"$error":"#DIV/0!"},null,null,null,null,null,{"$error":"#DIV/0!"},null,null,null,null,null,{"$error":"#DIV/0!"}]
[null,null,8674,null,null,null,null,null,{"$error":"#DIV/0!"},null,null,null,null,null,{"$error":"#DIV/0!"},null,null,null,null,null,{"$error":"#DIV/0!"}]
[null,null,8675,null,null,null,null,null,{"$error":"#DIV/0!"},null,null,null,null,null,{"$error":"#DIV/0!"},null,null,null,null,null,{"$error":"#DIV/0!"}]
[null,null,8676,null,null,null,null,null,{"$error":"#DIV/0!"},null,null,null,null,null,{"$error":"#DIV/0!"},null,null,null,null,null,{"$error":"#DIV/0!"}]
[null,null,8677,null,null,null,null,null,{"$error":"#DIV/0!"},null,null,null,null,null,{"$error":"#DIV/0!"},null,null,null,null,null,{"$error":"#DIV/0!"}]
[null,null,8678,null,null,null,null,null,{"$error":"#DIV/0!"},null,null,null,null,null,{"$error":"#DIV/0!"},null,null,null,null,null,{"$error":"#DIV/0!"}]
[null,null,8679,null,null,null,null,null,{"$error":"#DIV/0!"},null,null,null,null,null,{"$error":"#DIV/0!"},null,null,null,null,null,{"$error":"#DIV/0!"}]
[null,null,8680,null,null,null,null,null,{"$error":"#DIV/0!"},null,null,null,null,null,{"$error":"#DIV/0!"},null,null,null,null,null,{"$error":"#DIV/0!"}]
[null,null,8681,null,null,null,null,null,{"$error":"#DIV/0!"},null,null,null,null,null,{"$error":"#DIV/0!"},null,null,null,null,null,{"$error":"#DIV/0!"}]
[null,null,8682,null,null,null,null,null,{"$error":"#DIV/0!"},null,null,null,null,null,{"$error":"#DIV/0!"},null,null,null,null,null,{"$error":"#DIV/0!"}]
[null,null,8683,null,null,null,null,null,{"$error":"#DIV/0!"},null,null,null,null,null,{"$error":"#DIV/0!"},null,null,null,null,null,{"$error":"#DIV/0!"}]
[null,null,8684,null,null,null,null,null,{"$error":"#DIV/0!"},null,null,null,null,null,{"$error":"#DIV/0!"},null,null,null,null,null,{"$error":"#DIV/0!"}]
[null,null,8685,null,null,null,null,null,{"$error":"#DIV/0!"},null,null,null,null,null,{"$error":"#DIV/0!"},null,null,null,null,null,{"$error":"#DIV/0!"}]
[null,null,8686,null,null,null,null,null,{"$error":"#DIV/0!"},null,null,null,null,null,{"$error":"#DIV/0!"},null,null,null,null,null,{"$error":"#DIV/0!"}]
[null,null,8687,null,null,null,null,null,{"$error":"#DIV/0!"},null,null,null,null,null,{"$error":"#DIV/0!"},null,null,null,null,null,{"$error":"#DIV/0!"}]
[null,null,8688,null,null,null,null,null,{"$error":"#DIV/0!"},null,null,null,null,null,{"$error":"#DIV/0!"},null,null,null,null,null,{"$error":"#DIV/0!"}]
[null,null,8689,null,null,null,null,null,{"$error":"#DIV/0!"},null,null,null,null,null,{"$error":"#DIV/0!"},null,null,null,null,null,{"$error":"#DIV/0!"}]
[null,null,8690,null,null,null,null,null,{"$error":"#DIV/0!"},null,null,null,null,null,{"$error":"#DIV/0!"},null,null,null,null,null,{"$error":"#DIV/0!"}]
[null,null,8691,null,null,null,null,null,{"$error":"#DIV/0!"},null,null,null,null,null,{"$error":"#DIV/0!"},null,null,null,null,null,{"$error":"#DIV/0!"}]
[null,null,8692,null,null,null,null,null,{"$error":"#DIV/0!"},null,null,null,null,null,{"$error":"#DIV/0!"},null,null,null,null,null,{"$error":"#DIV/0!"}]
[null,null,8693,null,null,null,null,null,{"$error":"#DIV/0!"},null,null,null,null,null,{"$error":"#DIV/0!"},null,null,null,null,null,{"$error":"#DIV/0!"}]
[null,null,8694,null,null,null,null,null,{"$error":"#DIV/0!"},null,null,null,null,null,{"$error":"#DIV/0!"},null,null,null,null,null,{"$error":"#DIV/0!"}]
[null,null,8695,null,null,null,null,null,{"$error":"#DIV/0!"},null,null,null,null,null,{"$error":"#DIV/0!"},null,null,null,null,null,{"$error":"#DIV/0!"}]
[null,null,8696,null,null,null,null,null,{"$error":"#DIV/0!"},null,null,null,null,null,{"$error":"#DIV/0!"},null,null,null,null,null,{"$error":"#DIV/0!"}]
[null,null,8697,null,null,null,null,null,{"$error":"#DIV/0!"},null,null,null,null,null,{"$error":"#DIV/0!"},null,null,null,null,null,{"$error":"#DIV/0!"}]
[null,null,8698,null,null,null,null,null,{"$error":"#DIV/0!"},null,null,null,null,null,{"$error":"#DIV/0!"},null,null,null,null,null,{"$error":"#DIV/0!"}]
[null,null,8699,null,null,null,null,null,{"$error":"#DIV/0!"},null,null,null,null,null,{"$error":"#DIV/0!"},null,null,null,null,null,{"$error":"#DIV/0!"}]
[null,null,8700,null,null,null,null,null,{"$error":"#DIV/0!"},null,null,null,null,null,{"$error":"#DIV/0!"},null,null,null,null,null,{"$error":"#DIV/0!"}]
[null,null,8701,null,null,null,null,null,{"$error":"#DIV/0!"},null,null,null,null,null,{"$error":"#DIV/0!"},null,null,null,null,null,{"$error":"#DIV/0!"}]
[null,null,8702,null,null,null,null,null,{"$error":"#DIV/0!"},null,null,null,null,null,{"$error":"#DIV/0!"},null,null,null,null,null,{"$error":"#DIV/0!"}]
[null,null,8703,null,null,null,null,null,{"$error":"#DIV/0!"},null,null,null,null,null,{"$error":"#DIV/0!"},null,null,null,null,null,{"$error":"#DIV/0!"}]
[null,null,8704,null,null,null,null,null,{"$error":"#DIV/0!"},null,null,null,null,null,{"$error":"#DIV/0!"},null,null,null,null,null,{"$error":"#DIV/0!"}]
[null,null,8705,null,null,null,null,null,{"$error":"#DIV/0!"},null,null,null,null,null,{"$error":"#DIV/0!"},null,null,null,null,null,{"$error":"#DIV/0!"}]
[null,null,8706,null,null,null,null,null,{"$f":"IF(SUMPRODUCT(D8757:H8757,$Z$15:$AD$15/$H$20)=0,\"\",SUMPRODUCT(D8757:H8757,$Z$15:$AD$15/$H$20))","v":{"$error":"#DIV/0!"}},null,null,null,null,null,{"$f":"IF(SUMPRODUCT(J8757:N8757,$Z$22:$AD$22/$H$27)=0,\"\",SUMPRODUCT(J8757:N8757,$Z$22:$AD$22/$H$27))","v":{"$error":"#DIV/0!"}},null,null,null,null,null,{"$f":"IF(SUMPRODUCT(P8757:T8757,$Z$29:$AD$29/$H$34)=0,\"\",SUMPRODUCT(P8757:T8757,$Z$29:$AD$29/$H$34))","v":{"$error":"#DIV/0!"}}]
[null,null,8707,null,null,null,null,null,{"$error":"#DIV/0!"},null,null,null,null,null,{"$error":"#DIV/0!"},null,null,null,null,null,{"$error":"#DIV/0!"}]
[null,null,8708,null,null,null,null,null,{"$error":"#DIV/0!"},null,null,null,null,null,{"$error":"#DIV/0!"},null,null,null,null,null,{"$error":"#DIV/0!"}]
[null,null,8709,null,null,null,null,null,{"$error":"#DIV/0!"},null,null,null,null,null,{"$error":"#DIV/0!"},null,null,null,null,null,{"$error":"#DIV/0!"}]
[null,null,8710,null,null,null,null,null,{"$error":"#DIV/0!"},null,null,null,null,null,{"$error":"#DIV/0!"},null,null,null,null,null,{"$error":"#DIV/0!"}]
[null,null,8711,null,null,null,null,null,{"$error":"#DIV/0!"},null,null,null,null,null,{"$error":"#DIV/0!"},null,null,null,null,null,{"$error":"#DIV/0!"}]
[null,null,8712,null,null,null,null,null,{"$error":"#DIV/0!"},null,null,null,null,null,{"$error":"#DIV/0!"},null,null,null,null,null,{"$error":"#DIV/0!"}]
[null,null,8713,null,null,null,null,null,{"$error":"#DIV/0!"},null,null,null,null,null,{"$error":"#DIV/0!"},null,null,null,null,null,{"$error":"#DIV/0!"}]
[null,null,8714,null,null,null,null,null,{"$error":"#DIV/0!"},null,null,null,null,null,{"$error":"#DIV/0!"},null,null,null,null,null,{"$error":"#DIV/0!"}]
[null,null,8715,null,null,null,null,null,{"$error":"#DIV/0!"},null,null,null,null,null,{"$error":"#DIV/0!"},null,null,null,null,null,{"$error":"#DIV/0!"}]
[null,null,8716,null,null,null,null,null,{"$error":"#DIV/0!"},null,null,null,null,null,{"$error":"#DIV/0!"},null,null,null,null,null,{"$error":"#DIV/0!"}]
[null,null,8717,null,null,null,null,null,{"$error":"#DIV/0!"},null,null,null,null,null,{"$error":"#DIV/0!"},null,null,null,null,null,{"$error":"#DIV/0!"}]
[null,null,8718,null,null,null,null,null,{"$error":"#DIV/0!"},null,null,null,null,null,{"$error":"#DIV/0!"},null,null,null,null,null,{"$error":"#DIV/0!"}]
[null,null,8719,null,null,null,null,null,{"$error":"#DIV/0!"},null,null,null,null,null,{"$error":"#DIV/0!"},null,null,null,null,null,{"$error":"#DIV/0!"}]
[null,null,8720,null,null,null,null,null,{"$error":"#DIV/0!"},null,null,null,null,null,{"$error":"#DIV/0!"},null,null,null,null,null,{"$error":"#DIV/0!"}]
[null,null,8721,null,null,null,null,null,{"$error":"#DIV/0!"},null,null,null,null,null,{"$error":"#DIV/0!"},null,null,null,null,null,{"$error":"#DIV/0!"}]
[null,null,8722,null,null,null,null,null,{"$error":"#DIV/0!"},null,null,null,null,null,{"$error":"#DIV/0!"},null,null,null,null,null,{"$error":"#DIV/0!"}]
[null,null,8723,null,null,null,null,null,{"$error":"#DIV/0!"},null,null,null,null,null,{"$error":"#DIV/0!"},null,null,null,null,null,{"$error":"#DIV/0!"}]
[null,null,8724,null,null,null,null,null,{"$error":"#DIV/0!"},null,null,null,null,null,{"$error":"#DIV/0!"},null,null,null,null,null,{"$error":"#DIV/0!"}]
[null,null,8725,null,null,null,null,null,{"$error":"#DIV/0!"},null,null,null,null,null,{"$error":"#DIV/0!"},null,null,null,null,null,{"$error":"#DIV/0!"}]
[null,null,8726,null,null,null,null,null,{"$error":"#DIV/0!"},null,null,null,null,null,{"$error":"#DIV/0!"},null,null,null,null,null,{"$error":"#DIV/0!"}]
[null,null,8727,null,null,null,null,null,{"$error":"#DIV/0!"},null,null,null,null,null,{"$error":"#DIV/0!"},null,null,null,null,null,{"$error":"#DIV/0!"}]
[null,null,8728,null,null,null,null,null,{"$error":"#DIV/0!"},null,null,null,null,null,{"$error":"#DIV/0!"},null,null,null,null,null,{"$error":"#DIV/0!"}]
[null,null,8729,null,null,null,null,null,{"$error":"#DIV/0!"},null,null,null,null,null,{"$error":"#DIV/0!"},null,null,null,null,null,{"$error":"#DIV/0!"}]
[null,null,8730,null,null,null,null,null,{"$error":"#DIV/0!"},null,null,null,null,null,{"$error":"#DIV/0!"},null,null,null,null,null,{"$error":"#DIV/0!"}]
[null,null,8731,null,null,null,null,null,{"$error":"#DIV/0!"},null,null,null,null,null,{"$error":"#DIV/0!"},null,null,null,null,null,{"$error":"#DIV/0!"}]
[null,null,8732,null,null,null,null,null,{"$error":"#DIV/0!"},null,null,null,null,null,{"$error":"#DIV/0!"},null,null,null,null,null,{"$error":"#DIV/0!"}]
[null,null,8733,null,null,null,null,null,{"$error":"#DIV/0!"},null,null,null,null,null,{"$error":"#DIV/0!"},null,null,null,null,null,{"$error":"#DIV/0!"}]
[null,null,8734,null,null,null,null,null,{"$error":"#DIV/0!"},null,null,null,null,null,{"$error":"#DIV/0!"},null,null,null,null,null,{"$error":"#DIV/0!"}]
[null,null,8735,null,null,null,null,null,{"$error":"#DIV/0!"},null,null,null,null,null,{"$error":"#DIV/0!"},null,null,null,null,null,{"$error":"#DIV/0!"}]
[null,null,8736,null,null,null,null,null,{"$error":"#DIV/0!"},null,null,null,null,null,{"$error":"#DIV/0!"},null,null,null,null,null,{"$error":"#DIV/0!"}]
[null,null,8737,null,null,null,null,null,{"$error":"#DIV/0!"},null,null,null,null,null,{"$error":"#DIV/0!"},null,null,null,null,null,{"$error":"#DIV/0!"}]
[null,null,8738,null,null,null,null,null,{"$error":"#DIV/0!"},null,null,null,null,null,{"$error":"#DIV/0!"},null,null,null,null,null,{"$error":"#DIV/0!"}]
[null,null,8739,null,null,null,null,null,{"$error":"#DIV/0!"},null,null,null,null,null,{"$error":"#DIV/0!"},null,null,null,null,null,{"$error":"#DIV/0!"}]
[null,null,8740,null,null,null,null,null,{"$error":"#DIV/0!"},null,null,null,null,null,{"$error":"#DIV/0!"},null,null,null,null,null,{"$error":"#DIV/0!"}]
[null,null,8741,null,null,null,null,null,{"$error":"#DIV/0!"},null,null,null,null,null,{"$error":"#DIV/0!"},null,null,null,null,null,{"$error":"#DIV/0!"}]
[null,null,8742,null,null,null,null,null,{"$error":"#DIV/0!"},null,null,null,null,null,{"$error":"#DIV/0!"},null,null,null,null,null,{"$error":"#DIV/0!"}]
[null,null,8743,null,null,null,null,null,{"$error":"#DIV/0!"},null,null,null,null,null,{"$error":"#DIV/0!"},null,null,null,null,null,{"$error":"#DIV/0!"}]
[null,null,8744,null,null,null,null,null,{"$error":"#DIV/0!"},null,null,null,null,null,{"$error":"#DIV/0!"},null,null,null,null,null,{"$error":"#DIV/0!"}]
[null,null,8745,null,null,null,null,null,{"$error":"#DIV/0!"},null,null,null,null,null,{"$error":"#DIV/0!"},null,null,null,null,null,{"$error":"#DIV/0!"}]
[null,null,8746,null,null,null,null,null,{"$error":"#DIV/0!"},null,null,null,null,null,{"$error":"#DIV/0!"},null,null,null,null,null,{"$error":"#DIV/0!"}]
[null,null,8747,null,null,null,null,null,{"$error":"#DIV/0!"},null,null,null,null,null,{"$error":"#DIV/0!"},null,null,null,null,null,{"$error":"#DIV/0!"}]
[null,null,8748,null,null,null,null,null,{"$error":"#DIV/0!"},null,null,null,null,null,{"$error":"#DIV/0!"},null,null,null,null,null,{"$error":"#DIV/0!"}]
[null,null,8749,null,null,null,null,null,{"$error":"#DIV/0!"},null,null,null,null,null,{"$error":"#DIV/0!"},null,null,null,null,null,{"$error":"#DIV/0!"}]
[null,null,8750,null,null,null,null,null,{"$error":"#DIV/0!"},null,null,null,null,null,{"$error":"#DIV/0!"},null,null,null,null,null,{"$error":"#DIV/0!"}]
[null,null,8751,null,null,null,null,null,{"$error":"#DIV/0!"},null,null,null,null,null,{"$error":"#DIV/0!"},null,null,null,null,null,{"$error":"#DIV/0!"}]
[null,null,8752,null,null,null,null,null,{"$error":"#DIV/0!"},null,null,null,null,null,{"$error":"#DIV/0!"},null,null,null,null,null,{"$error":"#DIV/0!"}]
[null,null,8753,null,null,null,null,null,{"$error":"#DIV/0!"},null,null,null,null,null,{"$error":"#DIV/0!"},null,null,null,null,null,{"$error":"#DIV/0!"}]
[null,null,8754,null,null,null,null,null,{"$error":"#DIV/0!"},null,null,null,null,null,{"$error":"#DIV/0!"},null,null,null,null,null,{"$error":"#DIV/0!"}]
[null,null,8755,null,null,null,null,null,{"$error":"#DIV/0!"},null,null,null,null,null,{"$error":"#DIV/0!"},null,null,null,null,null,{"$error":"#DIV/0!"}]
[null,null,8756,null,null,null,null,null,{"$error":"#DIV/0!"},null,null,null,null,null,{"$error":"#DIV/0!"},null,null,null,null,null,{"$error":"#DIV/0!"}]
[null,null,8757,null,null,null,null,null,{"$error":"#DIV/0!"},null,null,null,null,null,{"$error":"#DIV/0!"},null,null,null,null,null,{"$error":"#DIV/0!"}]
[null,null,8758,null,null,null,null,null,{"$error":"#DIV/0!"},null,null,null,null,null,{"$error":"#DIV/0!"},null,null,null,null,null,{"$error":"#DIV/0!"}]
[null,null,8759,null,null,null,null,null,{"$error":"#DIV/0!"},null,null,null,null,null,{"$error":"#DIV/0!"},null,null,null,null,null,{"$error":"#DIV/0!"}]
[null,null,8760,null,null,null,null,null,{"$error":"#DIV/0!"},null,null,null,null,null,{"$error":"#DIV/0!"},null,null,null,null,null,{"$error":"#DIV/0!"}]

{"sheet":"Data Input Sheet","index":19,"n_rows":116,"n_cols":19,"rows_kept":116,"cut":false,"hidden":true,"merged":[[108,5,110,5],[1,2,1,5],[100,2,101,2],[54,2,56,2],[57,2,63,2],[64,2,69,2],[86,2,87,2],[80,2,85,2],[6,2,10,2],[43,2,48,2],[70,2,75,2],[4,1,5,1],[114,2,115,2],[105,2,113,2],[49,2,53,2],[32,2,34,2],[28,2,29,2],[30,2,31,2],[11,2,17,2],[18,2,24,2],[25,2,27,2],[37,2,41,2],[76,2,79,2],[102,2,104,2],[35,2,36,2],[88,2,99,2],[4,8,5,8],[4,14,4,18],[4,2,5,2],[4,3,5,3],[4,5,5,5],[4,7,5,7],[4,6,5,6],[4,9,4,13]]}
[null,null,"DIM Step II: Enter Benefit Calculation Input Data"]
[null,null,"Directions: Use the table below to enter the project data that will be used to calculate benefits. All inputs are grouped according to the benefits they are used to calculate. For each input the user must enter data for all baseline years and data for at least one project year before being able to submit entries and complete this step. When all data has been entered click the blue button at the bottom of the table to submit and store the data entries. If pasting data from another source into this table please use the \"Paste Value\" function to avoid changing cell formatting or pasting formulas. There are three topics concerning this step that deserve special attention: Optional Inputs, Default Values, and \"Mirror\" Inputs. Click the buttons below to learn more about each of these important topics."]
[]
[]
[null,"Range","Benefit","Optional Input On/Off Buttons","Input Name","Input Description","Type of Input","Default Value","Unit",null,null,null,null,null,"Project"]
[null,null,null,null,null,null,null,null,null,{"$f":"\"Baseline \"&'DIM MAIN'!$C$20","v":"Baseline 0"},{"$f":"\"Baseline \"&'DIM MAIN'!$C$20+1","v":"Baseline 1"},{"$f":"\"Baseline \"&'DIM MAIN'!$C$20+2","v":"Baseline 2"},{"$f":"\"Baseline \"&'DIM MAIN'!$C$20+3","v":"Baseline 3"},{"$f":"\"Baseline \"&'DIM MAIN'!$C$20+4","v":"Baseline 4"},{"$f":"'DIM MAIN'!$C$20","v":0},{"$f":"'DIM MAIN'!$C$20+1","v":1},{"$f":"'DIM MAIN'!$C$20+2","v":2},{"$f":"'DIM MAIN'!$C$20+3","v":3},{"$f":"'DIM MAIN'!$C$20+4","v":4}]
[null,"input45",{"$f":"benefit1","v":"Optimized Generator Operation"},{"$f":"IF(OFFSET(INDIRECT((B7)),0,3)>0,\"YES\",\"NO\")","v":"NO"},{"$f":"INDIRECT(B7)","v":"Annual Generation Cost"},{"$f":"OFFSET(INDIRECT(B7),0,2)","v":"Total cost of producing or procuring electricity to serve load. This electricity could be produced by utility owned generation resources or purchased from a third party."},{"$f":"OFFSET(INDIRECT(B7),0,4)","v":"Impact Metric Data"},"N/A",{"$f":"OFFSET(INDIRECT(B7),0,1)","v":"$"}]
[null,"input2",null,{"$f":"IF(OFFSET(INDIRECT((B8)),0,3)>0,\"OPT\",\"NO\")","v":"NO"},"Avoided Annual Generator Dispatch",{"$f":"OFFSET(INDIRECT(B8),0,2)","v":"The annual amount of generation dispatch avoided as a result of: 1)more efficient operations (i.e. if generators can follow load more closely), and/or 2) the coordinated operation of energy storage or plug-in electric vehicle which results in  avoided central generation dispatch."},{"$f":"OFFSET(INDIRECT(B8),0,4)","v":"Impact Metric Data"},"N/A",{"$f":"OFFSET(INDIRECT(B8),0,1)","v":"MWh"}]
[null,"input1",null,{"$f":"IF(OFFSET(INDIRECT((B9)),0,3)>0,\"OPT\",\"NO\")","v":"NO"},"Average Hourly Generation Cost",{"$f":"OFFSET(INDIRECT(B9),0,2)","v":"Average hourly cost to generate 1 MWh of energy. This could also be the average hourly cost to purchase 1 MWh of electricity from a supplier. This number is multiplied by the Avoided Annual Generator Dispatch to monetize the value of this benefit."},"Impact Metric Data","YES","$/MWh"]
[null,"input3",null,{"$f":"IF(OFFSET(INDIRECT((B10)),0,3)>0,\"OPT\",\"NO\")","v":"NO"},"Annual Energy Storage Efficiency",{"$f":"OFFSET(INDIRECT(B10),0,2)","v":"The typical annual charge/discharge efficiency of all active utility energy storage devices. Mathematically this is represented as the average useful energy output from energy storage devices divided by the total electrical energy input."},{"$f":"OFFSET(INDIRECT(B10),0,4)","v":"Assumption/Estimate"},"N/A",{"$f":"OFFSET(INDIRECT(B10),0,1)","v":"%"}]
[null,"input4",null,{"$f":"IF(OFFSET(INDIRECT((B11)),0,3)>0,\"OPT\",\"NO\")","v":"NO"},"Annual PEV Efficiency",{"$f":"OFFSET(INDIRECT(B11),0,2)","v":"The typical annual charge/discharge efficiency of PEV batteries which can be utilized as energy storage assets of the grid. This storage efficiency could improve over the next five years as a result of improving technology."},{"$f":"OFFSET(INDIRECT(B11),0,4)","v":"Assumption/Estimate"},"N/A",{"$f":"OFFSET(INDIRECT(B11),0,1)","v":"%"}]
[null,"input6",{"$f":"benefit2","v":"Deferred Generation Capacity Investments"},{"$f":"IF(OFFSET(INDIRECT((B12)),0,3)>0,\"YES\",\"NO\")","v":"NO"},"Energy Storage Use at Annual Peak Time",{"$f":"OFFSET(INDIRECT(B12),0,2)","v":"The amount of energy storage power available to meet annual peak demand. By providing peak power from energy storage devices the amount of peak generation capacity can be reduced."},"Impact Metric Data","N/A","MW"]
[null,"input9",null,{"$f":"IF(OFFSET(INDIRECT((B13)),0,3)>0,\"YES\",\"NO\")","v":"NO"},{"$f":"INDIRECT(B13)","v":"Distributed Generation Use at Annual Peak Time"},"The amount of distributed generation capacity available to meet annual peak demand. By providing peak power from DG resources the amount of peak generation capacity can be reduced. This input could also be used to enter the amount of demand response available to lower peak demand.","Impact Metric Data","N/A","MW"]
[null,"input10",null,{"$f":"IF(OFFSET(INDIRECT((B14)),0,3)>0,\"YES\",\"NO\")","v":"NO"},"PEV Use at Annual Peak Time","The amount of power available from PEVs to meet annual peak demand. By providing peak power from PEVs the amount of peak generation capacity can be reduced.","Impact Metric Data","N/A","MW"]
[null,"input105",null,{"$f":"IF(OFFSET(INDIRECT((B15)),0,3)>0,\"YES\",\"NO\")","v":"NO"},{"$f":"INDIRECT(B15)","v":"Total Customer Peak Demand"},"The total customer peak demand for customers within the project scope. For some projects the scope might only include a subset of residential customers (i.e. residential customers with AMI technology), for other projects the project scope might include all customers within the service territory (including commercial and industrial customers). This input should already include any impacts from energy efficiency, demand response, or any other programs and technology that results in customer electricity use optimization.","Impact Metric Data","N/A","MW"]
[null,"input5",null,{"$f":"IF(OFFSET(INDIRECT((B16)),0,3)>0,\"YES\",\"NO\")","v":"NO"},"Price of Capacity at Annual Peak","The price paid for peak capacity ($/MW), which represents the capital expenditures for conventional generation.","Assumption/Estimate","YES","$/MW"]
[null,"input7",null,{"$f":"IF(OFFSET(INDIRECT((B17)),0,3)>0,\"OPT\",\"NO\")","v":"NO"},"Capital Carrying Charge of New Generation","The total capital cost of a deferred generation plant or generation unit. This benefit assumes that deferral is primarily the result of reducing peak demand. Please enter the total deferred cost in the first year that it will be deferred.","Impact Metric Data","N/A","$"]
[null,"input8",null,{"$f":"IF(OFFSET(INDIRECT((B18)),0,3)>0,\"OPT\",\"NO\")","v":"NO"},{"$f":"INDIRECT(B18)","v":"Generation Investment Time Deferred"},"The time in years that the generation investment will be deferred. Decimal numbers can be entered (ex. 5.5).","Impact Metric Data","N/A","yrs"]
[null,"input48",{"$f":"benefit3","v":"Reduced Ancillary Service Cost"},{"$f":"IF(OFFSET(INDIRECT((B19)),0,3)>0,\"YES\",\"NO\")","v":"NO"},"Ancillary Services Cost","Total annual cost of ancillary services. Ancillary services, including spinning reserve and frequency regulation, could be reduced if: generators could more closely follow load; peak load on the system was reduced; power factor, voltage, and VAR control were improved; or information available to grid operators were improved.","Impact Metric Data","N/A","$"]
[null,"input11",null,{"$f":"IF(OFFSET(INDIRECT((B20)),0,3)>0,\"OPT\",\"NO\")","v":"NO"},{"$f":"INDIRECT(B20)","v":"Average Price of Reserves"},{"$f":"OFFSET(INDIRECT(B20),0,2)","v":"Typical market price for spinning and non-spinning reserves (ancillary services)."},"Assumption/Estimate","YES","$/MW"]
[null,"input12",null,"NO","Reserve Purchases","Amount of spinning and non-spinning reserves (ancillary services) purchased annually. ","Impact Metric Data","N/A","MW"]
[null,"input13",null,"NO","Average Price of Frequency Regulation","Typical market price for frequency regulation service (ancillary service).","Assumption/Estimate","YES","$/MW"]
[null,"input14",null,"NO","Frequency Regulation Purchases","Amount of frequency regulation service (ancillary service) purchased annually.","Impact Metric Data","N/A","MW"]
[null,"input15",null,"NO","Average Price of Voltage Control","Typical market price for voltage support (ancillary service).","Assumption/Estimate","YES","$/MVAR"]
[null,"input16",null,"NO","Voltage Control Purchases","Amount of voltage support (ancillary service) purchased annually.","Impact Metric Data","N/A","MVAR"]
[null,"input49",{"$f":"benefit4","v":"Reduced Congestion Cost"},{"$f":"IF(OFFSET(INDIRECT((B26)),0,3)>0,\"YES\",\"NO\")","v":"NO"},"Congestion Cost ","Total annual transmission congestion cost. Project functions that could reduce these costs either provide lower cost energy, decrease loading on system elements, shift load to off-peak, or allow the grid operator to manage the flow of electricity around constrained interfaces (i.e. dynamic line capability or power flow control).","Impact Metric Data","N/A","$"]
[null,"input17",null,{"$f":"IF(OFFSET(INDIRECT((B27)),0,3)>0,\"OPT\",\"NO\")","v":"NO"},"Congestion","Annual congestion relief as a result of decrease loading on system elements, a shift of load to off-peak, or allowing the grid operator to manage the flow of electricity around constrained interfaces (i.e. dynamic line capability or power flow control).","Impact Metric Data","N/A","MW"]
[null,"input18",null,{"$f":"IF(OFFSET(INDIRECT((B28)),0,3)>0,\"OPT\",\"NO\")","v":"NO"},"Average Price of Congestion","Average cost of congestion in the project territory or during the hours that the project provided congestion relief.","Impact Metric Data","YES","$/MW"]
[null,"input19",{"$f":"benefit5","v":"Deferred Transmission Capacity Investments"},{"$f":"IF(OFFSET(INDIRECT((B29)),0,3)>0,\"YES\",\"NO\")","v":"NO"},"Capital Carrying Charge of Transmission Upgrade","The total capital cost of transmission system investments that can be deferred as a direct result of the project. Reducing the load and stress on transmission elements increases asset utilization and reduces the potential need for upgrades. Please enter the total deferred cost in the first year that it will be deferred.","Impact Metric Data","N/A","$"]
[null,"input20",null,"NO","Transmission Investment Time Deferred","The time in years that the transmission investment will be deferred. Decimal numbers can be entered (ex. 5.5).","Impact Metric Data","N/A","yrs"]
[null,"input97",{"$f":"benefit6","v":"Deferred Distribution Capacity Investments"},"NO","Capital Carrying Charge of Distribution Upgrade","The total capital cost of distribution system investments that can be deferred as a direct result of the project. Reducing the load and stress on distribution elements increases asset utilization and reduces the potential need for upgrades. Please enter the total deferred cost in the first year that it will be deferred.","Impact Metric Data","N/A","$"]
[null,"input98",null,"NO","Distribution Investment Time Deferred","The time in years that the distribution investment will be deferred. Decimal numbers can be entered (ex. 5.5).","Impact Metric Data","N/A","yrs"]
[null,"input21",{"$f":"benefit7","v":"Reduced Equipment Failures "},"NO","Capital Replacement of Failed Equipment","Capital expenditures related to replacing failed equipment within the project scope. Equipment that falls within the project scope can include  equipment that may be impacted by enhanced monitoring and detection, reduction of fault currents, enhanced fault protection, or loading limits based on real-time equipment or environmental factors.","Impact Metric Data","N/A","$"]
[null,"input22",null,"NO","Portion Caused by Fault Current or Overloaded Equipment ","An estimate or calculation of the percentage of equipment failures  caused primarily by exposure to fault currents or overloads.","Impact Metric Data","N/A","%"]
[null,"input23",null,"NO","Portion Caused by Lack of Condition Diagnosis","An estimate or calculation of the percentage of equipment failures  caused primarily by a lack condition diagnosis.","Impact Metric Data","N/A","%"]
[null,"input47",{"$f":"benefit8","v":"Reduced T&D Equipment Maintenance Cost"},{"$f":"IF(OFFSET(INDIRECT((B36)),0,3)>0,\"YES\",\"NO\")","v":"NO"},{"$f":"INDIRECT(B36)","v":"Total Transmission Equipment Maintenance Cost"},"The total annual cost of transmission equipment maintenance. Online diagnosis and reporting of equipment condition could reduce or eliminate the need to send people out to check or maintain equipment resulting in a cost savings.","Impact Metric Data","NA","$"]
[null,"input24",null,"NO","Total Distribution Equipment Maintenance Cost","The total annual cost of distribution equipment maintenance. Online diagnosis and reporting of equipment condition could reduce or eliminate the need to send people out to check or maintain equipment resulting in a cost savings.","Impact Metric Data","N/A","$"]
[null,"input61",{"$f":"benefit9","v":"Reduced T&D Operations Cost"},{"$f":"IF(OFFSET(INDIRECT((B38)),0,3)>0,\"YES\",\"NO\")","v":"NO"},"Distribution Operations Cost","Total activity based cost for distribution operations during the reporting period. Cost related to feeder and capacitor switching operations as well as other distribution operations costs that could be impacted as a result of the smart grid project (ex. other field services or load research costs) could be input. Alternatively, the avoided distribution operations costs could be entered. If avoided costs are entered they should be entered as negative numbers.","Impact Metric Data","N/A","$"]
[null,"input69",null,"NO","Transmission Operations Cost","Total activity based cost for transmission operations during the reporting period. Cost related to line and capacitor switching operations as well as other transmission operations costs that could be impacted as a result of the smart grid project could be input. Alternatively, the avoided transmission operations costs could be entered. If avoided costs are entered they should be entered as negative numbers.","Impact Metric Data","N/A","$"]
[null,"input25",null,{"$f":"IF(OFFSET(INDIRECT((B40)),0,3)>0,\"OPT\",\"NO\")","v":"NO"},"Distribution Feeder Switching Operations","Distribution operations cost related to feeder switching. Alternatively, the avoided costs of feeder switching associated with automated switches could be entered. If avoided costs are entered they should be entered as negative numbers.","Impact Metric Data","N/A","$"]
[null,"input26",null,{"$f":"IF(OFFSET(INDIRECT((B41)),0,3)>0,\"OPT\",\"NO\")","v":"NO"},"Distribution Capacitor Switching Operations","Distribution operations cost related to capacitor switching. Alternatively, the avoided costs of capacitor switching associated with automated switches could be entered. If avoided costs are entered they should be entered as negative numbers.",{"$f":"OFFSET(INDIRECT(B41),0,4)","v":"Impact Metric Data"},"N/A",{"$f":"OFFSET(INDIRECT(B41),0,1)","v":"$"}]
[null,"input27",null,{"$f":"IF(OFFSET(INDIRECT((B42)),0,3)>0,\"OPT\",\"NO\")","v":"NO"},"Other Distribution Operations Cost","Other distribution operations costs that could be impacted as a result of the smart grid project (ex. other field services or load research costs). Alternatively, the avoided distribution operations costs could be entered. If avoided costs are entered they should be entered as negative numbers.","Impact Metric Data","N/A","$"]
[null,"input28",{"$f":"benefit10","v":"Reduced Meter Reading Cost"},{"$f":"IF(OFFSET(INDIRECT((B43)),0,3)>0,\"YES\",\"NO\")","v":"NO"},"Meter Operations Cost","Total cost associated with meter reading operations. This cost can be measured or calculated by measuring number of meters to be read manually and estimating the average cost to manually read a meter. There may be other meter costs that could be included in this input such as costs to connect/disconnect customers, investigate customer outages, and conduct maintenance.","Impact Metric Data","N/A","$"]
[null,"input75",{"$f":"benefit11","v":"Reduced Electricity Theft"},{"$f":"IF(OFFSET(INDIRECT((B44)),0,3)>0,\"YES\",\"NO\")","v":"NO"},{"$f":"INDIRECT(B44)","v":"Number of Meter Tamper Detections - Residential"},{"$f":"OFFSET(INDIRECT(B44),0,2)","v":"Total annual number of residential meter tamper cases detected and substantiated as legitimate theft attempts."},"Impact Metric Data","N/A","#"]
[null,"input76",null,{"$f":"IF(OFFSET(INDIRECT((B45)),0,3)>0,\"YES\",\"NO\")","v":"NO"},{"$f":"INDIRECT(B45)","v":"Number of Meter Tamper Detections - Commercial"},{"$f":"OFFSET(INDIRECT(B45),0,2)","v":"Total annual number of commercial meter tamper cases detected and substantiated as legitimate theft attempts."},"Impact Metric Data","N/A","#"]
[null,"input29",null,"NO","Number of Meter Tamper Detections - Industrial","Total annual number of industrial meter tamper cases detected and substantiated as legitimate theft attempts.","Impact Metric Data","N/A","#"]
[null,"input106",null,"NO","Average Annual Customer Electricity Usage - Residential","This input represents the average annual electricity usage (kWh) of a single typical residential customer within the project scope. Because this input will be used to calculate the benefit of reduced electricity theft, the project scope should be defined by those customers who have AMI technology.","Impact Metric Data","N/A","kWh"]
[null,"input107",null,"NO","Average Annual Customer Electricity Usage - Commercial","This input represents the average annual electricity usage (kWh) of a single typical commercial customer within the project scope. Because this input will be used to calculate the benefit of reduced electricity theft, the project scope should be defined by those customers who have AMI technology.","Impact Metric Data","N/A","kWh"]
[null,"input108",null,"NO","Average Annual Customer Electricity Usage - Industrial","This input represents the average annual electricity usage (kWh) of a single typical industrial customer within the project scope. Because this input will be used to calculate the benefit of reduced electricity theft, the project scope should be defined by those customers who have AMI technology.","Impact Metric Data","N/A","kWh"]
[null,"input30",{"$f":"benefit12","v":"Reduced Electricity Losses"},"NO","Distribution Feeder Load","Average apparent power readings for all feeders impacted by the project. This input will be used to calculate electricity losses so feeders that have been made more efficient or feeders that have had peak or average loadings decreased should be included. if substations have been made more efficient the average power level of the substation(s) should be input. Information should be based on hourly loads.","Impact Metric Data","N/A","MVA"]
[null,"input31",null,"NO","Distribution Losses","Average losses for the portion of the distribution system impacted by the project expressed as a percentage of total loading. This can be modeled or calculated.","Impact Metric Data","N/A","%"]
[null,"input32",null,"NO","Transmission Line Load","Average apparent power readings for all lines impacted by the project. This information will be used to calculate electricity losses so lines over which losses could be reduced as a result of the project should be included. Information should be based on hourly loads.","Impact Metric Data","N/A","MVA"]
[null,"input34",null,"NO","Transmission Losses","Average losses for the portion of the transmission system impacted by the project expresses as a percentage of total loading. This can be modeled or calculated.","Impact Metric Data","N/A","%"]
[null,"input33",null,"NO","Average Price of Wholesale Energy","Average wholesale market price of electricity. This input will be used to monetize electricity losses. ","Assumption/Estimate","YES","$/kWh"]
[null,"input35",{"$f":"benefit13","v":"Reduced Electricity Cost"},"NO","Total Residential Electricity Cost","Total amount of money spent on electricity by residential customers annually. This amount could be reduced as a result of new pricing programs, efficiency programs, demand response programs, and/or changes in usage habits.","Impact Metric Data","N/A","$"]
[null,"input36",null,"NO",{"$f":"INDIRECT(B56)","v":"Total Commercial Electricity Cost"},{"$f":"OFFSET(INDIRECT(B56),0,2)","v":"Total amount of money spent on electricity by commercial customers annually."},"Impact Metric Data","N/A","$"]
[null,"input37",null,"NO","Total Industrial Electricity Cost","Total amount money spent on electricity by industrial customers annually.","Impact Metric Data","N/A","$"]
[null,"input38",{"$f":"benefit14","v":"Reduced Sustained Outages"},"NO","SAIDI (system)","The SAIDI for the entire system should be entered for this input. If the SAIDI just for the part of the system that will be impacted by the project is available use the optional inputs for the reliability calculation. SAIDI is defined as: Total Customer Hours Interrupted/Total Customers Served","Impact Metric Data","N/A","Index"]
[null,"input39",null,"NO","CAIDI (system)","The CAIDI for the entire system should be entered for this input. If the CAIDI just for the part of the system that will be impacted by the project is available use the optional inputs for the reliability calculation. CAIDI is defined as: Total Customer Hours Interrupted/Total Customers Interrupted","Impact Metric Data","N/A","Index"]
[null,"input99",null,{"$f":"IF(OFFSET(INDIRECT((B60)),0,3)>0,\"OPT\",\"NO\")","v":"NO"},"SAIDI (Impacted Feeders or Lines)","SAIDI is defined as: Total Customer Hours Interrupted/Total Customers Served Total Customer. The customer data used to derive this index should only include customers on feeders that are expected to experience improved reliability as a result of installed DA equipment.","Impact Metric Data","N/A","Index"]
[null,"input100",null,{"$f":"IF(OFFSET(INDIRECT((B61)),0,3)>0,\"OPT\",\"NO\")","v":"NO"},"CAIDI (Impacted Feeders or Lines)","CAIDI is defined as: Total Customer Hours Interrupted/Total Customers Interrupted. The customer data used to derive this index should only include customers on feeders that are expected to experience improved reliability as a result of installed equipment.","Impact Metric Data","N/A","Index"]
[null,"input41",null,{"$f":"IF(OFFSET(INDIRECT((B62)),0,3)>0,\"OPT\",\"NO\")","v":"NO"},"Total Residential Customers Served by Impacted Feeders or Lines","Total number of residential customers served on feeders that will be impacted by project initiatives aimed at reliability.","Assumption/Estimate","N/A","#"]
[null,"input42",null,{"$f":"IF(OFFSET(INDIRECT((B63)),0,3)>0,\"OPT\",\"NO\")","v":"NO"},"Total Commercial Customers Served by Impacted Feeders or Lines","Total number of commercial customers served on feeders that will be impacted by project initiatives aimed at reliability.","Assumption/Estimate","N/A","#"]
[null,"input44",null,{"$f":"IF(OFFSET(INDIRECT((B64)),0,3)>0,\"OPT\",\"NO\")","v":"NO"},"Total Industrial Customers Served by Impacted Feeders or Lines","Total number of industrial customers served on feeders that will be impacted by project initiatives aimed at reliability.","Assumption/Estimate","N/A","#"]
[null,"input50",{"$f":"benefit15","v":"Reduced Major Outages"},"NO","Outage Time of Major Outage - Residential","Total outage time experienced by residential customers from an interruption of electric service that is categorized as a major event by IEEE Std 1366-2003.","Impact Metric Data","N/A","hr"]
[null,"input51",null,"NO","Number of Customers Affected by Major Outage - Residential ","Number of total residential customers that experienced service interruption from an event defined as a major event by IEEE Std 1366-2003.","Impact Metric Data","N/A","#"]
[null,"input52",null,"NO","Outage Time of Major Outage - Commercial","Total outage time experienced by commercial customers from an interruption of electric service that is categorized as a major event by IEEE Std 1366-2003.","Impact Metric Data","N/A","hr"]
[null,"input53",null,"NO","Number of Customers Affected by Major Outage - Commercial","Number of total commercial customers that experienced service interruption from an event defined as a major event by IEEE Std 1366-2003.","Impact Metric Data","N/A","#"]
[null,"input54",null,"NO","Outage Time of Major Outage - Industrial","Total outage time experienced by industrial customers from an interruption of electric service that is categorized as a major event by IEEE Std 1366-2003.","Impact Metric Data","N/A","hr"]
[null,"input55",null,"NO","Number of Customers Affected by Major Outage - Industrial","Number of total industrial customers that experienced service interruption from an event defined as a major event by IEEE Std 1366-2003.","Impact Metric Data","N/A","#"]
[null,"input40",{"$f":"OFFSET(benefit14,0,3)&CHAR(10)&OFFSET(benefit15,0,3)","v":"\n"},"NO","Value of Service - Residential ","Represents the true value of the electricity service to the residential customer without regard to the actual cost of providing the service. This input captures the value of service reliability quantified by the willingness of customers to pay for service reliability, taking into account the resources (e.g., income) of the residential customer or by a firm’s expected net revenues associated with the added reliability.","Assumption/Estimate","YES","$/kWh"]
[null,"input43",null,"NO","Value of Service - Commercial","Represents the true value of the electricity service to the commercial customer without regard to the actual cost of providing the service. This input captures the value of service reliability quantified by the willingness of customers to pay for service reliability, taking into account the resources (e.g., income) of the residential customer or by a firm’s expected net revenues associated with the added reliability.","Assumption/Estimate","YES","$/kWh"]
[null,"input46",null,"NO","Value of Service - Industrial","Represents the true value of the electricity service to the industrial customer without regard to the actual cost of providing the service. This input captures the value of service reliability quantified by the willingness of customers to pay for service reliability, taking into account the resources (e.g., income) of the residential customer or by a firm’s expected net revenues associated with the added reliability.","Assumption/Estimate","YES","$/kWh"]
[null,"input109",null,"NO","Average Hourly Load Not Served During Outage per Customer - Residential","This input represents the average hourly load (kW) of a typical residential customer within the project scope. This average hourly load will be used to calculate the unserved electricity during an outage event. The project scope should be defined by those customers who are included in the SAIDI calculations.","Assumption/Estimate","N/A","kW"]
[null,"input110",null,"NO","Average Hourly Load Not Served During Outage per Customer - Commercial","This input represents the average hourly load (kW) of a typical commercial customer within the project scope. This average hourly load will be used to calculate the unserved electricity during an outage event. The project scope should be defined by those customers who are included in the SAIDI calculations.","Assumption/Estimate","N/A","kW"]
[null,"input111",null,"NO","Average Hourly Load Not Served During Outage per Customer - Industrial","This input represents the average hourly load (kW) of a typical industrial customer within the project scope. This average hourly load will be used to calculate the unserved electricity during an outage event. The project scope should be defined by those customers who are included in the SAIDI calculations.","Assumption/Estimate","N/A","kW"]
[null,"input56",{"$f":"benefit16","v":"Reduced Restoration Cost"},"NO","Distribution Restoration Cost","Total annual distribution restoration costs. These costs can include line crew labor/material/equipment, support services such as logistics, call centers, media relations, and other professional staff time and material associated with service restoration.","Impact Metric Data","N/A","$"]
[null,"input57",null,"NO","Transmission Restoration Cost","Total annual transmission restoration costs. These costs can include line crew labor/material/equipment, support services such as logistics, call centers, and other professional staff time and material associated with service restoration.","Impact Metric Data","N/A","$"]
[null,"input58",null,{"$f":"IF(OFFSET(INDIRECT((B79)),0,3)>0,\"OPT\",\"NO\")","v":"NO"},"Number of Outage Events","Annual number of outage events.","Impact Metric Data","N/A","# of events"]
[null,"input59",null,{"$f":"IF(OFFSET(INDIRECT((B80)),0,3)>0,\"OPT\",\"NO\")","v":"NO"},"Restoration Cost per Event","Average restoration cost per outage event.","Assumption/Estimate","YES","$/event"]
[null,"input60",{"$f":"benefit17","v":"Reduced Momentary Outages"},{"$f":"IF(OFFSET(INDIRECT((B81)),0,3)>0,\"YES\",\"NO\")","v":"NO"},"MAIFI (System)","The MAIFI index for the entire system should be entered for this input. If the MAIFI index just for the part of the system that will be impacted by the project is available use the optional inputs for this reliability calculation. MAIFI is defined as: Total number of Customer Momentary Outages(as defined by the IEEE)/Total Number of Customers Served.","Impact Metric Data","N/A","Index"]
[null,"input62",null,{"$f":"IF(OFFSET(INDIRECT((B82)),0,3)>0,\"YES\",\"NO\")","v":"NO"},"Value of Service - PQ","Represents the true value of the avoided momentary outages to the utility customer without regard to the actual cost of providing the service. This input captures the value of service reliability quantified by the willingness of customers to pay for service reliability, taking into account the resources (e.g., income) of the residential customer or by a firm’s expected net revenues associated with the added reliability.","Assumption/Estimate","YES","$/# of customer interruptions"]
[null,"input101",null,{"$f":"IF(OFFSET(INDIRECT((B83)),0,3)>0,\"OPT\",\"NO\")","v":"NO"},{"$f":"INDIRECT(B83)","v":"MAIFI (Impacted Feeders)"},{"$f":"OFFSET(INDIRECT(B83),0,2)","v":"MAIFI is defined as: Total number of Customer Momentary Outages(as defined by the IEEE)/Total Number of Customers Served. The customer data used to derive this index should only include customers on feeders that are expected to experience reduced momentary interruptions as a result of installed equipment."},"Impact Metric Data","N/A","Index"]
[null,"input102",null,{"$f":"IF(OFFSET(INDIRECT((B84)),0,3)>0,\"OPT\",\"NO\")","v":"NO"},{"$f":"INDIRECT(B84)","v":"Total Residential Customers Served on Impacted Feeders (momentary)"},{"$f":"OFFSET(INDIRECT(B84),0,2)","v":"Total residential customers served on   feeders that are expected to experience reduced momentary interruptions as a result of installed equipment."},"Assumption/Estimate","N/A","#"]
[null,"input103",null,{"$f":"IF(OFFSET(INDIRECT((B85)),0,3)>0,\"OPT\",\"NO\")","v":"NO"},{"$f":"INDIRECT(B85)","v":"Total Commercial Customers Served on Impacted Feeders (momentary)"},{"$f":"OFFSET(INDIRECT(B85),0,2)","v":"Total Commercial customers served on   feeders that are expected to experience reduced momentary interruptions as a result of installed equipment."},"Assumption/Estimate","N/A","#"]
[null,"input104",null,{"$f":"IF(OFFSET(INDIRECT((B86)),0,3)>0,\"OPT\",\"NO\")","v":"NO"},{"$f":"INDIRECT(B86)","v":"Total Industrial Customers Served on Impacted Feeders (momentary)"},{"$f":"OFFSET(INDIRECT(B86),0,2)","v":"Total Industrial customers served on   feeders that are expected to experience reduced momentary interruptions as a result of installed equipment."},"Assumption/Estimate","N/A","#"]
[null,"input63",{"$f":"benefit18","v":"Reduced Sags and Swells"},{"$f":"IF(OFFSET(INDIRECT((B87)),0,3)>0,\"YES\",\"NO\")","v":"NO"},"Number of High Impedance Faults Cleared","The number of high impedance faults that were cleared without causing voltage sags.","Impact Metric Data","N/A",{"$f":"OFFSET(INDIRECT(B87),0,1)","v":"# of events"}]
[null,"input64",null,{"$f":"IF(OFFSET(INDIRECT((B88)),0,3)>0,\"YES\",\"NO\")","v":"NO"},"Value of Service - Sags & Swells","Represents the true value of the avoided power quality events (voltage) to the utility customer without regard to the actual cost of providing the service. This input captures the value of service reliability quantified by the willingness of customers to pay for service reliability, taking into account the resources (e.g., income) of the residential customer or by a firm’s expected net revenues associated with the added reliability.",{"$f":"OFFSET(INDIRECT(B88),0,4)","v":"Assumption/Estimate"},"YES","$/event"]
[null,"input65",{"$f":"OFFSET(benefit19,0,3)&CHAR(10)&OFFSET(benefit20,0,3)&CHAR(10)&OFFSET(benefit21,0,3)","v":"\n\n"},"NO","Truck Rolls","The number of truck rolls avoided as a result of distribution automation and AMI technology. Truck rolls can be avoided due to functionality such as remote meter reads, remote meter connect/disconnect, remote switching operations, automated diagnostics and notification, and remote outage verification.","Impact Metric Data","N/A","# of events"]
[null,"input66",null,"NO","Average Miles Travelled per Truck Roll","The average miles travelled per service call, maintenance operation, switching operation or other truck roll. The vehicles that would be used in the avoided truck rolls should be used to determine this input.","Assumption/Estimate","N/A","miles/event"]
[null,"input67",null,"NO","Average Fuel Efficiency for Truck Roll Vehicle","The average vehicle or fleet fuel efficiency (in miles per gallon) of the vehicles used for service calls and truck rolls. The vehicles that would be used in the avoided truck rolls should be used to determine this input.","Assumption/Estimate","YES","miles/gallon"]
[null,"input84",null,{"$f":"IF(OFFSET(INDIRECT((B92)),0,3)>0,\"OPT\",\"NO\")","v":"NO"},{"$f":"INDIRECT(B92)","v":"Number of Feeder Switching or Maintenance Operations Completed"},{"$f":"OFFSET(INDIRECT(B92),0,2)","v":"Total number of manual feeder switching or maintenance operations performed per year. Alternatively, the avoided number of manual switching operations could be entered. If avoided switching operations are entered they should be entered as negative numbers."},{"$f":"OFFSET(INDIRECT(B92),0,4)","v":"Impact Metric Data"},"N/A","# of events"]
[null,"input85",null,"NO","Average Miles Traveled per Switching or Maintenance Operation","Average miles traveled per feeder switching or maintenance operation.","Assumption/Estimate","N/A","miles/event"]
[null,"input86",null,"NO","Average Fuel Efficiency for Feeder Service Vehicle","Average vehicle or fleet fuel efficiency for feeder service vehicles.","Assumption/Estimate","YES","miles/gallon"]
[null,"input87",null,"NO","Number of Diagnosis /Notification Operations Completed","Total number of manual inspections performed per year. Alternatively, the avoided number of manual diagnosis/notification operations could be entered. If avoided inspections are entered they should be entered as negative numbers.","Impact Metric Data","N/A","# of events"]
[null,"input88",null,"NO","Average Miles Traveled per Diagnosis /Notification Operation","Average miles traveled per inspection.","Assumption/Estimate","N/A","miles/event"]
[null,"input89",null,"NO","Average Fuel Efficiency for Diagnosis /Notification Service Vehicle","Average vehicle or fleet fuel efficiency for service vehicles used for equipment diagnosis operations.","Assumption/Estimate","YES","miles/gallon"]
[null,"input90",null,"NO","Number of Meter Reading Operations","Total number of manual meter reads performed per year. Alternatively, the avoided meter reads could be entered. If avoided meter reads are entered they should be entered as negative numbers.","Impact Metric Data","N/A","# of events"]
[null,"input91",null,"NO","Average Miles Traveled per meter read","Average miles traveled per meter read.","Assumption/Estimate","N/A","miles/event"]
[null,"input92",null,"NO",{"$f":"INDIRECT(B100)","v":"Average Fuel Efficiency for Real-Time Load Measurement/Management Service Vehicle"},"Average vehicle or fleet fuel efficiency for service vehicles used for meter reading.","Assumption/Estimate","YES","miles/gallon"]
[null,"input93",{"$f":"OFFSET(benefit19,0,3)&CHAR(10)&OFFSET(benefit20,0,3)&CHAR(10)&OFFSET(benefit21,0,3)","v":"\n\n"},{"$f":"IF(OFFSET(INDIRECT((B101)),0,3)>0,\"YES\",\"NO\")","v":"NO"},{"$f":"INDIRECT(B101)","v":"kWh of Electricity Consumed by PEVs"},"The total kWhs of electricity consumed by PEVs in the service territory. This could be determined from data collected from PEV charging stations.","Impact Metric Data","N/A","kWh"]
[null,"input94",null,{"$f":"IF(OFFSET(INDIRECT((B102)),0,3)>0,\"YES\",\"NO\")","v":"NO"},{"$f":"INDIRECT(B102)","v":"Electricity to Fuel Conversion Factor"},"The equivalent amount of gasoline a PEV would use when it consumes one kWh of electricity.","Assumption/Estimate","YES","gallons/kWh"]
[null,"input68",{"$f":"benefit19","v":"Reduced CO2 Emissions"},"NO","CO2 Emissions per Gallon of Fuel","The typical amount of CO2 emitted from burning a gallon of fuel in vehicles used for service calls and truck rolls. The default data is based on gasoline fuel.","Assumption/Estimate","YES","tons/gallon"]
[null,"input70",null,"NO","CO2 Emissions  ","CO2 emissions from central generating sources. Functionality such as Automated Voltage and VAR Control, Customer Electricity Use Optimization, Plug-in Electric Vehicles, Stationary Electric Storage, Distributed Generation, and  Power Flow Control can offset central generation, reduce line losses and increase renewables integration which can lead to fewer CO2 emissions.  Alternatively, the avoided CO2 emissions could be entered. If avoided emissions are entered they should be entered as negative numbers.","Impact Metric Data","N/A","tons"]
[null,"input71",null,"NO","Value of CO2","The anticipated or current market price of carbon emissions.","Assumption/Estimate","YES","$/ton"]
[null,"input72",{"$f":"benefit20","v":"Reduced SOx, NOx, and PM-2.5 Emissions"},"NO","Sox Emissions per Gallon of Gas","The typical amount of SOx emitted from burning a gallon of fuel in vehicles used for service calls and truck rolls. The default data is based on gasoline fuel.","Assumption/Estimate","YES","tons/gallon"]
[null,"input73",null,"NO",{"$f":"INDIRECT(B107)","v":"NOx Emissions per Gallon of Gas"},{"$f":"OFFSET(INDIRECT(B107),0,2)","v":"The typical amount of NOx emitted from burning a gallon of fuel in vehicles used for service calls and truck rolls. The default data is based on gasoline fuel."},"Assumption/Estimate","YES","tons/gallon"]
[null,"input74",null,"NO","PM-2.5 per Gallon of Gas","The typical amount of PM-2.5 emitted from burning a gallon of fuel in vehicles used for service calls and truck rolls. The default data is based on gasoline fuel.","Assumption/Estimate","YES","tons/gallon"]
[null,"input78",null,"NO","SOx Emissions",{"$f":"OFFSET(INDIRECT(B109),0,2)","v":"The SOx, NOx, or PM-2.5 emissions from central generating sources. Functionality such as Automated Voltage and VAR Control, Customer Electricity Use Optimization, Plug-in Electric Vehicles, Stationary Electric Storage, Distributed Generation, and  Power Flow Control can offset central generation, reduce line losses and increase renewables integration which can lead to fewer CO2 emissions.  Alternatively, the avoided CO2 emissions could be entered. If avoided emissions are entered they should be entered as negative numbers."},"Impact Metric Data","N/A","tons"]
[null,"input79",null,"NO","NOx Emissions",null,"Impact Metric Data","N/A","tons"]
[null,"input80",null,"NO","PM-2.5 Emissions",null,"Impact Metric Data","N/A","tons"]
[null,"input81",null,"NO","Value of SOx","The anticipated or current market price of SOx emissions.","Assumption/Estimate","YES","$/ton"]
[null,"input82",null,"NO","Value of NOx","The anticipated or current market price of NOx emissions.","Assumption/Estimate","YES","$/ton"]
[null,"input83",null,"NO","Value of PM-2.5","The anticipated or current market price of PM-2.5 emissions.","Assumption/Estimate","YES","$/ton"]
[null,"input95",{"$f":"benefit22","v":"Reduced Wide-scale Blackouts"},"NO","Number of Wide-scale Blackouts","The number of wide-scale blackouts per year.","Impact Metric Data","N/A","# of events"]
[null,"input96",null,"NO","Estimated Cost of each Wide-scale Blackout","The average, typical or calculated cost of each blackout event.","Assumption/Estimate","N/A","$/event"]

{"sheet":"Set Escalation Factors","index":20,"n_rows":10,"n_cols":6,"rows_kept":10,"cut":false,"hidden":true,"merged":[[2,1,2,5],[9,1,9,2]]}
[]
[null,"DIM Step II: Enter Benefit Calculation Input Data, Escalation Factors"]
[null,"Directions: The Smart Grid Computational Tool can calculate costs and benefits of the smart grid project out to the year 2040. In order to complete this analysis escalation factors are applied to the inputs that have been entered. On this page the user can choose to use default escalation factors or they can enter their own escalation factors in the \"Value\" column. If pasting data from another source into this table please use the \"Paste Value\" function to avoid changing cell formatting or pasting formulas. To view a list of inputs affected by an escalation factor click the blue buttons in the \"Inputs Affected\" column. Additionally, the user can set the year in which project benefits decline to zero. If no values are entered in the \"Value\" column the default values will be used. After reviewing and/or entering all factors click the button below the chart to return to the DIM Main Page."]
[null,"Escalation Factor","Description","Inputs Affected","Value","Default Value"]
[null,"Population Growth Factor","This escalation factor represents the customer population growth of the service area that the project impacts.",null,null,{"$f":"'Escalation Factor Charts'!C6","v":{"$error":"#N/A"}}]
[null,"Load Growth Factor","This escalation factor represents the electricity load growth of the service area that the project impacts.",null,null,{"$f":"'Escalation Factor Charts'!C7","v":{"$error":"#N/A"}}]
[null,"Economic Inflation Factor","This escalation factor represents the approximate economic inflation in the area that the project is located.",null,null,{"$f":"'Escalation Factor Charts'!C8","v":{"$error":"#N/A"}}]
[null,"Energy Price Factor","This escalation factor represents the approximate inflation rate of costs related to energy (i.e. whole sale electricity price, cost of ancillary services, congestion costs).",null,null,{"$f":"'Escalation Factor Charts'!C9","v":{"$error":"#N/A"}}]
[null,"Final year of benefits","This parameter represents the final year that project will yield benefits; after this year all benefits will decline to zero. This parameter could be defined by the useful lifetime of smart grid assets installed.","This parameter affects all benefit calculations. This year determines when the benefits (calculated by determining the delta between project and baseline inputs) of the project decline to zero.",null,{"$f":"'Escalation Factor Charts'!C14","v":25}]
[null,{"$f":"\"The baseline smart grid system would have reached parity with the project smart grid system by \"&'Escalation Factor Charts'!B14& \". How many years after this date would you expect all benefits to decrease to zero? Keep in mind benefits are calculated as the difference between the project and baseline scenarios.\"","v":"The baseline smart grid system would have reached parity with the project smart grid system by 25. How many years after this date would you expect all benefits to decrease to zero? Keep in mind benefits are calculated as the difference between the project and baseline scenarios."},null,"This parameter affects all benefit calculations.",null,"3 years from the parity date benefits degrade to zero."]

{"sheet":"Cost","index":21,"n_rows":16,"n_cols":36,"rows_kept":16,"cut":false,"hidden":true,"merged":[[1,1,1,5]]}
[null,"DIM Step III: Enter Project Cost Data"]
[null,"Directions: In this page the user can enter project cost information. This information will be used to complete a simple net present value cost benefit analysis. The user can enter total costs, initial and final spending years, and the interest rate and the tool will amortize the cost evenly over the spending period. Or the user can enter a customized cost schedule. If pasting data from another source into these tables please use the \"Paste Value\" function to avoid changing cell formatting or pasting formulas. When the cost information has been entered click the blue button at the bottom to submit and store the entries."]
[null,null,null,null,null,null,null,null,null,null,null,null,null,null,null,{"$f":"IF(ISERROR(IF(#REF!+1>2040,\"\",#REF!+1)),\"\",IF(#REF!+1>2040,\"\",#REF!+1))","v":""}]
[null,"Project Start Year","yr",{"$f":"proj_start_yr","v":0},null,null,null,null,null,null,null,null,null,null,null,{"$f":"IF(ISERROR(IF(P3+1>2040,\"\",P3+1)),\"\",IF(P3+1>2040,\"\",P3+1))","v":""}]
[null,"Discount Rate","%"]
[null,"Use Custom Cost Schedule","Yes/No"]
[null,"Initial Year of Project Spending","yr"]
[null,"Final Year of Project Spending","yr"]
[null,"Total Capital Cost of Project","$"]
[null,"Interest Rate","%",null,null,{"$f":"amort_amnt/12","v":{"$error":"#DIV/0!"}}]
[null,"Yearly Amortized Payment","$",{"$f":"total_capital_cost*(interest_rate)/(1-(1/(1+interest_rate))^(final_spend_yr-initial_spend_yr+1))","v":{"$error":"#DIV/0!"}}]
[]
[]
[null,"Custom Cost Schedule "]
[null,"Year",null,{"$f":"F15-2","v":-2},{"$f":"F15-1","v":-1},{"$f":"proj_start_yr","v":0},{"$f":"IF(F15=\"\",\"\",IF(F15+1>2040,\"\",F15+1))","v":1},{"$f":"IF(G15=\"\",\"\",IF(G15+1>2040,\"\",G15+1))","v":2},3,4,5,6,7,8,9,10,11,12,13,14,15,16,17,18,19,20,21,22,23,24,25,26,27,28,29,30]
[null,"Capital ($)"]

{"sheet":"Population and Tariff Review","index":22,"n_rows":8801,"n_cols":200,"rows_kept":562,"cut":true,"hidden":true,"merged":[[4,1,4,3],[2,1,2,4]],"bounds":{"rows_first":250,"rows_last":62,"rows_between":250,"halvings":3}}
[]
[null,"Summary of  Customer Population and Load Curve Data"]
[null,"The tables below contain the tariff and population data that will be fed into the next phase of the Smart Grid Computational Tool. The purpose of this page is to give the user the opportunity to review the data before proceeding to the next phase of the tool."]
[]
[null,"Rates of Customer Class",null,null,null,"Number of Customers by Class"]
[null,null,"Average Energy Rate ($/kWh)","Average Demand Charge ($/kW)",null,null,"Total Customers Served"]
[null,"Residential Customer Class",null,null,null,"Residential Customer Class"]
[null,"Residential Rate Sub-Class 1",null,null,null,"Residential Rate Sub-Class 1"]
[null,"Residential Rate Sub-Class 2",null,null,null,"Residential Rate Sub-Class 2"]
[null,"Residential Rate Sub-Class 3",null,null,null,"Residential Rate Sub-Class 3"]
[null,"Residential Rate Sub-Class 4",null,null,null,"Residential Rate Sub-Class 4"]
[null,"Residential Rate Sub-Class 5",null,null,null,"Residential Rate Sub-Class 5"]
[null,"Average Residential Rate",null,null,null,"All Residential Classes"]
[null,"Commercial Customer Class",null,null,null,"Commercial Customer Class"]
[null,"Commercial Rate Sub-Class 1",null,null,null,"Commercial Rate Sub-Class 1"]
[null,"Commercial Rate Sub-Class 2",null,null,null,"Commercial Rate Sub-Class 2"]
[null,"Commercial Rate Sub-Class 3",null,null,null,"Commercial Rate Sub-Class 3"]
[null,"Commercial Rate Sub-Class 4",null,null,null,"Commercial Rate Sub-Class 4"]
[null,"Commercial Rate Sub-Class 5",null,null,null,"Commercial Rate Sub-Class 5"]
[null,"Average Commercial Rate",null,null,null,"All Commercial Classes"]
[null,"Industrial Customer Class",null,null,null,"Industrial Customer Class"]
[null,"Industrial Sub-Class 1",null,null,null,"Industrial Sub-Class 1"]
[null,"Industrial Sub-Class 2",null,null,null,"Industrial Sub-Class 2"]
[null,"Industrial Sub-Class 3",null,null,null,"Industrial Sub-Class 3"]
[null,"Industrial Sub-Class 4",null,null,null,"Industrial Sub-Class 4"]
[null,"Industrial Sub-Class 5",null,null,null,"Industrial Sub-Class 5"]
[null,"Average Industrial Rate",null,null,null,"All Industrial Classes"]
[null,"Average Retail Electricity Rate",null,null,null,"All Customer Classes"]
[]
[]
[null,null,{"$f":"\"Baseline \"&'DIM MAIN'!$C$20","v":"Baseline 0"},{"$f":"\"Baseline \"&'DIM MAIN'!$C$20+1","v":"Baseline 1"},{"$f":"\"Baseline \"&'DIM MAIN'!$C$20+2","v":"Baseline 2"},{"$f":"\"Baseline \"&'DIM MAIN'!$C$20+3","v":"Baseline 3"},{"$f":"\"Baseline \"&'DIM MAIN'!$C$20+4","v":"Baseline 4"},{"$f":"'DIM MAIN'!$C$20","v":0},{"$f":"'DIM MAIN'!$C$20+1","v":1},{"$f":"'DIM MAIN'!$C$20+2","v":2},{"$f":"'DIM MAIN'!$C$20+3","v":3},{"$f":"'DIM MAIN'!$C$20+4","v":4}]
[null,"Average Residential Customer Peak Demand",{"$f":"MAX($AB$42:$AB$8801)","v":0},{"$f":"MAX($BP$42:$BP$8801)","v":0},{"$f":"MAX($DD$42:$DD$8801)","v":0},{"$f":"MAX($ER$42:$ER$8801)","v":0},{"$f":"MAX($GF$42:$GF$8801)","v":0},{"$f":"MAX(H42:H8801)","v":0},{"$f":"MAX(AV42:AV8801)","v":0},{"$f":"MAX($CJ$42:$CJ$8801)","v":0},{"$f":"MAX($DX$42:$DX$8801)","v":0},{"$f":"MAX($FL$42:$FL$8801)","v":0}]
[null,"Average Commercial Customer Peak Demand",{"$f":"MAX($AH$42:$AH$8801)","v":0},{"$f":"MAX($AH$42:$AH$8801)","v":0},{"$f":"MAX($DJ$42:$DJ$8801)","v":0},{"$f":"MAX($EX$42:$EX$8801)","v":0},{"$f":"MAX($GL$42:$GL$8801)","v":0},{"$f":"MAX(N42:N8801)","v":0},{"$f":"MAX(BB42:BB8801)","v":0},{"$f":"MAX($CP$42:$CP$8801)","v":0},{"$f":"MAX($ED$42:$ED$8801)","v":0},{"$f":"MAX($FR$42:$FR$8801)","v":0}]
[null,"Average Industrial Customer Peak Demand",{"$f":"MAX($AN$42:$AN$8801)","v":0},{"$f":"MAX($AN$42:$AN$8801)","v":0},{"$f":"MAX($DP$42:$DP$8801)","v":0},{"$f":"MAX($FD$42:$FD$8801)","v":0},{"$f":"MAX($GR$42:$GR$8801)","v":0},{"$f":"MAX(T42:T8801)","v":0},{"$f":"MAX(BH42:BH8801)","v":0},{"$f":"MAX($CV$42:$CV$8801)","v":0},{"$f":"MAX($EJ$42:$EJ$8801)","v":0},{"$f":"MAX($FX$42:$FX$8801)","v":0}]
[]
[]
[]
[]
[null,null,"RESIDENTIAL CUSTOMER CLASSES",null,null,null,null,null,"COMMERCIAL CUSTOMER CLASSES",null,null,null,null,null,"INDUSTRIAL CUSTOMER CLASSES",null,null,null,null,null,null,null,"RESIDENTIAL CUSTOMER CLASSES",null,null,null,null,null,"COMMERCIAL CUSTOMER CLASSES",null,null,null,null,null,"INDUSTRIAL CUSTOMER CLASSES",null,null,null,null,null,null,null,"RESIDENTIAL CUSTOMER CLASSES",null,null,null,null,null,"COMMERCIAL CUSTOMER CLASSES",null,null,null,null,null,"INDUSTRIAL CUSTOMER CLASSES",null,null,null,null,null,null,null,"RESIDENTIAL CUSTOMER CLASSES",null,null,null,null,null,"COMMERCIAL CUSTOMER CLASSES",null,null,null,null,null,"INDUSTRIAL CUSTOMER CLASSES",null,null,null,null,null,null,null,"RESIDENTIAL CUSTOMER CLASSES",null,null,null,null,null,"COMMERCIAL CUSTOMER CLASSES",null,null,null,null,null,"INDUSTRIAL CUSTOMER CLASSES",null,null,null,null,null,null,null,"RESIDENTIAL CUSTOMER CLASSES",null,null,null,null,null,"COMMERCIAL CUSTOMER CLASSES",null,null,null,null,null,"INDUSTRIAL CUSTOMER CLASSES",null,null,null,null,null,null,null,"RESIDENTIAL CUSTOMER CLASSES",null,null,null,null,null,"COMMERCIAL CUSTOMER CLASSES",null,null,null,null,null,"INDUSTRIAL CUSTOMER CLASSES",null,null,null,null,null,null,null,"RESIDENTIAL CUSTOMER CLASSES",null,null,null,null,null,"COMMERCIAL CUSTOMER CLASSES",null,null,null,null,null,"INDUSTRIAL CUSTOMER CLASSES",null,null,null,null,null,null,null,"RESIDENTIAL CUSTOMER CLASSES",null,null,null,null,null,"COMMERCIAL CUSTOMER CLASSES",null,null,null,null,null,"INDUSTRIAL CUSTOMER CLASSES",null,null,null,null,null,null,null,"RESIDENTIAL CUSTOMER CLASSES",null,null,null,null,null,"COMMERCIAL CUSTOMER CLASSES",null,null,null,null,null,"INDUSTRIAL CUSTOMER CLASSES"]
[null,{"$f":" \"Data Entry Year: \"&proj_start_yr","v":"Data Entry Year: "},"Residential Sub-Class 1 (kW)","Residential Sub-Class 2 (kW)","Residential Sub-Class 3 (kW)","Residential Sub-Class 4 (kW)","Residential Sub-Class 5 (kW)","Average of Residential Sub-Classes (kW)","Commercial Sub-Class 1 (kW)","Commercial Sub-Class 2 (kW)","Commercial Sub-Class 3 (kW)","Commercial Sub-Class 4 (kW)","Commercial Sub-Class 5 (kW)","Average of Commercial Sub-Classes (kW)","Industrial Sub-Class 1 (kW)","Industrial Sub-Class 2 (kW)","Industrial Sub-Class 3 (kW)","Industrial Sub-Class 4 (kW)","Industrial Sub-Class 5 (kW)","Average of Industrial Sub-Classes (kW)",null,{"$f":" \"Data Entry Year: Baseline \"&proj_start_yr","v":"Data Entry Year: Baseline "},"Residential Sub-Class 1 (kW)","Residential Sub-Class 2 (kW)","Residential Sub-Class 3 (kW)","Residential Sub-Class 4 (kW)","Residential Sub-Class 5 (kW)","Average of Residential Sub-Classes (kW)","Commercial Sub-Class 1 (kW)","Commercial Sub-Class 2 (kW)","Commercial Sub-Class 3 (kW)","Commercial Sub-Class 4 (kW)","Commercial Sub-Class 5 (kW)","Average of Commercial Sub-Classes (kW)","Industrial Sub-Class 1 (kW)","Industrial Sub-Class 2 (kW)","Industrial Sub-Class 3 (kW)","Industrial Sub-Class 4 (kW)","Industrial Sub-Class 5 (kW)","Average of Industrial Sub-Classes (kW)",null,{"$f":" \"Data Entry Year: \"&proj_start_yr+1","v":"Data Entry Year: 1"},"Residential Sub-Class 1 (kW)","Residential Sub-Class 2 (kW)","Residential Sub-Class 3 (kW)","Residential Sub-Class 4 (kW)","Residential Sub-Class 5 (kW)","Average of Residential Sub-Classes (kW)","Commercial Sub-Class 1 (kW)","Commercial Sub-Class 2 (kW)","Commercial Sub-Class 3 (kW)","Commercial Sub-Class 4 (kW)","Commercial Sub-Class 5 (kW)","Average of Commercial Sub-Classes (kW)","Industrial Sub-Class 1 (kW)","Industrial Sub-Class 2 (kW)","Industrial Sub-Class 3 (kW)","Industrial Sub-Class 4 (kW)","Industrial Sub-Class 5 (kW)","Average of Industrial Sub-Classes (kW)",null,{"$f":" \"Data Entry Year: Baseline \"&proj_start_yr+1","v":"Data Entry Year: Baseline 1"},"Residential Sub-Class 1 (kW)","Residential Sub-Class 2 (kW)","Residential Sub-Class 3 (kW)","Residential Sub-Class 4 (kW)","Residential Sub-Class 5 (kW)","Average of Residential Sub-Classes (kW)","Commercial Sub-Class 1 (kW)","Commercial Sub-Class 2 (kW)","Commercial Sub-Class 3 (kW)","Commercial Sub-Class 4 (kW)","Commercial Sub-Class 5 (kW)","Average of Commercial Sub-Classes (kW)","Industrial Sub-Class 1 (kW)","Industrial Sub-Class 2 (kW)","Industrial Sub-Class 3 (kW)","Industrial Sub-Class 4 (kW)","Industrial Sub-Class 5 (kW)","Average of Industrial Sub-Classes (kW)",null,{"$f":" \"Data Entry Year: \"&proj_start_yr+2","v":"Data Entry Year: 2"},"Residential Sub-Class 1 (kW)","Residential Sub-Class 2 (kW)","Residential Sub-Class 3 (kW)","Residential Sub-Class 4 (kW)","Residential Sub-Class 5 (kW)","Average of Residential Sub-Classes (kW)","Commercial Sub-Class 1 (kW)","Commercial Sub-Class 2 (kW)","Commercial Sub-Class 3 (kW)","Commercial Sub-Class 4 (kW)","Commercial Sub-Class 5 (kW)","Average of Commercial Sub-Classes (kW)","Industrial Sub-Class 1 (kW)","Industrial Sub-Class 2 (kW)","Industrial Sub-Class 3 (kW)","Industrial Sub-Class 4 (kW)","Industrial Sub-Class 5 (kW)","Average of Industrial Sub-Classes (kW)",null,{"$f":" \"Data Entry Year: Baseline \"&proj_start_yr+2","v":"Data Entry Year: Baseline 2"},"Residential Sub-Class 1 (kW)","Residential Sub-Class 2 (kW)","Residential Sub-Class 3 (kW)","Residential Sub-Class 4 (kW)","Residential Sub-Class 5 (kW)","Average of Residential Sub-Classes (kW)","Commercial Sub-Class 1 (kW)","Commercial Sub-Class 2 (kW)","Commercial Sub-Class 3 (kW)","Commercial Sub-Class 4 (kW)","Commercial Sub-Class 5 (kW)","Average of Commercial Sub-Classes (kW)","Industrial Sub-Class 1 (kW)","Industrial Sub-Class 2 (kW)","Industrial Sub-Class 3 (kW)","Industrial Sub-Class 4 (kW)","Industrial Sub-Class 5 (kW)","Average of Industrial Sub-Classes (kW)",null,{"$f":" \"Data Entry Year: \"&proj_start_yr+3","v":"Data Entry Year: 3"},"Residential Sub-Class 1 (kW)","Residential Sub-Class 2 (kW)","Residential Sub-Class 3 (kW)","Residential Sub-Class 4 (kW)","Residential Sub-Class 5 (kW)","Average of Residential Sub-Classes (kW)","Commercial Sub-Class 1 (kW)","Commercial Sub-Class 2 (kW)","Commercial Sub-Class 3 (kW)","Commercial Sub-Class 4 (kW)","Commercial Sub-Class 5 (kW)","Average of Commercial Sub-Classes (kW)","Industrial Sub-Class 1 (kW)","Industrial Sub-Class 2 (kW)","Industrial Sub-Class 3 (kW)","Industrial Sub-Class 4 (kW)","Industrial Sub-Class 5 (kW)","Average of Industrial Sub-Classes (kW)",null,{"$f":" \"Data Entry Year: Baseline \"&proj_start_yr+3","v":"Data Entry Year: Baseline 3"},"Residential Sub-Class 1 (kW)","Residential Sub-Class 2 (kW)","Residential Sub-Class 3 (kW)","Residential Sub-Class 4 (kW)","Residential Sub-Class 5 (kW)","Average of Residential Sub-Classes (kW)","Commercial Sub-Class 1 (kW)","Commercial Sub-Class 2 (kW)","Commercial Sub-Class 3 (kW)","Commercial Sub-Class 4 (kW)","Commercial Sub-Class 5 (kW)","Average of Commercial Sub-Classes (kW)","Industrial Sub-Class 1 (kW)","Industrial Sub-Class 2 (kW)","Industrial Sub-Class 3 (kW)","Industrial Sub-Class 4 (kW)","Industrial Sub-Class 5 (kW)","Average of Industrial Sub-Classes (kW)",null,{"$f":" \"Data Entry Year: \"&proj_start_yr+4","v":"Data Entry Year: 4"},"Residential Sub-Class 1 (kW)","Residential Sub-Class 2 (kW)","Residential Sub-Class 3 (kW)","Residential Sub-Class 4 (kW)","Residential Sub-Class 5 (kW)","Average of Residential Sub-Classes (kW)","Commercial Sub-Class 1 (kW)","Commercial Sub-Class 2 (kW)","Commercial Sub-Class 3 (kW)","Commercial Sub-Class 4 (kW)","Commercial Sub-Class 5 (kW)","Average of Commercial Sub-Classes (kW)","Industrial Sub-Class 1 (kW)","Industrial Sub-Class 2 (kW)","Industrial Sub-Class 3 (kW)","Industrial Sub-Class 4 (kW)","Industrial Sub-Class 5 (kW)","Average of Industrial Sub-Classes (kW)",null,{"$f":" \"Data Entry Year: Baseline \"&proj_start_yr+4","v":"Data Entry Year: Baseline 4"},"Residential Sub-Class 1 (kW)","Residential Sub-Class 2 (kW)","Residential Sub-Class 3 (kW)","Residential Sub-Class 4 (kW)","Residential Sub-Class 5 (kW)","Average of Residential Sub-Classes (kW)","Commercial Sub-Class 1 (kW)","Commercial Sub-Class 2 (kW)","Commercial Sub-Class 3 (kW)","Commercial Sub-Class 4 (kW)","Commercial Sub-Class 5 (kW)","Average of Commercial Sub-Classes (kW)","Industrial Sub-Class 1 (kW)","Industrial Sub-Class 2 (kW)","Industrial Sub-Class 3 (kW)","Industrial Sub-Class 4 (kW)","Industrial Sub-Class 5 (kW)","Average of Industrial Sub-Classes (kW)"]
[null,"HOUR IN THE YEAR (HR)",null,null,null,null,null,null,null,null,null,null,null,null,null,null,null,null,null,null,null,"HOUR IN THE YEAR (HR)",null,null,null,null,null,null,null,null,null,null,null,null,null,null,null,null,null,null,null,"HOUR IN THE YEAR (HR)",null,null,null,null,null,null,null,null,null,null,null,null,null,null,null,null,null,null,null,"HOUR IN THE YEAR (HR)",null,null,null,null,null,null,null,null,null,null,null,null,null,null,null,null,null,null,null,"HOUR IN THE YEAR (HR)",null,null,null,null,null,null,null,null,null,null,null,null,null,null,null,null,null,null,null,"HOUR IN THE YEAR (HR)",null,null,null,null,null,null,null,null,null,null,null,null,null,null,null,null,null,null,null,"HOUR IN THE YEAR (HR)",null,null,null,null,null,null,null,null,null,null,null,null,null,null,null,null,null,null,null,"HOUR IN THE YEAR (HR)",null,null,null,null,null,null,null,null,null,null,null,null,null,null,null,null,null,null,null,"HOUR IN THE YEAR (HR)",null,null,null,null,null,null,null,null,null,null,null,null,null,null,null,null,null,null,null,"HOUR IN THE YEAR (HR)"]
[null,1,null,null,null,null,null,null,null,null,null,null,null,null,null,null,null,null,null,null,null,1,null,null,null,null,null,null,null,null,null,null,null,null,null,null,null,null,null,null,null,1,null,null,null,null,null,null,null,null,null,null,null,null,null,null,null,null,null,null,null,1,null,null,null,null,null,null,null,null,null,null,null,null,null,null,null,null,null,null,null,1,null,null,null,null,null,null,null,null,null,null,null,null,null,null,null,null,null,null,null,1,null,null,null,null,null,null,null,null,null,null,null,null,null,null,null,null,null,null,null,1,null,null,null,null,null,null,null,null,null,null,null,null,null,null,null,null,null,null,null,1,null,null,null,null,null,null,null,null,null,null,null,null,null,null,null,null,null,null,null,1,null,null,null,null,null,null,null,null,null,null,null,null,null,null,null,null,null,null,null,1]
[null,2,null,null,null,null,null,null,null,null,null,null,null,null,null,null,null,null,null,null,null,2,null,null,null,null,null,null,null,null,null,null,null,null,null,null,null,null,null,null,null,2,null,null,null,null,null,null,null,null,null,null,null,null,null,null,null,null,null,null,null,2,null,null,null,null,null,null,null,null,null,null,null,null,null,null,null,null,null,null,null,2,null,null,null,null,null,null,null,null,null,null,null,null,null,null,null,null,null,null,null,2,null,null,null,null,null,null,null,null,null,null,null,null,null,null,null,null,null,null,null,2,null,null,null,null,null,null,null,null,null,null,null,null,null,null,null,null,null,null,null,2,null,null,null,null,null,null,null,null,null,null,null,null,null,null,null,null,null,null,null,2,null,null,null,null,null,null,null,null,null,null,null,null,null,null,null,null,null,null,null,2]
[null,3,null,null,null,null,null,null,null,null,null,null,null,null,null,null,null,null,null,null,null,3,null,null,null,null,null,null,null,null,null,null,null,null,null,null,null,null,null,null,null,3,null,null,null,null,null,null,null,null,null,null,null,null,null,null,null,null,null,null,null,3,null,null,null,null,null,null,null,null,null,null,null,null,null,null,null,null,null,null,null,3,null,null,null,null,null,null,null,null,null,null,null,null,null,null,null,null,null,null,null,3,null,null,null,null,null,null,null,null,null,null,null,null,null,null,null,null,null,null,null,3,null,null,null,null,null,null,null,null,null,null,null,null,null,null,null,null,null,null,null,3,null,null,null,null,null,null,null,null,null,null,null,null,null,null,null,null,null,null,null,3,null,null,null,null,null,null,null,null,null,null,null,null,null,null,null,null,null,null,null,3]
[null,4,null,null,null,null,null,null,null,null,null,null,null,null,null,null,null,null,null,null,null,4,null,null,null,null,null,null,null,null,null,null,null,null,null,null,null,null,null,null,null,4,null,null,null,null,null,null,null,null,null,null,null,null,null,null,null,null,null,null,null,4,null,null,null,null,null,null,null,null,null,null,null,null,null,null,null,null,null,null,null,4,null,null,null,null,null,null,null,null,null,null,null,null,null,null,null,null,null,null,null,4,null,null,null,null,null,null,null,null,null,null,null,null,null,null,null,null,null,null,null,4,null,null,null,null,null,null,null,null,null,null,null,null,null,null,null,null,null,null,null,4,null,null,null,null,null,null,null,null,null,null,null,null,null,null,null,null,null,null,null,4,null,null,null,null,null,null,null,null,null,null,null,null,null,null,null,null,null,null,null,4]
[null,5,null,null,null,null,null,null,null,null,null,null,null,null,null,null,null,null,null,null,null,5,null,null,null,null,null,null,null,null,null,null,null,null,null,null,null,null,null,null,null,5,null,null,null,null,null,null,null,null,null,null,null,null,null,null,null,null,null,null,null,5,null,null,null,null,null,null,null,null,null,null,null,null,null,null,null,null,null,null,null,5,null,null,null,null,null,null,null,null,null,null,null,null,null,null,null,null,null,null,null,5,null,null,null,null,null,null,null,null,null,null,null,null,null,null,null,null,null,null,null,5,null,null,null,null,null,null,null,null,null,null,null,null,null,null,null,null,null,null,null,5,null,null,null,null,null,null,null,null,null,null,null,null,null,null,null,null,null,null,null,5,null,null,null,null,null,null,null,null,null,null,null,null,null,null,null,null,null,null,null,5]
[null,6,null,null,null,null,null,null,null,null,null,null,null,null,null,null,null,null,null,null,null,6,null,null,null,null,null,null,null,null,null,null,null,null,null,null,null,null,null,null,null,6,null,null,null,null,null,null,null,null,null,null,null,null,null,null,null,null,null,null,null,6,null,null,null,null,null,null,null,null,null,null,null,null,null,null,null,null,null,null,null,6,null,null,null,null,null,null,null,null,null,null,null,null,null,null,null,null,null,null,null,6,null,null,null,null,null,null,null,null,null,null,null,null,null,null,null,null,null,null,null,6,null,null,null,null,null,null,null,null,null,null,null,null,null,null,null,null,null,null,null,6,null,null,null,null,null,null,null,null,null,null,null,null,null,null,null,null,null,null,null,6,null,null,null,null,null,null,null,null,null,null,null,null,null,null,null,null,null,null,null,6]
[null,7,null,null,null,null,null,null,null,null,null,null,null,null,null,null,null,null,null,null,null,7,null,null,null,null,null,null,null,null,null,null,null,null,null,null,null,null,null,null,null,7,null,null,null,null,null,null,null,null,null,null,null,null,null,null,null,null,null,null,null,7,null,null,null,null,null,null,null,null,null,null,null,null,null,null,null,null,null,null,null,7,null,null,null,null,null,null,null,null,null,null,null,null,null,null,null,null,null,null,null,7,null,null,null,null,null,null,null,null,null,null,null,null,null,null,null,null,null,null,null,7,null,null,null,null,null,null,null,null,null,null,null,null,null,null,null,null,null,null,null,7,null,null,null,null,null,null,null,null,null,null,null,null,null,null,null,null,null,null,null,7,null,null,null,null,null,null,null,null,null,null,null,null,null,null,null,null,null,null,null,7]
[null,8,null,null,null,null,null,null,null,null,null,null,null,null,null,null,null,null,null,null,null,8,null,null,null,null,null,null,null,null,null,null,null,null,null,null,null,null,null,null,null,8,null,null,null,null,null,null,null,null,null,null,null,null,null,null,null,null,null,null,null,8,null,null,null,null,null,null,null,null,null,null,null,null,null,null,null,null,null,null,null,8,null,null,null,null,null,null,null,null,null,null,null,null,null,null,null,null,null,null,null,8,null,null,null,null,null,null,null,null,null,null,null,null,null,null,null,null,null,null,null,8,null,null,null,null,null,null,null,null,null,null,null,null,null,null,null,null,null,null,null,8,null,null,null,null,null,null,null,null,null,null,null,null,null,null,null,null,null,null,null,8,null,null,null,null,null,null,null,null,null,null,null,null,null,null,null,null,null,null,null,8]
[null,9,null,null,null,null,null,null,null,null,null,null,null,null,null,null,null,null,null,null,null,9,null,null,null,null,null,null,null,null,null,null,null,null,null,null,null,null,null,null,null,9,null,null,null,null,null,null,null,null,null,null,null,null,null,null,null,null,null,null,null,9,null,null,null,null,null,null,null,null,null,null,null,null,null,null,null,null,null,null,null,9,null,null,null,null,null,null,null,null,null,null,null,null,null,null,null,null,null,null,null,9,null,null,null,null,null,null,null,null,null,null,null,null,null,null,null,null,null,null,null,9,null,null,null,null,null,null,null,null,null,null,null,null,null,null,null,null,null,null,null,9,null,null,null,null,null,null,null,null,null,null,null,null,null,null,null,null,null,null,null,9,null,null,null,null,null,null,null,null,null,null,null,null,null,null,null,null,null,null,null,9]
[null,10,null,null,null,null,null,null,null,null,null,null,null,null,null,null,null,null,null,null,null,10,null,null,null,null,null,null,null,null,null,null,null,null,null,null,null,null,null,null,null,10,null,null,null,null,null,null,null,null,null,null,null,null,null,null,null,null,null,null,null,10,null,null,null,null,null,null,null,null,null,null,null,null,null,null,null,null,null,null,null,10,null,null,null,null,null,null,null,null,null,null,null,null,null,null,null,null,null,null,null,10,null,null,null,null,null,null,null,null,null,null,null,null,null,null,null,null,null,null,null,10,null,null,null,null,null,null,null,null,null,null,null,null,null,null,null,null,null,null,null,10,null,null,null,null,null,null,null,null,null,null,null,null,null,null,null,null,null,null,null,10,null,null,null,null,null,null,null,null,null,null,null,null,null,null,null,null,null,null,null,10]
[null,11,null,null,null,null,null,null,null,null,null,null,null,null,null,null,null,null,null,null,null,11,null,null,null,null,null,null,null,null,null,null,null,null,null,null,null,null,null,null,null,11,null,null,null,null,null,null,null,null,null,null,null,null,null,null,null,null,null,null,null,11,null,null,null,null,null,null,null,null,null,null,null,null,null,null,null,null,null,null,null,11,null,null,null,null,null,null,null,null,null,null,null,null,null,null,null,null,null,null,null,11,null,null,null,null,null,null,null,null,null,null,null,null,null,null,null,null,null,null,null,11,null,null,null,null,null,null,null,null,null,null,null,null,null,null,null,null,null,null,null,11,null,null,null,null,null,null,null,null,null,null,null,null,null,null,null,null,null,null,null,11,null,null,null,null,null,null,null,null,null,null,null,null,null,null,null,null,null,null,null,11]
[null,12,null,null,null,null,null,null,null,null,null,null,null,null,null,null,null,null,null,null,null,12,null,null,null,null,null,null,null,null,null,null,null,null,null,null,null,null,null,null,null,12,null,null,null,null,null,null,null,null,null,null,null,null,null,null,null,null,null,null,null,12,null,null,null,null,null,null,null,null,null,null,null,null,null,null,null,null,null,null,null,12,null,null,null,null,null,null,null,null,null,null,null,null,null,null,null,null,null,null,null,12,null,null,null,null,null,null,null,null,null,null,null,null,null,null,null,null,null,null,null,12,null,null,null,null,null,null,null,null,null,null,null,null,null,null,null,null,null,null,null,12,null,null,null,null,null,null,null,null,null,null,null,null,null,null,null,null,null,null,null,12,null,null,null,null,null,null,null,null,null,null,null,null,null,null,null,null,null,null,null,12]
[null,13,null,null,null,null,null,null,null,null,null,null,null,null,null,null,null,null,null,null,null,13,null,null,null,null,null,null,null,null,null,null,null,null,null,null,null,null,null,null,null,13,null,null,null,null,null,null,null,null,null,null,null,null,null,null,null,null,null,null,null,13,null,null,null,null,null,null,null,null,null,null,null,null,null,null,null,null,null,null,null,13,null,null,null,null,null,null,null,null,null,null,null,null,null,null,null,null,null,null,null,13,null,null,null,null,null,null,null,null,null,null,null,null,null,null,null,null,null,null,null,13,null,null,null,null,null,null,null,null,null,null,null,null,null,null,null,null,null,null,null,13,null,null,null,null,null,null,null,null,null,null,null,null,null,null,null,null,null,null,null,13,null,null,null,null,null,null,null,null,null,null,null,null,null,null,null,null,null,null,null,13]
[null,14,null,null,null,null,null,null,null,null,null,null,null,null,null,null,null,null,null,null,null,14,null,null,null,null,null,null,null,null,null,null,null,null,null,null,null,null,null,null,null,14,null,null,null,null,null,null,null,null,null,null,null,null,null,null,null,null,null,null,null,14,null,null,null,null,null,null,null,null,null,null,null,null,null,null,null,null,null,null,null,14,null,null,null,null,null,null,null,null,null,null,null,null,null,null,null,null,null,null,null,14,null,null,null,null,null,null,null,null,null,null,null,null,null,null,null,null,null,null,null,14,null,null,null,null,null,null,null,null,null,null,null,null,null,null,null,null,null,null,null,14,null,null,null,null,null,null,null,null,null,null,null,null,null,null,null,null,null,null,null,14,null,null,null,null,null,null,null,null,null,null,null,null,null,null,null,null,null,null,null,14]
[null,15,null,null,null,null,null,null,null,null,null,null,null,null,null,null,null,null,null,null,null,15,null,null,null,null,null,null,null,null,null,null,null,null,null,null,null,null,null,null,null,15,null,null,null,null,null,null,null,null,null,null,null,null,null,null,null,null,null,null,null,15,null,null,null,null,null,null,null,null,null,null,null,null,null,null,null,null,null,null,null,15,null,null,null,null,null,null,null,null,null,null,null,null,null,null,null,null,null,null,null,15,null,null,null,null,null,null,null,null,null,null,null,null,null,null,null,null,null,null,null,15,null,null,null,null,null,null,null,null,null,null,null,null,null,null,null,null,null,null,null,15,null,null,null,null,null,null,null,null,null,null,null,null,null,null,null,null,null,null,null,15,null,null,null,null,null,null,null,null,null,null,null,null,null,null,null,null,null,null,null,15]
[null,16,null,null,null,null,null,null,null,null,null,null,null,null,null,null,null,null,null,null,null,16,null,null,null,null,null,null,null,null,null,null,null,null,null,null,null,null,null,null,null,16,null,null,null,null,null,null,null,null,null,null,null,null,null,null,null,null,null,null,null,16,null,null,null,null,null,null,null,null,null,null,null,null,null,null,null,null,null,null,null,16,null,null,null,null,null,null,null,null,null,null,null,null,null,null,null,null,null,null,null,16,null,null,null,null,null,null,null,null,null,null,null,null,null,null,null,null,null,null,null,16,null,null,null,null,null,null,null,null,null,null,null,null,null,null,null,null,null,null,null,16,null,null,null,null,null,null,null,null,null,null,null,null,null,null,null,null,null,null,null,16,null,null,null,null,null,null,null,null,null,null,null,null,null,null,null,null,null,null,null,16]
[null,17,null,null,null,null,null,null,null,null,null,null,null,null,null,null,null,null,null,null,null,17,null,null,null,null,null,null,null,null,null,null,null,null,null,null,null,null,null,null,null,17,null,null,null,null,null,null,null,null,null,null,null,null,null,null,null,null,null,null,null,17,null,null,null,null,null,null,null,null,null,null,null,null,null,null,null,null,null,null,null,17,null,null,null,null,null,null,null,null,null,null,null,null,null,null,null,null,null,null,null,17,null,null,null,null,null,null,null,null,null,null,null,null,null,null,null,null,null,null,null,17,null,null,null,null,null,null,null,null,null,null,null,null,null,null,null,null,null,null,null,17,null,null,null,null,null,null,null,null,null,null,null,null,null,null,null,null,null,null,null,17,null,null,null,null,null,null,null,null,null,null,null,null,null,null,null,null,null,null,null,17]
[null,18,null,null,null,null,null,null,null,null,null,null,null,null,null,null,null,null,null,null,null,18,null,null,null,null,null,null,null,null,null,null,null,null,null,null,null,null,null,null,null,18,null,null,null,null,null,null,null,null,null,null,null,null,null,null,null,null,null,null,null,18,null,null,null,null,null,null,null,null,null,null,null,null,null,null,null,null,null,null,null,18,null,null,null,null,null,null,null,null,null,null,null,null,null,null,null,null,null,null,null,18,null,null,null,null,null,null,null,null,null,null,null,null,null,null,null,null,null,null,null,18,null,null,null,null,null,null,null,null,null,null,null,null,null,null,null,null,null,null,null,18,null,null,null,null,null,null,null,null,null,null,null,null,null,null,null,null,null,null,null,18,null,null,null,null,null,null,null,null,null,null,null,null,null,null,null,null,null,null,null,18]
[null,19,null,null,null,null,null,null,null,null,null,null,null,null,null,null,null,null,null,null,null,19,null,null,null,null,null,null,null,null,null,null,null,null,null,null,null,null,null,null,null,19,null,null,null,null,null,null,null,null,null,null,null,null,null,null,null,null,null,null,null,19,null,null,null,null,null,null,null,null,null,null,null,null,null,null,null,null,null,null,null,19,null,null,null,null,null,null,null,null,null,null,null,null,null,null,null,null,null,null,null,19,null,null,null,null,null,null,null,null,null,null,null,null,null,null,null,null,null,null,null,19,null,null,null,null,null,null,null,null,null,null,null,null,null,null,null,null,null,null,null,19,null,null,null,null,null,null,null,null,null,null,null,null,null,null,null,null,null,null,null,19,null,null,null,null,null,null,null,null,null,null,null,null,null,null,null,null,null,null,null,19]
[null,20,null,null,null,null,null,null,null,null,null,null,null,null,null,null,null,null,null,null,null,20,null,null,null,null,null,null,null,null,null,null,null,null,null,null,null,null,null,null,null,20,null,null,null,null,null,null,null,null,null,null,null,null,null,null,null,null,null,null,null,20,null,null,null,null,null,null,null,null,null,null,null,null,null,null,null,null,null,null,null,20,null,null,null,null,null,null,null,null,null,null,null,null,null,null,null,null,null,null,null,20,null,null,null,null,null,null,null,null,null,null,null,null,null,null,null,null,null,null,null,20,null,null,null,null,null,null,null,null,null,null,null,null,null,null,null,null,null,null,null,20,null,null,null,null,null,null,null,null,null,null,null,null,null,null,null,null,null,null,null,20,null,null,null,null,null,null,null,null,null,null,null,null,null,null,null,null,null,null,null,20]
[null,21,null,null,null,null,null,null,null,null,null,null,null,null,null,null,null,null,null,null,null,21,null,null,null,null,null,null,null,null,null,null,null,null,null,null,null,null,null,null,null,21,null,null,null,null,null,null,null,null,null,null,null,null,null,null,null,null,null,null,null,21,null,null,null,null,null,null,null,null,null,null,null,null,null,null,null,null,null,null,null,21,null,null,null,null,null,null,null,null,null,null,null,null,null,null,null,null,null,null,null,21,null,null,null,null,null,null,null,null,null,null,null,null,null,null,null,null,null,null,null,21,null,null,null,null,null,null,null,null,null,null,null,null,null,null,null,null,null,null,null,21,null,null,null,null,null,null,null,null,null,null,null,null,null,null,null,null,null,null,null,21,null,null,null,null,null,null,null,null,null,null,null,null,null,null,null,null,null,null,null,21]
[null,22,null,null,null,null,null,null,null,null,null,null,null,null,null,null,null,null,null,null,null,22,null,null,null,null,null,null,null,null,null,null,null,null,null,null,null,null,null,null,null,22,null,null,null,null,null,null,null,null,null,null,null,null,null,null,null,null,null,null,null,22,null,null,null,null,null,null,null,null,null,null,null,null,null,null,null,null,null,null,null,22,null,null,null,null,null,null,null,null,null,null,null,null,null,null,null,null,null,null,null,22,null,null,null,null,null,null,null,null,null,null,null,null,null,null,null,null,null,null,null,22,null,null,null,null,null,null,null,null,null,null,null,null,null,null,null,null,null,null,null,22,null,null,null,null,null,null,null,null,null,null,null,null,null,null,null,null,null,null,null,22,null,null,null,null,null,null,null,null,null,null,null,null,null,null,null,null,null,null,null,22]
[null,23,null,null,null,null,null,null,null,null,null,null,null,null,null,null,null,null,null,null,null,23,null,null,null,null,null,null,null,null,null,null,null,null,null,null,null,null,null,null,null,23,null,null,null,null,null,null,null,null,null,null,null,null,null,null,null,null,null,null,null,23,null,null,null,null,null,null,null,null,null,null,null,null,null,null,null,null,null,null,null,23,null,null,null,null,null,null,null,null,null,null,null,null,null,null,null,null,null,null,null,23,null,null,null,null,null,null,null,null,null,null,null,null,null,null,null,null,null,null,null,23,null,null,null,null,null,null,null,null,null,null,null,null,null,null,null,null,null,null,null,23,null,null,null,null,null,null,null,null,null,null,null,null,null,null,null,null,null,null,null,23,null,null,null,null,null,null,null,null,null,null,null,null,null,null,null,null,null,null,null,23]
[null,24,null,null,null,null,null,null,null,null,null,null,null,null,null,null,null,null,null,null,null,24,null,null,null,null,null,null,null,null,null,null,null,null,null,null,null,null,null,null,null,24,null,null,null,null,null,null,null,null,null,null,null,null,null,null,null,null,null,null,null,24,null,null,null,null,null,null,null,null,null,null,null,null,null,null,null,null,null,null,null,24,null,null,null,null,null,null,null,null,null,null,null,null,null,null,null,null,null,null,null,24,null,null,null,null,null,null,null,null,null,null,null,null,null,null,null,null,null,null,null,24,null,null,null,null,null,null,null,null,null,null,null,null,null,null,null,null,null,null,null,24,null,null,null,null,null,null,null,null,null,null,null,null,null,null,null,null,null,null,null,24,null,null,null,null,null,null,null,null,null,null,null,null,null,null,null,null,null,null,null,24]
[null,25,null,null,null,null,null,null,null,null,null,null,null,null,null,null,null,null,null,null,null,25,null,null,null,null,null,null,null,null,null,null,null,null,null,null,null,null,null,null,null,25,null,null,null,null,null,null,null,null,null,null,null,null,null,null,null,null,null,null,null,25,null,null,null,null,null,null,null,null,null,null,null,null,null,null,null,null,null,null,null,25,null,null,null,null,null,null,null,null,null,null,null,null,null,null,null,null,null,null,null,25,null,null,null,null,null,null,null,null,null,null,null,null,null,null,null,null,null,null,null,25,null,null,null,null,null,null,null,null,null,null,null,null,null,null,null,null,null,null,null,25,null,null,null,null,null,null,null,null,null,null,null,null,null,null,null,null,null,null,null,25,null,null,null,null,null,null,null,null,null,null,null,null,null,null,null,null,null,null,null,25]
[null,26,null,null,null,null,null,null,null,null,null,null,null,null,null,null,null,null,null,null,null,26,null,null,null,null,null,null,null,null,null,null,null,null,null,null,null,null,null,null,null,26,null,null,null,null,null,null,null,null,null,null,null,null,null,null,null,null,null,null,null,26,null,null,null,null,null,null,null,null,null,null,null,null,null,null,null,null,null,null,null,26,null,null,null,null,null,null,null,null,null,null,null,null,null,null,null,null,null,null,null,26,null,null,null,null,null,null,null,null,null,null,null,null,null,null,null,null,null,null,null,26,null,null,null,null,null,null,null,null,null,null,null,null,null,null,null,null,null,null,null,26,null,null,null,null,null,null,null,null,null,null,null,null,null,null,null,null,null,null,null,26,null,null,null,null,null,null,null,null,null,null,null,null,null,null,null,null,null,null,null,26]
[null,27,null,null,null,null,null,null,null,null,null,null,null,null,null,null,null,null,null,null,null,27,null,null,null,null,null,null,null,null,null,null,null,null,null,null,null,null,null,null,null,27,null,null,null,null,null,null,null,null,null,null,null,null,null,null,null,null,null,null,null,27,null,null,null,null,null,null,null,null,null,null,null,null,null,null,null,null,null,null,null,27,null,null,null,null,null,null,null,null,null,null,null,null,null,null,null,null,null,null,null,27,null,null,null,null,null,null,null,null,null,null,null,null,null,null,null,null,null,null,null,27,null,null,null,null,null,null,null,null,null,null,null,null,null,null,null,null,null,null,null,27,null,null,null,null,null,null,null,null,null,null,null,null,null,null,null,null,null,null,null,27,null,null,null,null,null,null,null,null,null,null,null,null,null,null,null,null,null,null,null,27]
[null,28,null,null,null,null,null,null,null,null,null,null,null,null,null,null,null,null,null,null,null,28,null,null,null,null,null,null,null,null,null,null,null,null,null,null,null,null,null,null,null,28,null,null,null,null,null,null,null,null,null,null,null,null,null,null,null,null,null,null,null,28,null,null,null,null,null,null,null,null,null,null,null,null,null,null,null,null,null,null,null,28,null,null,null,null,null,null,null,null,null,null,null,null,null,null,null,null,null,null,null,28,null,null,null,null,null,null,null,null,null,null,null,null,null,null,null,null,null,null,null,28,null,null,null,null,null,null,null,null,null,null,null,null,null,null,null,null,null,null,null,28,null,null,null,null,null,null,null,null,null,null,null,null,null,null,null,null,null,null,null,28,null,null,null,null,null,null,null,null,null,null,null,null,null,null,null,null,null,null,null,28]
[null,29,null,null,null,null,null,null,null,null,null,null,null,null,null,null,null,null,null,null,null,29,null,null,null,null,null,null,null,null,null,null,null,null,null,null,null,null,null,null,null,29,null,null,null,null,null,null,null,null,null,null,null,null,null,null,null,null,null,null,null,29,null,null,null,null,null,null,null,null,null,null,null,null,null,null,null,null,null,null,null,29,null,null,null,null,null,null,null,null,null,null,null,null,null,null,null,null,null,null,null,29,null,null,null,null,null,null,null,null,null,null,null,null,null,null,null,null,null,null,null,29,null,null,null,null,null,null,null,null,null,null,null,null,null,null,null,null,null,null,null,29,null,null,null,null,null,null,null,null,null,null,null,null,null,null,null,null,null,null,null,29,null,null,null,null,null,null,null,null,null,null,null,null,null,null,null,null,null,null,null,29]
[null,30,null,null,null,null,null,null,null,null,null,null,null,null,null,null,null,null,null,null,null,30,null,null,null,null,null,null,null,null,null,null,null,null,null,null,null,null,null,null,null,30,null,null,null,null,null,null,null,null,null,null,null,null,null,null,null,null,null,null,null,30,null,null,null,null,null,null,null,null,null,null,null,null,null,null,null,null,null,null,null,30,null,null,null,null,null,null,null,null,null,null,null,null,null,null,null,null,null,null,null,30,null,null,null,null,null,null,null,null,null,null,null,null,null,null,null,null,null,null,null,30,null,null,null,null,null,null,null,null,null,null,null,null,null,null,null,null,null,null,null,30,null,null,null,null,null,null,null,null,null,null,null,null,null,null,null,null,null,null,null,30,null,null,null,null,null,null,null,null,null,null,null,null,null,null,null,null,null,null,null,30]
[null,31,null,null,null,null,null,null,null,null,null,null,null,null,null,null,null,null,null,null,null,31,null,null,null,null,null,null,null,null,null,null,null,null,null,null,null,null,null,null,null,31,null,null,null,null,null,null,null,null,null,null,null,null,null,null,null,null,null,null,null,31,null,null,null,null,null,null,null,null,null,null,null,null,null,null,null,null,null,null,null,31,null,null,null,null,null,null,null,null,null,null,null,null,null,null,null,null,null,null,null,31,null,null,null,null,null,null,null,null,null,null,null,null,null,null,null,null,null,null,null,31,null,null,null,null,null,null,null,null,null,null,null,null,null,null,null,null,null,null,null,31,null,null,null,null,null,null,null,null,null,null,null,null,null,null,null,null,null,null,null,31,null,null,null,null,null,null,null,null,null,null,null,null,null,null,null,null,null,null,null,31]
[null,32,null,null,null,null,null,null,null,null,null,null,null,null,null,null,null,null,null,null,null,32,null,null,null,null,null,null,null,null,null,null,null,null,null,null,null,null,null,null,null,32,null,null,null,null,null,null,null,null,null,null,null,null,null,null,null,null,null,null,null,32,null,null,null,null,null,null,null,null,null,null,null,null,null,null,null,null,null,null,null,32,null,null,null,null,null,null,null,null,null,null,null,null,null,null,null,null,null,null,null,32,null,null,null,null,null,null,null,null,null,null,null,null,null,null,null,null,null,null,null,32,null,null,null,null,null,null,null,null,null,null,null,null,null,null,null,null,null,null,null,32,null,null,null,null,null,null,null,null,null,null,null,null,null,null,null,null,null,null,null,32,null,null,null,null,null,null,null,null,null,null,null,null,null,null,null,null,null,null,null,32]
[null,33,null,null,null,null,null,null,null,null,null,null,null,null,null,null,null,null,null,null,null,33,null,null,null,null,null,null,null,null,null,null,null,null,null,null,null,null,null,null,null,33,null,null,null,null,null,null,null,null,null,null,null,null,null,null,null,null,null,null,null,33,null,null,null,null,null,null,null,null,null,null,null,null,null,null,null,null,null,null,null,33,null,null,null,null,null,null,null,null,null,null,null,null,null,null,null,null,null,null,null,33,null,null,null,null,null,null,null,null,null,null,null,null,null,null,null,null,null,null,null,33,null,null,null,null,null,null,null,null,null,null,null,null,null,null,null,null,null,null,null,33,null,null,null,null,null,null,null,null,null,null,null,null,null,null,null,null,null,null,null,33,null,null,null,null,null,null,null,null,null,null,null,null,null,null,null,null,null,null,null,33]
[null,34,null,null,null,null,null,null,null,null,null,null,null,null,null,null,null,null,null,null,null,34,null,null,null,null,null,null,null,null,null,null,null,null,null,null,null,null,null,null,null,34,null,null,null,null,null,null,null,null,null,null,null,null,null,null,null,null,null,null,null,34,null,null,null,null,null,null,null,null,null,null,null,null,null,null,null,null,null,null,null,34,null,null,null,null,null,null,null,null,null,null,null,null,null,null,null,null,null,null,null,34,null,null,null,null,null,null,null,null,null,null,null,null,null,null,null,null,null,null,null,34,null,null,null,null,null,null,null,null,null,null,null,null,null,null,null,null,null,null,null,34,null,null,null,null,null,null,null,null,null,null,null,null,null,null,null,null,null,null,null,34,null,null,null,null,null,null,null,null,null,null,null,null,null,null,null,null,null,null,null,34]
[null,35,null,null,null,null,null,null,null,null,null,null,null,null,null,null,null,null,null,null,null,35,null,null,null,null,null,null,null,null,null,null,null,null,null,null,null,null,null,null,null,35,null,null,null,null,null,null,null,null,null,null,null,null,null,null,null,null,null,null,null,35,null,null,null,null,null,null,null,null,null,null,null,null,null,null,null,null,null,null,null,35,null,null,null,null,null,null,null,null,null,null,null,null,null,null,null,null,null,null,null,35,null,null,null,null,null,null,null,null,null,null,null,null,null,null,null,null,null,null,null,35,null,null,null,null,null,null,null,null,null,null,null,null,null,null,null,null,null,null,null,35,null,null,null,null,null,null,null,null,null,null,null,null,null,null,null,null,null,null,null,35,null,null,null,null,null,null,null,null,null,null,null,null,null,null,null,null,null,null,null,35]
[null,36,null,null,null,null,null,null,null,null,null,null,null,null,null,null,null,null,null,null,null,36,null,null,null,null,null,null,null,null,null,null,null,null,null,null,null,null,null,null,null,36,null,null,null,null,null,null,null,null,null,null,null,null,null,null,null,null,null,null,null,36,null,null,null,null,null,null,null,null,null,null,null,null,null,null,null,null,null,null,null,36,null,null,null,null,null,null,null,null,null,null,null,null,null,null,null,null,null,null,null,36,null,null,null,null,null,null,null,null,null,null,null,null,null,null,null,null,null,null,null,36,null,null,null,null,null,null,null,null,null,null,null,null,null,null,null,null,null,null,null,36,null,null,null,null,null,null,null,null,null,null,null,null,null,null,null,null,null,null,null,36,null,null,null,null,null,null,null,null,null,null,null,null,null,null,null,null,null,null,null,36]
[null,37,null,null,null,null,null,null,null,null,null,null,null,null,null,null,null,null,null,null,null,37,null,null,null,null,null,null,null,null,null,null,null,null,null,null,null,null,null,null,null,37,null,null,null,null,null,null,null,null,null,null,null,null,null,null,null,null,null,null,null,37,null,null,null,null,null,null,null,null,null,null,null,null,null,null,null,null,null,null,null,37,null,null,null,null,null,null,null,null,null,null,null,null,null,null,null,null,null,null,null,37,null,null,null,null,null,null,null,null,null,null,null,null,null,null,null,null,null,null,null,37,null,null,null,null,null,null,null,null,null,null,null,null,null,null,null,null,null,null,null,37,null,null,null,null,null,null,null,null,null,null,null,null,null,null,null,null,null,null,null,37,null,null,null,null,null,null,null,null,null,null,null,null,null,null,null,null,null,null,null,37]
[null,38,null,null,null,null,null,null,null,null,null,null,null,null,null,null,null,null,null,null,null,38,null,null,null,null,null,null,null,null,null,null,null,null,null,null,null,null,null,null,null,38,null,null,null,null,null,null,null,null,null,null,null,null,null,null,null,null,null,null,null,38,null,null,null,null,null,null,null,null,null,null,null,null,null,null,null,null,null,null,null,38,null,null,null,null,null,null,null,null,null,null,null,null,null,null,null,null,null,null,null,38,null,null,null,null,null,null,null,null,null,null,null,null,null,null,null,null,null,null,null,38,null,null,null,null,null,null,null,null,null,null,null,null,null,null,null,null,null,null,null,38,null,null,null,null,null,null,null,null,null,null,null,null,null,null,null,null,null,null,null,38,null,null,null,null,null,null,null,null,null,null,null,null,null,null,null,null,null,null,null,38]
[null,39,null,null,null,null,null,null,null,null,null,null,null,null,null,null,null,null,null,null,null,39,null,null,null,null,null,null,null,null,null,null,null,null,null,null,null,null,null,null,null,39,null,null,null,null,null,null,null,null,null,null,null,null,null,null,null,null,null,null,null,39,null,null,null,null,null,null,null,null,null,null,null,null,null,null,null,null,null,null,null,39,null,null,null,null,null,null,null,null,null,null,null,null,null,null,null,null,null,null,null,39,null,null,null,null,null,null,null,null,null,null,null,null,null,null,null,null,null,null,null,39,null,null,null,null,null,null,null,null,null,null,null,null,null,null,null,null,null,null,null,39,null,null,null,null,null,null,null,null,null,null,null,null,null,null,null,null,null,null,null,39,null,null,null,null,null,null,null,null,null,null,null,null,null,null,null,null,null,null,null,39]
[null,40,null,null,null,null,null,null,null,null,null,null,null,null,null,null,null,null,null,null,null,40,null,null,null,null,null,null,null,null,null,null,null,null,null,null,null,null,null,null,null,40,null,null,null,null,null,null,null,null,null,null,null,null,null,null,null,null,null,null,null,40,null,null,null,null,null,null,null,null,null,null,null,null,null,null,null,null,null,null,null,40,null,null,null,null,null,null,null,null,null,null,null,null,null,null,null,null,null,null,null,40,null,null,null,null,null,null,null,null,null,null,null,null,null,null,null,null,null,null,null,40,null,null,null,null,null,null,null,null,null,null,null,null,null,null,null,null,null,null,null,40,null,null,null,null,null,null,null,null,null,null,null,null,null,null,null,null,null,null,null,40,null,null,null,null,null,null,null,null,null,null,null,null,null,null,null,null,null,null,null,40]
[null,41,null,null,null,null,null,null,null,null,null,null,null,null,null,null,null,null,null,null,null,41,null,null,null,null,null,null,null,null,null,null,null,null,null,null,null,null,null,null,null,41,null,null,null,null,null,null,null,null,null,null,null,null,null,null,null,null,null,null,null,41,null,null,null,null,null,null,null,null,null,null,null,null,null,null,null,null,null,null,null,41,null,null,null,null,null,null,null,null,null,null,null,null,null,null,null,null,null,null,null,41,null,null,null,null,null,null,null,null,null,null,null,null,null,null,null,null,null,null,null,41,null,null,null,null,null,null,null,null,null,null,null,null,null,null,null,null,null,null,null,41,null,null,null,null,null,null,null,null,null,null,null,null,null,null,null,null,null,null,null,41,null,null,null,null,null,null,null,null,null,null,null,null,null,null,null,null,null,null,null,41]
[null,42,null,null,null,null,null,null,null,null,null,null,null,null,null,null,null,null,null,null,null,42,null,null,null,null,null,null,null,null,null,null,null,null,null,null,null,null,null,null,null,42,null,null,null,null,null,null,null,null,null,null,null,null,null,null,null,null,null,null,null,42,null,null,null,null,null,null,null,null,null,null,null,null,null,null,null,null,null,null,null,42,null,null,null,null,null,null,null,null,null,null,null,null,null,null,null,null,null,null,null,42,null,null,null,null,null,null,null,null,null,null,null,null,null,null,null,null,null,null,null,42,null,null,null,null,null,null,null,null,null,null,null,null,null,null,null,null,null,null,null,42,null,null,null,null,null,null,null,null,null,null,null,null,null,null,null,null,null,null,null,42,null,null,null,null,null,null,null,null,null,null,null,null,null,null,null,null,null,null,null,42]
[null,43,null,null,null,null,null,null,null,null,null,null,null,null,null,null,null,null,null,null,null,43,null,null,null,null,null,null,null,null,null,null,null,null,null,null,null,null,null,null,null,43,null,null,null,null,null,null,null,null,null,null,null,null,null,null,null,null,null,null,null,43,null,null,null,null,null,null,null,null,null,null,null,null,null,null,null,null,null,null,null,43,null,null,null,null,null,null,null,null,null,null,null,null,null,null,null,null,null,null,null,43,null,null,null,null,null,null,null,null,null,null,null,null,null,null,null,null,null,null,null,43,null,null,null,null,null,null,null,null,null,null,null,null,null,null,null,null,null,null,null,43,null,null,null,null,null,null,null,null,null,null,null,null,null,null,null,null,null,null,null,43,null,null,null,null,null,null,null,null,null,null,null,null,null,null,null,null,null,null,null,43]
[null,44,null,null,null,null,null,null,null,null,null,null,null,null,null,null,null,null,null,null,null,44,null,null,null,null,null,null,null,null,null,null,null,null,null,null,null,null,null,null,null,44,null,null,null,null,null,null,null,null,null,null,null,null,null,null,null,null,null,null,null,44,null,null,null,null,null,null,null,null,null,null,null,null,null,null,null,null,null,null,null,44,null,null,null,null,null,null,null,null,null,null,null,null,null,null,null,null,null,null,null,44,null,null,null,null,null,null,null,null,null,null,null,null,null,null,null,null,null,null,null,44,null,null,null,null,null,null,null,null,null,null,null,null,null,null,null,null,null,null,null,44,null,null,null,null,null,null,null,null,null,null,null,null,null,null,null,null,null,null,null,44,null,null,null,null,null,null,null,null,null,null,null,null,null,null,null,null,null,null,null,44]
[null,45,null,null,null,null,null,null,null,null,null,null,null,null,null,null,null,null,null,null,null,45,null,null,null,null,null,null,null,null,null,null,null,null,null,null,null,null,null,null,null,45,null,null,null,null,null,null,null,null,null,null,null,null,null,null,null,null,null,null,null,45,null,null,null,null,null,null,null,null,null,null,null,null,null,null,null,null,null,null,null,45,null,null,null,null,null,null,null,null,null,null,null,null,null,null,null,null,null,null,null,45,null,null,null,null,null,null,null,null,null,null,null,null,null,null,null,null,null,null,null,45,null,null,null,null,null,null,null,null,null,null,null,null,null,null,null,null,null,null,null,45,null,null,null,null,null,null,null,null,null,null,null,null,null,null,null,null,null,null,null,45,null,null,null,null,null,null,null,null,null,null,null,null,null,null,null,null,null,null,null,45]
[null,46,null,null,null,null,null,null,null,null,null,null,null,null,null,null,null,null,null,null,null,46,null,null,null,null,null,null,null,null,null,null,null,null,null,null,null,null,null,null,null,46,null,null,null,null,null,null,null,null,null,null,null,null,null,null,null,null,null,null,null,46,null,null,null,null,null,null,null,null,null,null,null,null,null,null,null,null,null,null,null,46,null,null,null,null,null,null,null,null,null,null,null,null,null,null,null,null,null,null,null,46,null,null,null,null,null,null,null,null,null,null,null,null,null,null,null,null,null,null,null,46,null,null,null,null,null,null,null,null,null,null,null,null,null,null,null,null,null,null,null,46,null,null,null,null,null,null,null,null,null,null,null,null,null,null,null,null,null,null,null,46,null,null,null,null,null,null,null,null,null,null,null,null,null,null,null,null,null,null,null,46]
[null,47,null,null,null,null,null,null,null,null,null,null,null,null,null,null,null,null,null,null,null,47,null,null,null,null,null,null,null,null,null,null,null,null,null,null,null,null,null,null,null,47,null,null,null,null,null,null,null,null,null,null,null,null,null,null,null,null,null,null,null,47,null,null,null,null,null,null,null,null,null,null,null,null,null,null,null,null,null,null,null,47,null,null,null,null,null,null,null,null,null,null,null,null,null,null,null,null,null,null,null,47,null,null,null,null,null,null,null,null,null,null,null,null,null,null,null,null,null,null,null,47,null,null,null,null,null,null,null,null,null,null,null,null,null,null,null,null,null,null,null,47,null,null,null,null,null,null,null,null,null,null,null,null,null,null,null,null,null,null,null,47,null,null,null,null,null,null,null,null,null,null,null,null,null,null,null,null,null,null,null,47]
[null,48,null,null,null,null,null,null,null,null,null,null,null,null,null,null,null,null,null,null,null,48,null,null,null,null,null,null,null,null,null,null,null,null,null,null,null,null,null,null,null,48,null,null,null,null,null,null,null,null,null,null,null,null,null,null,null,null,null,null,null,48,null,null,null,null,null,null,null,null,null,null,null,null,null,null,null,null,null,null,null,48,null,null,null,null,null,null,null,null,null,null,null,null,null,null,null,null,null,null,null,48,null,null,null,null,null,null,null,null,null,null,null,null,null,null,null,null,null,null,null,48,null,null,null,null,null,null,null,null,null,null,null,null,null,null,null,null,null,null,null,48,null,null,null,null,null,null,null,null,null,null,null,null,null,null,null,null,null,null,null,48,null,null,null,null,null,null,null,null,null,null,null,null,null,null,null,null,null,null,null,48]
[null,49,null,null,null,null,null,null,null,null,null,null,null,null,null,null,null,null,null,null,null,49,null,null,null,null,null,null,null,null,null,null,null,null,null,null,null,null,null,null,null,49,null,null,null,null,null,null,null,null,null,null,null,null,null,null,null,null,null,null,null,49,null,null,null,null,null,null,null,null,null,null,null,null,null,null,null,null,null,null,null,49,null,null,null,null,null,null,null,null,null,null,null,null,null,null,null,null,null,null,null,49,null,null,null,null,null,null,null,null,null,null,null,null,null,null,null,null,null,null,null,49,null,null,null,null,null,null,null,null,null,null,null,null,null,null,null,null,null,null,null,49,null,null,null,null,null,null,null,null,null,null,null,null,null,null,null,null,null,null,null,49,null,null,null,null,null,null,null,null,null,null,null,null,null,null,null,null,null,null,null,49]
[null,50,null,null,null,null,null,null,null,null,null,null,null,null,null,null,null,null,null,null,null,50,null,null,null,null,null,null,null,null,null,null,null,null,null,null,null,null,null,null,null,50,null,null,null,null,null,null,null,null,null,null,null,null,null,null,null,null,null,null,null,50,null,null,null,null,null,null,null,null,null,null,null,null,null,null,null,null,null,null,null,50,null,null,null,null,null,null,null,null,null,null,null,null,null,null,null,null,null,null,null,50,null,null,null,null,null,null,null,null,null,null,null,null,null,null,null,null,null,null,null,50,null,null,null,null,null,null,null,null,null,null,null,null,null,null,null,null,null,null,null,50,null,null,null,null,null,null,null,null,null,null,null,null,null,null,null,null,null,null,null,50,null,null,null,null,null,null,null,null,null,null,null,null,null,null,null,null,null,null,null,50]
[null,51,null,null,null,null,null,null,null,null,null,null,null,null,null,null,null,null,null,null,null,51,null,null,null,null,null,null,null,null,null,null,null,null,null,null,null,null,null,null,null,51,null,null,null,null,null,null,null,null,null,null,null,null,null,null,null,null,null,null,null,51,null,null,null,null,null,null,null,null,null,null,null,null,null,null,null,null,null,null,null,51,null,null,null,null,null,null,null,null,null,null,null,null,null,null,null,null,null,null,null,51,null,null,null,null,null,null,null,null,null,null,null,null,null,null,null,null,null,null,null,51,null,null,null,null,null,null,null,null,null,null,null,null,null,null,null,null,null,null,null,51,null,null,null,null,null,null,null,null,null,null,null,null,null,null,null,null,null,null,null,51,null,null,null,null,null,null,null,null,null,null,null,null,null,null,null,null,null,null,null,51]
[null,52,null,null,null,null,null,null,null,null,null,null,null,null,null,null,null,null,null,null,null,52,null,null,null,null,null,null,null,null,null,null,null,null,null,null,null,null,null,null,null,52,null,null,null,null,null,null,null,null,null,null,null,null,null,null,null,null,null,null,null,52,null,null,null,null,null,null,null,null,null,null,null,null,null,null,null,null,null,null,null,52,null,null,null,null,null,null,null,null,null,null,null,null,null,null,null,null,null,null,null,52,null,null,null,null,null,null,null,null,null,null,null,null,null,null,null,null,null,null,null,52,null,null,null,null,null,null,null,null,null,null,null,null,null,null,null,null,null,null,null,52,null,null,null,null,null,null,null,null,null,null,null,null,null,null,null,null,null,null,null,52,null,null,null,null,null,null,null,null,null,null,null,null,null,null,null,null,null,null,null,52]
[null,53,null,null,null,null,null,null,null,null,null,null,null,null,null,null,null,null,null,null,null,53,null,null,null,null,null,null,null,null,null,null,null,null,null,null,null,null,null,null,null,53,null,null,null,null,null,null,null,null,null,null,null,null,null,null,null,null,null,null,null,53,null,null,null,null,null,null,null,null,null,null,null,null,null,null,null,null,null,null,null,53,null,null,null,null,null,null,null,null,null,null,null,null,null,null,null,null,null,null,null,53,null,null,null,null,null,null,null,null,null,null,null,null,null,null,null,null,null,null,null,53,null,null,null,null,null,null,null,null,null,null,null,null,null,null,null,null,null,null,null,53,null,null,null,null,null,null,null,null,null,null,null,null,null,null,null,null,null,null,null,53,null,null,null,null,null,null,null,null,null,null,null,null,null,null,null,null,null,null,null,53]
[null,54,null,null,null,null,null,null,null,null,null,null,null,null,null,null,null,null,null,null,null,54,null,null,null,null,null,null,null,null,null,null,null,null,null,null,null,null,null,null,null,54,null,null,null,null,null,null,null,null,null,null,null,null,null,null,null,null,null,null,null,54,null,null,null,null,null,null,null,null,null,null,null,null,null,null,null,null,null,null,null,54,null,null,null,null,null,null,null,null,null,null,null,null,null,null,null,null,null,null,null,54,null,null,null,null,null,null,null,null,null,null,null,null,null,null,null,null,null,null,null,54,null,null,null,null,null,null,null,null,null,null,null,null,null,null,null,null,null,null,null,54,null,null,null,null,null,null,null,null,null,null,null,null,null,null,null,null,null,null,null,54,null,null,null,null,null,null,null,null,null,null,null,null,null,null,null,null,null,null,null,54]
[null,55,null,null,null,null,null,null,null,null,null,null,null,null,null,null,null,null,null,null,null,55,null,null,null,null,null,null,null,null,null,null,null,null,null,null,null,null,null,null,null,55,null,null,null,null,null,null,null,null,null,null,null,null,null,null,null,null,null,null,null,55,null,null,null,null,null,null,null,null,null,null,null,null,null,null,null,null,null,null,null,55,null,null,null,null,null,null,null,null,null,null,null,null,null,null,null,null,null,null,null,55,null,null,null,null,null,null,null,null,null,null,null,null,null,null,null,null,null,null,null,55,null,null,null,null,null,null,null,null,null,null,null,null,null,null,null,null,null,null,null,55,null,null,null,null,null,null,null,null,null,null,null,null,null,null,null,null,null,null,null,55,null,null,null,null,null,null,null,null,null,null,null,null,null,null,null,null,null,null,null,55]
[null,56,null,null,null,null,null,null,null,null,null,null,null,null,null,null,null,null,null,null,null,56,null,null,null,null,null,null,null,null,null,null,null,null,null,null,null,null,null,null,null,56,null,null,null,null,null,null,null,null,null,null,null,null,null,null,null,null,null,null,null,56,null,null,null,null,null,null,null,null,null,null,null,null,null,null,null,null,null,null,null,56,null,null,null,null,null,null,null,null,null,null,null,null,null,null,null,null,null,null,null,56,null,null,null,null,null,null,null,null,null,null,null,null,null,null,null,null,null,null,null,56,null,null,null,null,null,null,null,null,null,null,null,null,null,null,null,null,null,null,null,56,null,null,null,null,null,null,null,null,null,null,null,null,null,null,null,null,null,null,null,56,null,null,null,null,null,null,null,null,null,null,null,null,null,null,null,null,null,null,null,56]
[null,57,null,null,null,null,null,null,null,null,null,null,null,null,null,null,null,null,null,null,null,57,null,null,null,null,null,null,null,null,null,null,null,null,null,null,null,null,null,null,null,57,null,null,null,null,null,null,null,null,null,null,null,null,null,null,null,null,null,null,null,57,null,null,null,null,null,null,null,null,null,null,null,null,null,null,null,null,null,null,null,57,null,null,null,null,null,null,null,null,null,null,null,null,null,null,null,null,null,null,null,57,null,null,null,null,null,null,null,null,null,null,null,null,null,null,null,null,null,null,null,57,null,null,null,null,null,null,null,null,null,null,null,null,null,null,null,null,null,null,null,57,null,null,null,null,null,null,null,null,null,null,null,null,null,null,null,null,null,null,null,57,null,null,null,null,null,null,null,null,null,null,null,null,null,null,null,null,null,null,null,57]
[null,58,null,null,null,null,null,null,null,null,null,null,null,null,null,null,null,null,null,null,null,58,null,null,null,null,null,null,null,null,null,null,null,null,null,null,null,null,null,null,null,58,null,null,null,null,null,null,null,null,null,null,null,null,null,null,null,null,null,null,null,58,null,null,null,null,null,null,null,null,null,null,null,null,null,null,null,null,null,null,null,58,null,null,null,null,null,null,null,null,null,null,null,null,null,null,null,null,null,null,null,58,null,null,null,null,null,null,null,null,null,null,null,null,null,null,null,null,null,null,null,58,null,null,null,null,null,null,null,null,null,null,null,null,null,null,null,null,null,null,null,58,null,null,null,null,null,null,null,null,null,null,null,null,null,null,null,null,null,null,null,58,null,null,null,null,null,null,null,null,null,null,null,null,null,null,null,null,null,null,null,58]
[null,59,null,null,null,null,null,null,null,null,null,null,null,null,null,null,null,null,null,null,null,59,null,null,null,null,null,null,null,null,null,null,null,null,null,null,null,null,null,null,null,59,null,null,null,null,null,null,null,null,null,null,null,null,null,null,null,null,null,null,null,59,null,null,null,null,null,null,null,null,null,null,null,null,null,null,null,null,null,null,null,59,null,null,null,null,null,null,null,null,null,null,null,null,null,null,null,null,null,null,null,59,null,null,null,null,null,null,null,null,null,null,null,null,null,null,null,null,null,null,null,59,null,null,null,null,null,null,null,null,null,null,null,null,null,null,null,null,null,null,null,59,null,null,null,null,null,null,null,null,null,null,null,null,null,null,null,null,null,null,null,59,null,null,null,null,null,null,null,null,null,null,null,null,null,null,null,null,null,null,null,59]
[null,60,null,null,null,null,null,null,null,null,null,null,null,null,null,null,null,null,null,null,null,60,null,null,null,null,null,null,null,null,null,null,null,null,null,null,null,null,null,null,null,60,null,null,null,null,null,null,null,null,null,null,null,null,null,null,null,null,null,null,null,60,null,null,null,null,null,null,null,null,null,null,null,null,null,null,null,null,null,null,null,60,null,null,null,null,null,null,null,null,null,null,null,null,null,null,null,null,null,null,null,60,null,null,null,null,null,null,null,null,null,null,null,null,null,null,null,null,null,null,null,60,null,null,null,null,null,null,null,null,null,null,null,null,null,null,null,null,null,null,null,60,null,null,null,null,null,null,null,null,null,null,null,null,null,null,null,null,null,null,null,60,null,null,null,null,null,null,null,null,null,null,null,null,null,null,null,null,null,null,null,60]
[null,61,null,null,null,null,null,null,null,null,null,null,null,null,null,null,null,null,null,null,null,61,null,null,null,null,null,null,null,null,null,null,null,null,null,null,null,null,null,null,null,61,null,null,null,null,null,null,null,null,null,null,null,null,null,null,null,null,null,null,null,61,null,null,null,null,null,null,null,null,null,null,null,null,null,null,null,null,null,null,null,61,null,null,null,null,null,null,null,null,null,null,null,null,null,null,null,null,null,null,null,61,null,null,null,null,null,null,null,null,null,null,null,null,null,null,null,null,null,null,null,61,null,null,null,null,null,null,null,null,null,null,null,null,null,null,null,null,null,null,null,61,null,null,null,null,null,null,null,null,null,null,null,null,null,null,null,null,null,null,null,61,null,null,null,null,null,null,null,null,null,null,null,null,null,null,null,null,null,null,null,61]
[null,62,null,null,null,null,null,null,null,null,null,null,null,null,null,null,null,null,null,null,null,62,null,null,null,null,null,null,null,null,null,null,null,null,null,null,null,null,null,null,null,62,null,null,null,null,null,null,null,null,null,null,null,null,null,null,null,null,null,null,null,62,null,null,null,null,null,null,null,null,null,null,null,null,null,null,null,null,null,null,null,62,null,null,null,null,null,null,null,null,null,null,null,null,null,null,null,null,null,null,null,62,null,null,null,null,null,null,null,null,null,null,null,null,null,null,null,null,null,null,null,62,null,null,null,null,null,null,null,null,null,null,null,null,null,null,null,null,null,null,null,62,null,null,null,null,null,null,null,null,null,null,null,null,null,null,null,null,null,null,null,62,null,null,null,null,null,null,null,null,null,null,null,null,null,null,null,null,null,null,null,62]
[null,63,null,null,null,null,null,null,null,null,null,null,null,null,null,null,null,null,null,null,null,63,null,null,null,null,null,null,null,null,null,null,null,null,null,null,null,null,null,null,null,63,null,null,null,null,null,null,null,null,null,null,null,null,null,null,null,null,null,null,null,63,null,null,null,null,null,null,null,null,null,null,null,null,null,null,null,null,null,null,null,63,null,null,null,null,null,null,null,null,null,null,null,null,null,null,null,null,null,null,null,63,null,null,null,null,null,null,null,null,null,null,null,null,null,null,null,null,null,null,null,63,null,null,null,null,null,null,null,null,null,null,null,null,null,null,null,null,null,null,null,63,null,null,null,null,null,null,null,null,null,null,null,null,null,null,null,null,null,null,null,63,null,null,null,null,null,null,null,null,null,null,null,null,null,null,null,null,null,null,null,63]
[null,64,null,null,null,null,null,null,null,null,null,null,null,null,null,null,null,null,null,null,null,64,null,null,null,null,null,null,null,null,null,null,null,null,null,null,null,null,null,null,null,64,null,null,null,null,null,null,null,null,null,null,null,null,null,null,null,null,null,null,null,64,null,null,null,null,null,null,null,null,null,null,null,null,null,null,null,null,null,null,null,64,null,null,null,null,null,null,null,null,null,null,null,null,null,null,null,null,null,null,null,64,null,null,null,null,null,null,null,null,null,null,null,null,null,null,null,null,null,null,null,64,null,null,null,null,null,null,null,null,null,null,null,null,null,null,null,null,null,null,null,64,null,null,null,null,null,null,null,null,null,null,null,null,null,null,null,null,null,null,null,64,null,null,null,null,null,null,null,null,null,null,null,null,null,null,null,null,null,null,null,64]
[null,65,null,null,null,null,null,null,null,null,null,null,null,null,null,null,null,null,null,null,null,65,null,null,null,null,null,null,null,null,null,null,null,null,null,null,null,null,null,null,null,65,null,null,null,null,null,null,null,null,null,null,null,null,null,null,null,null,null,null,null,65,null,null,null,null,null,null,null,null,null,null,null,null,null,null,null,null,null,null,null,65,null,null,null,null,null,null,null,null,null,null,null,null,null,null,null,null,null,null,null,65,null,null,null,null,null,null,null,null,null,null,null,null,null,null,null,null,null,null,null,65,null,null,null,null,null,null,null,null,null,null,null,null,null,null,null,null,null,null,null,65,null,null,null,null,null,null,null,null,null,null,null,null,null,null,null,null,null,null,null,65,null,null,null,null,null,null,null,null,null,null,null,null,null,null,null,null,null,null,null,65]
[null,66,null,null,null,null,null,null,null,null,null,null,null,null,null,null,null,null,null,null,null,66,null,null,null,null,null,null,null,null,null,null,null,null,null,null,null,null,null,null,null,66,null,null,null,null,null,null,null,null,null,null,null,null,null,null,null,null,null,null,null,66,null,null,null,null,null,null,null,null,null,null,null,null,null,null,null,null,null,null,null,66,null,null,null,null,null,null,null,null,null,null,null,null,null,null,null,null,null,null,null,66,null,null,null,null,null,null,null,null,null,null,null,null,null,null,null,null,null,null,null,66,null,null,null,null,null,null,null,null,null,null,null,null,null,null,null,null,null,null,null,66,null,null,null,null,null,null,null,null,null,null,null,null,null,null,null,null,null,null,null,66,null,null,null,null,null,null,null,null,null,null,null,null,null,null,null,null,null,null,null,66]
[null,67,null,null,null,null,null,null,null,null,null,null,null,null,null,null,null,null,null,null,null,67,null,null,null,null,null,null,null,null,null,null,null,null,null,null,null,null,null,null,null,67,null,null,null,null,null,null,null,null,null,null,null,null,null,null,null,null,null,null,null,67,null,null,null,null,null,null,null,null,null,null,null,null,null,null,null,null,null,null,null,67,null,null,null,null,null,null,null,null,null,null,null,null,null,null,null,null,null,null,null,67,null,null,null,null,null,null,null,null,null,null,null,null,null,null,null,null,null,null,null,67,null,null,null,null,null,null,null,null,null,null,null,null,null,null,null,null,null,null,null,67,null,null,null,null,null,null,null,null,null,null,null,null,null,null,null,null,null,null,null,67,null,null,null,null,null,null,null,null,null,null,null,null,null,null,null,null,null,null,null,67]
[null,68,null,null,null,null,null,null,null,null,null,null,null,null,null,null,null,null,null,null,null,68,null,null,null,null,null,null,null,null,null,null,null,null,null,null,null,null,null,null,null,68,null,null,null,null,null,null,null,null,null,null,null,null,null,null,null,null,null,null,null,68,null,null,null,null,null,null,null,null,null,null,null,null,null,null,null,null,null,null,null,68,null,null,null,null,null,null,null,null,null,null,null,null,null,null,null,null,null,null,null,68,null,null,null,null,null,null,null,null,null,null,null,null,null,null,null,null,null,null,null,68,null,null,null,null,null,null,null,null,null,null,null,null,null,null,null,null,null,null,null,68,null,null,null,null,null,null,null,null,null,null,null,null,null,null,null,null,null,null,null,68,null,null,null,null,null,null,null,null,null,null,null,null,null,null,null,null,null,null,null,68]
[null,69,null,null,null,null,null,null,null,null,null,null,null,null,null,null,null,null,null,null,null,69,null,null,null,null,null,null,null,null,null,null,null,null,null,null,null,null,null,null,null,69,null,null,null,null,null,null,null,null,null,null,null,null,null,null,null,null,null,null,null,69,null,null,null,null,null,null,null,null,null,null,null,null,null,null,null,null,null,null,null,69,null,null,null,null,null,null,null,null,null,null,null,null,null,null,null,null,null,null,null,69,null,null,null,null,null,null,null,null,null,null,null,null,null,null,null,null,null,null,null,69,null,null,null,null,null,null,null,null,null,null,null,null,null,null,null,null,null,null,null,69,null,null,null,null,null,null,null,null,null,null,null,null,null,null,null,null,null,null,null,69,null,null,null,null,null,null,null,null,null,null,null,null,null,null,null,null,null,null,null,69]
[null,70,null,null,null,null,null,null,null,null,null,null,null,null,null,null,null,null,null,null,null,70,null,null,null,null,null,null,null,null,null,null,null,null,null,null,null,null,null,null,null,70,null,null,null,null,null,null,null,null,null,null,null,null,null,null,null,null,null,null,null,70,null,null,null,null,null,null,null,null,null,null,null,null,null,null,null,null,null,null,null,70,null,null,null,null,null,null,null,null,null,null,null,null,null,null,null,null,null,null,null,70,null,null,null,null,null,null,null,null,null,null,null,null,null,null,null,null,null,null,null,70,null,null,null,null,null,null,null,null,null,null,null,null,null,null,null,null,null,null,null,70,null,null,null,null,null,null,null,null,null,null,null,null,null,null,null,null,null,null,null,70,null,null,null,null,null,null,null,null,null,null,null,null,null,null,null,null,null,null,null,70]
[null,71,null,null,null,null,null,null,null,null,null,null,null,null,null,null,null,null,null,null,null,71,null,null,null,null,null,null,null,null,null,null,null,null,null,null,null,null,null,null,null,71,null,null,null,null,null,null,null,null,null,null,null,null,null,null,null,null,null,null,null,71,null,null,null,null,null,null,null,null,null,null,null,null,null,null,null,null,null,null,null,71,null,null,null,null,null,null,null,null,null,null,null,null,null,null,null,null,null,null,null,71,null,null,null,null,null,null,null,null,null,null,null,null,null,null,null,null,null,null,null,71,null,null,null,null,null,null,null,null,null,null,null,null,null,null,null,null,null,null,null,71,null,null,null,null,null,null,null,null,null,null,null,null,null,null,null,null,null,null,null,71,null,null,null,null,null,null,null,null,null,null,null,null,null,null,null,null,null,null,null,71]
[null,72,null,null,null,null,null,null,null,null,null,null,null,null,null,null,null,null,null,null,null,72,null,null,null,null,null,null,null,null,null,null,null,null,null,null,null,null,null,null,null,72,null,null,null,null,null,null,null,null,null,null,null,null,null,null,null,null,null,null,null,72,null,null,null,null,null,null,null,null,null,null,null,null,null,null,null,null,null,null,null,72,null,null,null,null,null,null,null,null,null,null,null,null,null,null,null,null,null,null,null,72,null,null,null,null,null,null,null,null,null,null,null,null,null,null,null,null,null,null,null,72,null,null,null,null,null,null,null,null,null,null,null,null,null,null,null,null,null,null,null,72,null,null,null,null,null,null,null,null,null,null,null,null,null,null,null,null,null,null,null,72,null,null,null,null,null,null,null,null,null,null,null,null,null,null,null,null,null,null,null,72]
[null,73,null,null,null,null,null,null,null,null,null,null,null,null,null,null,null,null,null,null,null,73,null,null,null,null,null,null,null,null,null,null,null,null,null,null,null,null,null,null,null,73,null,null,null,null,null,null,null,null,null,null,null,null,null,null,null,null,null,null,null,73,null,null,null,null,null,null,null,null,null,null,null,null,null,null,null,null,null,null,null,73,null,null,null,null,null,null,null,null,null,null,null,null,null,null,null,null,null,null,null,73,null,null,null,null,null,null,null,null,null,null,null,null,null,null,null,null,null,null,null,73,null,null,null,null,null,null,null,null,null,null,null,null,null,null,null,null,null,null,null,73,null,null,null,null,null,null,null,null,null,null,null,null,null,null,null,null,null,null,null,73,null,null,null,null,null,null,null,null,null,null,null,null,null,null,null,null,null,null,null,73]
[null,74,null,null,null,null,null,null,null,null,null,null,null,null,null,null,null,null,null,null,null,74,null,null,null,null,null,null,null,null,null,null,null,null,null,null,null,null,null,null,null,74,null,null,null,null,null,null,null,null,null,null,null,null,null,null,null,null,null,null,null,74,null,null,null,null,null,null,null,null,null,null,null,null,null,null,null,null,null,null,null,74,null,null,null,null,null,null,null,null,null,null,null,null,null,null,null,null,null,null,null,74,null,null,null,null,null,null,null,null,null,null,null,null,null,null,null,null,null,null,null,74,null,null,null,null,null,null,null,null,null,null,null,null,null,null,null,null,null,null,null,74,null,null,null,null,null,null,null,null,null,null,null,null,null,null,null,null,null,null,null,74,null,null,null,null,null,null,null,null,null,null,null,null,null,null,null,null,null,null,null,74]
[null,75,null,null,null,null,null,null,null,null,null,null,null,null,null,null,null,null,null,null,null,75,null,null,null,null,null,null,null,null,null,null,null,null,null,null,null,null,null,null,null,75,null,null,null,null,null,null,null,null,null,null,null,null,null,null,null,null,null,null,null,75,null,null,null,null,null,null,null,null,null,null,null,null,null,null,null,null,null,null,null,75,null,null,null,null,null,null,null,null,null,null,null,null,null,null,null,null,null,null,null,75,null,null,null,null,null,null,null,null,null,null,null,null,null,null,null,null,null,null,null,75,null,null,null,null,null,null,null,null,null,null,null,null,null,null,null,null,null,null,null,75,null,null,null,null,null,null,null,null,null,null,null,null,null,null,null,null,null,null,null,75,null,null,null,null,null,null,null,null,null,null,null,null,null,null,null,null,null,null,null,75]
[null,76,null,null,null,null,null,null,null,null,null,null,null,null,null,null,null,null,null,null,null,76,null,null,null,null,null,null,null,null,null,null,null,null,null,null,null,null,null,null,null,76,null,null,null,null,null,null,null,null,null,null,null,null,null,null,null,null,null,null,null,76,null,null,null,null,null,null,null,null,null,null,null,null,null,null,null,null,null,null,null,76,null,null,null,null,null,null,null,null,null,null,null,null,null,null,null,null,null,null,null,76,null,null,null,null,null,null,null,null,null,null,null,null,null,null,null,null,null,null,null,76,null,null,null,null,null,null,null,null,null,null,null,null,null,null,null,null,null,null,null,76,null,null,null,null,null,null,null,null,null,null,null,null,null,null,null,null,null,null,null,76,null,null,null,null,null,null,null,null,null,null,null,null,null,null,null,null,null,null,null,76]
[null,77,null,null,null,null,null,null,null,null,null,null,null,null,null,null,null,null,null,null,null,77,null,null,null,null,null,null,null,null,null,null,null,null,null,null,null,null,null,null,null,77,null,null,null,null,null,null,null,null,null,null,null,null,null,null,null,null,null,null,null,77,null,null,null,null,null,null,null,null,null,null,null,null,null,null,null,null,null,null,null,77,null,null,null,null,null,null,null,null,null,null,null,null,null,null,null,null,null,null,null,77,null,null,null,null,null,null,null,null,null,null,null,null,null,null,null,null,null,null,null,77,null,null,null,null,null,null,null,null,null,null,null,null,null,null,null,null,null,null,null,77,null,null,null,null,null,null,null,null,null,null,null,null,null,null,null,null,null,null,null,77,null,null,null,null,null,null,null,null,null,null,null,null,null,null,null,null,null,null,null,77]
[null,78,null,null,null,null,null,null,null,null,null,null,null,null,null,null,null,null,null,null,null,78,null,null,null,null,null,null,null,null,null,null,null,null,null,null,null,null,null,null,null,78,null,null,null,null,null,null,null,null,null,null,null,null,null,null,null,null,null,null,null,78,null,null,null,null,null,null,null,null,null,null,null,null,null,null,null,null,null,null,null,78,null,null,null,null,null,null,null,null,null,null,null,null,null,null,null,null,null,null,null,78,null,null,null,null,null,null,null,null,null,null,null,null,null,null,null,null,null,null,null,78,null,null,null,null,null,null,null,null,null,null,null,null,null,null,null,null,null,null,null,78,null,null,null,null,null,null,null,null,null,null,null,null,null,null,null,null,null,null,null,78,null,null,null,null,null,null,null,null,null,null,null,null,null,null,null,null,null,null,null,78]
[null,79,null,null,null,null,null,null,null,null,null,null,null,null,null,null,null,null,null,null,null,79,null,null,null,null,null,null,null,null,null,null,null,null,null,null,null,null,null,null,null,79,null,null,null,null,null,null,null,null,null,null,null,null,null,null,null,null,null,null,null,79,null,null,null,null,null,null,null,null,null,null,null,null,null,null,null,null,null,null,null,79,null,null,null,null,null,null,null,null,null,null,null,null,null,null,null,null,null,null,null,79,null,null,null,null,null,null,null,null,null,null,null,null,null,null,null,null,null,null,null,79,null,null,null,null,null,null,null,null,null,null,null,null,null,null,null,null,null,null,null,79,null,null,null,null,null,null,null,null,null,null,null,null,null,null,null,null,null,null,null,79,null,null,null,null,null,null,null,null,null,null,null,null,null,null,null,null,null,null,null,79]
[null,80,null,null,null,null,null,null,null,null,null,null,null,null,null,null,null,null,null,null,null,80,null,null,null,null,null,null,null,null,null,null,null,null,null,null,null,null,null,null,null,80,null,null,null,null,null,null,null,null,null,null,null,null,null,null,null,null,null,null,null,80,null,null,null,null,null,null,null,null,null,null,null,null,null,null,null,null,null,null,null,80,null,null,null,null,null,null,null,null,null,null,null,null,null,null,null,null,null,null,null,80,null,null,null,null,null,null,null,null,null,null,null,null,null,null,null,null,null,null,null,80,null,null,null,null,null,null,null,null,null,null,null,null,null,null,null,null,null,null,null,80,null,null,null,null,null,null,null,null,null,null,null,null,null,null,null,null,null,null,null,80,null,null,null,null,null,null,null,null,null,null,null,null,null,null,null,null,null,null,null,80]
[null,81,null,null,null,null,null,null,null,null,null,null,null,null,null,null,null,null,null,null,null,81,null,null,null,null,null,null,null,null,null,null,null,null,null,null,null,null,null,null,null,81,null,null,null,null,null,null,null,null,null,null,null,null,null,null,null,null,null,null,null,81,null,null,null,null,null,null,null,null,null,null,null,null,null,null,null,null,null,null,null,81,null,null,null,null,null,null,null,null,null,null,null,null,null,null,null,null,null,null,null,81,null,null,null,null,null,null,null,null,null,null,null,null,null,null,null,null,null,null,null,81,null,null,null,null,null,null,null,null,null,null,null,null,null,null,null,null,null,null,null,81,null,null,null,null,null,null,null,null,null,null,null,null,null,null,null,null,null,null,null,81,null,null,null,null,null,null,null,null,null,null,null,null,null,null,null,null,null,null,null,81]
[null,82,null,null,null,null,null,null,null,null,null,null,null,null,null,null,null,null,null,null,null,82,null,null,null,null,null,null,null,null,null,null,null,null,null,null,null,null,null,null,null,82,null,null,null,null,null,null,null,null,null,null,null,null,null,null,null,null,null,null,null,82,null,null,null,null,null,null,null,null,null,null,null,null,null,null,null,null,null,null,null,82,null,null,null,null,null,null,null,null,null,null,null,null,null,null,null,null,null,null,null,82,null,null,null,null,null,null,null,null,null,null,null,null,null,null,null,null,null,null,null,82,null,null,null,null,null,null,null,null,null,null,null,null,null,null,null,null,null,null,null,82,null,null,null,null,null,null,null,null,null,null,null,null,null,null,null,null,null,null,null,82,null,null,null,null,null,null,null,null,null,null,null,null,null,null,null,null,null,null,null,82]
[null,83,null,null,null,null,null,null,null,null,null,null,null,null,null,null,null,null,null,null,null,83,null,null,null,null,null,null,null,null,null,null,null,null,null,null,null,null,null,null,null,83,null,null,null,null,null,null,null,null,null,null,null,null,null,null,null,null,null,null,null,83,null,null,null,null,null,null,null,null,null,null,null,null,null,null,null,null,null,null,null,83,null,null,null,null,null,null,null,null,null,null,null,null,null,null,null,null,null,null,null,83,null,null,null,null,null,null,null,null,null,null,null,null,null,null,null,null,null,null,null,83,null,null,null,null,null,null,null,null,null,null,null,null,null,null,null,null,null,null,null,83,null,null,null,null,null,null,null,null,null,null,null,null,null,null,null,null,null,null,null,83,null,null,null,null,null,null,null,null,null,null,null,null,null,null,null,null,null,null,null,83]
[null,84,null,null,null,null,null,null,null,null,null,null,null,null,null,null,null,null,null,null,null,84,null,null,null,null,null,null,null,null,null,null,null,null,null,null,null,null,null,null,null,84,null,null,null,null,null,null,null,null,null,null,null,null,null,null,null,null,null,null,null,84,null,null,null,null,null,null,null,null,null,null,null,null,null,null,null,null,null,null,null,84,null,null,null,null,null,null,null,null,null,null,null,null,null,null,null,null,null,null,null,84,null,null,null,null,null,null,null,null,null,null,null,null,null,null,null,null,null,null,null,84,null,null,null,null,null,null,null,null,null,null,null,null,null,null,null,null,null,null,null,84,null,null,null,null,null,null,null,null,null,null,null,null,null,null,null,null,null,null,null,84,null,null,null,null,null,null,null,null,null,null,null,null,null,null,null,null,null,null,null,84]
[null,85,null,null,null,null,null,null,null,null,null,null,null,null,null,null,null,null,null,null,null,85,null,null,null,null,null,null,null,null,null,null,null,null,null,null,null,null,null,null,null,85,null,null,null,null,null,null,null,null,null,null,null,null,null,null,null,null,null,null,null,85,null,null,null,null,null,null,null,null,null,null,null,null,null,null,null,null,null,null,null,85,null,null,null,null,null,null,null,null,null,null,null,null,null,null,null,null,null,null,null,85,null,null,null,null,null,null,null,null,null,null,null,null,null,null,null,null,null,null,null,85,null,null,null,null,null,null,null,null,null,null,null,null,null,null,null,null,null,null,null,85,null,null,null,null,null,null,null,null,null,null,null,null,null,null,null,null,null,null,null,85,null,null,null,null,null,null,null,null,null,null,null,null,null,null,null,null,null,null,null,85]
[null,86,null,null,null,null,null,null,null,null,null,null,null,null,null,null,null,null,null,null,null,86,null,null,null,null,null,null,null,null,null,null,null,null,null,null,null,null,null,null,null,86,null,null,null,null,null,null,null,null,null,null,null,null,null,null,null,null,null,null,null,86,null,null,null,null,null,null,null,null,null,null,null,null,null,null,null,null,null,null,null,86,null,null,null,null,null,null,null,null,null,null,null,null,null,null,null,null,null,null,null,86,null,null,null,null,null,null,null,null,null,null,null,null,null,null,null,null,null,null,null,86,null,null,null,null,null,null,null,null,null,null,null,null,null,null,null,null,null,null,null,86,null,null,null,null,null,null,null,null,null,null,null,null,null,null,null,null,null,null,null,86,null,null,null,null,null,null,null,null,null,null,null,null,null,null,null,null,null,null,null,86]
[null,87,null,null,null,null,null,null,null,null,null,null,null,null,null,null,null,null,null,null,null,87,null,null,null,null,null,null,null,null,null,null,null,null,null,null,null,null,null,null,null,87,null,null,null,null,null,null,null,null,null,null,null,null,null,null,null,null,null,null,null,87,null,null,null,null,null,null,null,null,null,null,null,null,null,null,null,null,null,null,null,87,null,null,null,null,null,null,null,null,null,null,null,null,null,null,null,null,null,null,null,87,null,null,null,null,null,null,null,null,null,null,null,null,null,null,null,null,null,null,null,87,null,null,null,null,null,null,null,null,null,null,null,null,null,null,null,null,null,null,null,87,null,null,null,null,null,null,null,null,null,null,null,null,null,null,null,null,null,null,null,87,null,null,null,null,null,null,null,null,null,null,null,null,null,null,null,null,null,null,null,87]
[null,88,null,null,null,null,null,null,null,null,null,null,null,null,null,null,null,null,null,null,null,88,null,null,null,null,null,null,null,null,null,null,null,null,null,null,null,null,null,null,null,88,null,null,null,null,null,null,null,null,null,null,null,null,null,null,null,null,null,null,null,88,null,null,null,null,null,null,null,null,null,null,null,null,null,null,null,null,null,null,null,88,null,null,null,null,null,null,null,null,null,null,null,null,null,null,null,null,null,null,null,88,null,null,null,null,null,null,null,null,null,null,null,null,null,null,null,null,null,null,null,88,null,null,null,null,null,null,null,null,null,null,null,null,null,null,null,null,null,null,null,88,null,null,null,null,null,null,null,null,null,null,null,null,null,null,null,null,null,null,null,88,null,null,null,null,null,null,null,null,null,null,null,null,null,null,null,null,null,null,null,88]
[null,89,null,null,null,null,null,null,null,null,null,null,null,null,null,null,null,null,null,null,null,89,null,null,null,null,null,null,null,null,null,null,null,null,null,null,null,null,null,null,null,89,null,null,null,null,null,null,null,null,null,null,null,null,null,null,null,null,null,null,null,89,null,null,null,null,null,null,null,null,null,null,null,null,null,null,null,null,null,null,null,89,null,null,null,null,null,null,null,null,null,null,null,null,null,null,null,null,null,null,null,89,null,null,null,null,null,null,null,null,null,null,null,null,null,null,null,null,null,null,null,89,null,null,null,null,null,null,null,null,null,null,null,null,null,null,null,null,null,null,null,89,null,null,null,null,null,null,null,null,null,null,null,null,null,null,null,null,null,null,null,89,null,null,null,null,null,null,null,null,null,null,null,null,null,null,null,null,null,null,null,89]
[null,90,null,null,null,null,null,null,null,null,null,null,null,null,null,null,null,null,null,null,null,90,null,null,null,null,null,null,null,null,null,null,null,null,null,null,null,null,null,null,null,90,null,null,null,null,null,null,null,null,null,null,null,null,null,null,null,null,null,null,null,90,null,null,null,null,null,null,null,null,null,null,null,null,null,null,null,null,null,null,null,90,null,null,null,null,null,null,null,null,null,null,null,null,null,null,null,null,null,null,null,90,null,null,null,null,null,null,null,null,null,null,null,null,null,null,null,null,null,null,null,90,null,null,null,null,null,null,null,null,null,null,null,null,null,null,null,null,null,null,null,90,null,null,null,null,null,null,null,null,null,null,null,null,null,null,null,null,null,null,null,90,null,null,null,null,null,null,null,null,null,null,null,null,null,null,null,null,null,null,null,90]
[null,91,null,null,null,null,null,null,null,null,null,null,null,null,null,null,null,null,null,null,null,91,null,null,null,null,null,null,null,null,null,null,null,null,null,null,null,null,null,null,null,91,null,null,null,null,null,null,null,null,null,null,null,null,null,null,null,null,null,null,null,91,null,null,null,null,null,null,null,null,null,null,null,null,null,null,null,null,null,null,null,91,null,null,null,null,null,null,null,null,null,null,null,null,null,null,null,null,null,null,null,91,null,null,null,null,null,null,null,null,null,null,null,null,null,null,null,null,null,null,null,91,null,null,null,null,null,null,null,null,null,null,null,null,null,null,null,null,null,null,null,91,null,null,null,null,null,null,null,null,null,null,null,null,null,null,null,null,null,null,null,91,null,null,null,null,null,null,null,null,null,null,null,null,null,null,null,null,null,null,null,91]
[null,92,null,null,null,null,null,null,null,null,null,null,null,null,null,null,null,null,null,null,null,92,null,null,null,null,null,null,null,null,null,null,null,null,null,null,null,null,null,null,null,92,null,null,null,null,null,null,null,null,null,null,null,null,null,null,null,null,null,null,null,92,null,null,null,null,null,null,null,null,null,null,null,null,null,null,null,null,null,null,null,92,null,null,null,null,null,null,null,null,null,null,null,null,null,null,null,null,null,null,null,92,null,null,null,null,null,null,null,null,null,null,null,null,null,null,null,null,null,null,null,92,null,null,null,null,null,null,null,null,null,null,null,null,null,null,null,null,null,null,null,92,null,null,null,null,null,null,null,null,null,null,null,null,null,null,null,null,null,null,null,92,null,null,null,null,null,null,null,null,null,null,null,null,null,null,null,null,null,null,null,92]
[null,93,null,null,null,null,null,null,null,null,null,null,null,null,null,null,null,null,null,null,null,93,null,null,null,null,null,null,null,null,null,null,null,null,null,null,null,null,null,null,null,93,null,null,null,null,null,null,null,null,null,null,null,null,null,null,null,null,null,null,null,93,null,null,null,null,null,null,null,null,null,null,null,null,null,null,null,null,null,null,null,93,null,null,null,null,null,null,null,null,null,null,null,null,null,null,null,null,null,null,null,93,null,null,null,null,null,null,null,null,null,null,null,null,null,null,null,null,null,null,null,93,null,null,null,null,null,null,null,null,null,null,null,null,null,null,null,null,null,null,null,93,null,null,null,null,null,null,null,null,null,null,null,null,null,null,null,null,null,null,null,93,null,null,null,null,null,null,null,null,null,null,null,null,null,null,null,null,null,null,null,93]
[null,94,null,null,null,null,null,null,null,null,null,null,null,null,null,null,null,null,null,null,null,94,null,null,null,null,null,null,null,null,null,null,null,null,null,null,null,null,null,null,null,94,null,null,null,null,null,null,null,null,null,null,null,null,null,null,null,null,null,null,null,94,null,null,null,null,null,null,null,null,null,null,null,null,null,null,null,null,null,null,null,94,null,null,null,null,null,null,null,null,null,null,null,null,null,null,null,null,null,null,null,94,null,null,null,null,null,null,null,null,null,null,null,null,null,null,null,null,null,null,null,94,null,null,null,null,null,null,null,null,null,null,null,null,null,null,null,null,null,null,null,94,null,null,null,null,null,null,null,null,null,null,null,null,null,null,null,null,null,null,null,94,null,null,null,null,null,null,null,null,null,null,null,null,null,null,null,null,null,null,null,94]
[null,95,null,null,null,null,null,null,null,null,null,null,null,null,null,null,null,null,null,null,null,95,null,null,null,null,null,null,null,null,null,null,null,null,null,null,null,null,null,null,null,95,null,null,null,null,null,null,null,null,null,null,null,null,null,null,null,null,null,null,null,95,null,null,null,null,null,null,null,null,null,null,null,null,null,null,null,null,null,null,null,95,null,null,null,null,null,null,null,null,null,null,null,null,null,null,null,null,null,null,null,95,null,null,null,null,null,null,null,null,null,null,null,null,null,null,null,null,null,null,null,95,null,null,null,null,null,null,null,null,null,null,null,null,null,null,null,null,null,null,null,95,null,null,null,null,null,null,null,null,null,null,null,null,null,null,null,null,null,null,null,95,null,null,null,null,null,null,null,null,null,null,null,null,null,null,null,null,null,null,null,95]
[null,96,null,null,null,null,null,null,null,null,null,null,null,null,null,null,null,null,null,null,null,96,null,null,null,null,null,null,null,null,null,null,null,null,null,null,null,null,null,null,null,96,null,null,null,null,null,null,null,null,null,null,null,null,null,null,null,null,null,null,null,96,null,null,null,null,null,null,null,null,null,null,null,null,null,null,null,null,null,null,null,96,null,null,null,null,null,null,null,null,null,null,null,null,null,null,null,null,null,null,null,96,null,null,null,null,null,null,null,null,null,null,null,null,null,null,null,null,null,null,null,96,null,null,null,null,null,null,null,null,null,null,null,null,null,null,null,null,null,null,null,96,null,null,null,null,null,null,null,null,null,null,null,null,null,null,null,null,null,null,null,96,null,null,null,null,null,null,null,null,null,null,null,null,null,null,null,null,null,null,null,96]
[null,97,null,null,null,null,null,null,null,null,null,null,null,null,null,null,null,null,null,null,null,97,null,null,null,null,null,null,null,null,null,null,null,null,null,null,null,null,null,null,null,97,null,null,null,null,null,null,null,null,null,null,null,null,null,null,null,null,null,null,null,97,null,null,null,null,null,null,null,null,null,null,null,null,null,null,null,null,null,null,null,97,null,null,null,null,null,null,null,null,null,null,null,null,null,null,null,null,null,null,null,97,null,null,null,null,null,null,null,null,null,null,null,null,null,null,null,null,null,null,null,97,null,null,null,null,null,null,null,null,null,null,null,null,null,null,null,null,null,null,null,97,null,null,null,null,null,null,null,null,null,null,null,null,null,null,null,null,null,null,null,97,null,null,null,null,null,null,null,null,null,null,null,null,null,null,null,null,null,null,null,97]
[null,98,null,null,null,null,null,null,null,null,null,null,null,null,null,null,null,null,null,null,null,98,null,null,null,null,null,null,null,null,null,null,null,null,null,null,null,null,null,null,null,98,null,null,null,null,null,null,null,null,null,null,null,null,null,null,null,null,null,null,null,98,null,null,null,null,null,null,null,null,null,null,null,null,null,null,null,null,null,null,null,98,null,null,null,null,null,null,null,null,null,null,null,null,null,null,null,null,null,null,null,98,null,null,null,null,null,null,null,null,null,null,null,null,null,null,null,null,null,null,null,98,null,null,null,null,null,null,null,null,null,null,null,null,null,null,null,null,null,null,null,98,null,null,null,null,null,null,null,null,null,null,null,null,null,null,null,null,null,null,null,98,null,null,null,null,null,null,null,null,null,null,null,null,null,null,null,null,null,null,null,98]
[null,99,null,null,null,null,null,null,null,null,null,null,null,null,null,null,null,null,null,null,null,99,null,null,null,null,null,null,null,null,null,null,null,null,null,null,null,null,null,null,null,99,null,null,null,null,null,null,null,null,null,null,null,null,null,null,null,null,null,null,null,99,null,null,null,null,null,null,null,null,null,null,null,null,null,null,null,null,null,null,null,99,null,null,null,null,null,null,null,null,null,null,null,null,null,null,null,null,null,null,null,99,null,null,null,null,null,null,null,null,null,null,null,null,null,null,null,null,null,null,null,99,null,null,null,null,null,null,null,null,null,null,null,null,null,null,null,null,null,null,null,99,null,null,null,null,null,null,null,null,null,null,null,null,null,null,null,null,null,null,null,99,null,null,null,null,null,null,null,null,null,null,null,null,null,null,null,null,null,null,null,99]
[null,100,null,null,null,null,null,null,null,null,null,null,null,null,null,null,null,null,null,null,null,100,null,null,null,null,null,null,null,null,null,null,null,null,null,null,null,null,null,null,null,100,null,null,null,null,null,null,null,null,null,null,null,null,null,null,null,null,null,null,null,100,null,null,null,null,null,null,null,null,null,null,null,null,null,null,null,null,null,null,null,100,null,null,null,null,null,null,null,null,null,null,null,null,null,null,null,null,null,null,null,100,null,null,null,null,null,null,null,null,null,null,null,null,null,null,null,null,null,null,null,100,null,null,null,null,null,null,null,null,null,null,null,null,null,null,null,null,null,null,null,100,null,null,null,null,null,null,null,null,null,null,null,null,null,null,null,null,null,null,null,100,null,null,null,null,null,null,null,null,null,null,null,null,null,null,null,null,null,null,null,100]
[null,101,null,null,null,null,null,null,null,null,null,null,null,null,null,null,null,null,null,null,null,101,null,null,null,null,null,null,null,null,null,null,null,null,null,null,null,null,null,null,null,101,null,null,null,null,null,null,null,null,null,null,null,null,null,null,null,null,null,null,null,101,null,null,null,null,null,null,null,null,null,null,null,null,null,null,null,null,null,null,null,101,null,null,null,null,null,null,null,null,null,null,null,null,null,null,null,null,null,null,null,101,null,null,null,null,null,null,null,null,null,null,null,null,null,null,null,null,null,null,null,101,null,null,null,null,null,null,null,null,null,null,null,null,null,null,null,null,null,null,null,101,null,null,null,null,null,null,null,null,null,null,null,null,null,null,null,null,null,null,null,101,null,null,null,null,null,null,null,null,null,null,null,null,null,null,null,null,null,null,null,101]
[null,102,null,null,null,null,null,null,null,null,null,null,null,null,null,null,null,null,null,null,null,102,null,null,null,null,null,null,null,null,null,null,null,null,null,null,null,null,null,null,null,102,null,null,null,null,null,null,null,null,null,null,null,null,null,null,null,null,null,null,null,102,null,null,null,null,null,null,null,null,null,null,null,null,null,null,null,null,null,null,null,102,null,null,null,null,null,null,null,null,null,null,null,null,null,null,null,null,null,null,null,102,null,null,null,null,null,null,null,null,null,null,null,null,null,null,null,null,null,null,null,102,null,null,null,null,null,null,null,null,null,null,null,null,null,null,null,null,null,null,null,102,null,null,null,null,null,null,null,null,null,null,null,null,null,null,null,null,null,null,null,102,null,null,null,null,null,null,null,null,null,null,null,null,null,null,null,null,null,null,null,102]
[null,103,null,null,null,null,null,null,null,null,null,null,null,null,null,null,null,null,null,null,null,103,null,null,null,null,null,null,null,null,null,null,null,null,null,null,null,null,null,null,null,103,null,null,null,null,null,null,null,null,null,null,null,null,null,null,null,null,null,null,null,103,null,null,null,null,null,null,null,null,null,null,null,null,null,null,null,null,null,null,null,103,null,null,null,null,null,null,null,null,null,null,null,null,null,null,null,null,null,null,null,103,null,null,null,null,null,null,null,null,null,null,null,null,null,null,null,null,null,null,null,103,null,null,null,null,null,null,null,null,null,null,null,null,null,null,null,null,null,null,null,103,null,null,null,null,null,null,null,null,null,null,null,null,null,null,null,null,null,null,null,103,null,null,null,null,null,null,null,null,null,null,null,null,null,null,null,null,null,null,null,103]
[null,104,null,null,null,null,null,null,null,null,null,null,null,null,null,null,null,null,null,null,null,104,null,null,null,null,null,null,null,null,null,null,null,null,null,null,null,null,null,null,null,104,null,null,null,null,null,null,null,null,null,null,null,null,null,null,null,null,null,null,null,104,null,null,null,null,null,null,null,null,null,null,null,null,null,null,null,null,null,null,null,104,null,null,null,null,null,null,null,null,null,null,null,null,null,null,null,null,null,null,null,104,null,null,null,null,null,null,null,null,null,null,null,null,null,null,null,null,null,null,null,104,null,null,null,null,null,null,null,null,null,null,null,null,null,null,null,null,null,null,null,104,null,null,null,null,null,null,null,null,null,null,null,null,null,null,null,null,null,null,null,104,null,null,null,null,null,null,null,null,null,null,null,null,null,null,null,null,null,null,null,104]
[null,105,null,null,null,null,null,null,null,null,null,null,null,null,null,null,null,null,null,null,null,105,null,null,null,null,null,null,null,null,null,null,null,null,null,null,null,null,null,null,null,105,null,null,null,null,null,null,null,null,null,null,null,null,null,null,null,null,null,null,null,105,null,null,null,null,null,null,null,null,null,null,null,null,null,null,null,null,null,null,null,105,null,null,null,null,null,null,null,null,null,null,null,null,null,null,null,null,null,null,null,105,null,null,null,null,null,null,null,null,null,null,null,null,null,null,null,null,null,null,null,105,null,null,null,null,null,null,null,null,null,null,null,null,null,null,null,null,null,null,null,105,null,null,null,null,null,null,null,null,null,null,null,null,null,null,null,null,null,null,null,105,null,null,null,null,null,null,null,null,null,null,null,null,null,null,null,null,null,null,null,105]
[null,106,null,null,null,null,null,null,null,null,null,null,null,null,null,null,null,null,null,null,null,106,null,null,null,null,null,null,null,null,null,null,null,null,null,null,null,null,null,null,null,106,null,null,null,null,null,null,null,null,null,null,null,null,null,null,null,null,null,null,null,106,null,null,null,null,null,null,null,null,null,null,null,null,null,null,null,null,null,null,null,106,null,null,null,null,null,null,null,null,null,null,null,null,null,null,null,null,null,null,null,106,null,null,null,null,null,null,null,null,null,null,null,null,null,null,null,null,null,null,null,106,null,null,null,null,null,null,null,null,null,null,null,null,null,null,null,null,null,null,null,106,null,null,null,null,null,null,null,null,null,null,null,null,null,null,null,null,null,null,null,106,null,null,null,null,null,null,null,null,null,null,null,null,null,null,null,null,null,null,null,106]
[null,107,null,null,null,null,null,null,null,null,null,null,null,null,null,null,null,null,null,null,null,107,null,null,null,null,null,null,null,null,null,null,null,null,null,null,null,null,null,null,null,107,null,null,null,null,null,null,null,null,null,null,null,null,null,null,null,null,null,null,null,107,null,null,null,null,null,null,null,null,null,null,null,null,null,null,null,null,null,null,null,107,null,null,null,null,null,null,null,null,null,null,null,null,null,null,null,null,null,null,null,107,null,null,null,null,null,null,null,null,null,null,null,null,null,null,null,null,null,null,null,107,null,null,null,null,null,null,null,null,null,null,null,null,null,null,null,null,null,null,null,107,null,null,null,null,null,null,null,null,null,null,null,null,null,null,null,null,null,null,null,107,null,null,null,null,null,null,null,null,null,null,null,null,null,null,null,null,null,null,null,107]
[null,108,null,null,null,null,null,null,null,null,null,null,null,null,null,null,null,null,null,null,null,108,null,null,null,null,null,null,null,null,null,null,null,null,null,null,null,null,null,null,null,108,null,null,null,null,null,null,null,null,null,null,null,null,null,null,null,null,null,null,null,108,null,null,null,null,null,null,null,null,null,null,null,null,null,null,null,null,null,null,null,108,null,null,null,null,null,null,null,null,null,null,null,null,null,null,null,null,null,null,null,108,null,null,null,null,null,null,null,null,null,null,null,null,null,null,null,null,null,null,null,108,null,null,null,null,null,null,null,null,null,null,null,null,null,null,null,null,null,null,null,108,null,null,null,null,null,null,null,null,null,null,null,null,null,null,null,null,null,null,null,108,null,null,null,null,null,null,null,null,null,null,null,null,null,null,null,null,null,null,null,108]
[null,109,null,null,null,null,null,null,null,null,null,null,null,null,null,null,null,null,null,null,null,109,null,null,null,null,null,null,null,null,null,null,null,null,null,null,null,null,null,null,null,109,null,null,null,null,null,null,null,null,null,null,null,null,null,null,null,null,null,null,null,109,null,null,null,null,null,null,null,null,null,null,null,null,null,null,null,null,null,null,null,109,null,null,null,null,null,null,null,null,null,null,null,null,null,null,null,null,null,null,null,109,null,null,null,null,null,null,null,null,null,null,null,null,null,null,null,null,null,null,null,109,null,null,null,null,null,null,null,null,null,null,null,null,null,null,null,null,null,null,null,109,null,null,null,null,null,null,null,null,null,null,null,null,null,null,null,null,null,null,null,109,null,null,null,null,null,null,null,null,null,null,null,null,null,null,null,null,null,null,null,109]
[null,110,null,null,null,null,null,null,null,null,null,null,null,null,null,null,null,null,null,null,null,110,null,null,null,null,null,null,null,null,null,null,null,null,null,null,null,null,null,null,null,110,null,null,null,null,null,null,null,null,null,null,null,null,null,null,null,null,null,null,null,110,null,null,null,null,null,null,null,null,null,null,null,null,null,null,null,null,null,null,null,110,null,null,null,null,null,null,null,null,null,null,null,null,null,null,null,null,null,null,null,110,null,null,null,null,null,null,null,null,null,null,null,null,null,null,null,null,null,null,null,110,null,null,null,null,null,null,null,null,null,null,null,null,null,null,null,null,null,null,null,110,null,null,null,null,null,null,null,null,null,null,null,null,null,null,null,null,null,null,null,110,null,null,null,null,null,null,null,null,null,null,null,null,null,null,null,null,null,null,null,110]
[null,111,null,null,null,null,null,null,null,null,null,null,null,null,null,null,null,null,null,null,null,111,null,null,null,null,null,null,null,null,null,null,null,null,null,null,null,null,null,null,null,111,null,null,null,null,null,null,null,null,null,null,null,null,null,null,null,null,null,null,null,111,null,null,null,null,null,null,null,null,null,null,null,null,null,null,null,null,null,null,null,111,null,null,null,null,null,null,null,null,null,null,null,null,null,null,null,null,null,null,null,111,null,null,null,null,null,null,null,null,null,null,null,null,null,null,null,null,null,null,null,111,null,null,null,null,null,null,null,null,null,null,null,null,null,null,null,null,null,null,null,111,null,null,null,null,null,null,null,null,null,null,null,null,null,null,null,null,null,null,null,111,null,null,null,null,null,null,null,null,null,null,null,null,null,null,null,null,null,null,null,111]
[null,112,null,null,null,null,null,null,null,null,null,null,null,null,null,null,null,null,null,null,null,112,null,null,null,null,null,null,null,null,null,null,null,null,null,null,null,null,null,null,null,112,null,null,null,null,null,null,null,null,null,null,null,null,null,null,null,null,null,null,null,112,null,null,null,null,null,null,null,null,null,null,null,null,null,null,null,null,null,null,null,112,null,null,null,null,null,null,null,null,null,null,null,null,null,null,null,null,null,null,null,112,null,null,null,null,null,null,null,null,null,null,null,null,null,null,null,null,null,null,null,112,null,null,null,null,null,null,null,null,null,null,null,null,null,null,null,null,null,null,null,112,null,null,null,null,null,null,null,null,null,null,null,null,null,null,null,null,null,null,null,112,null,null,null,null,null,null,null,null,null,null,null,null,null,null,null,null,null,null,null,112]
[null,113,null,null,null,null,null,null,null,null,null,null,null,null,null,null,null,null,null,null,null,113,null,null,null,null,null,null,null,null,null,null,null,null,null,null,null,null,null,null,null,113,null,null,null,null,null,null,null,null,null,null,null,null,null,null,null,null,null,null,null,113,null,null,null,null,null,null,null,null,null,null,null,null,null,null,null,null,null,null,null,113,null,null,null,null,null,null,null,null,null,null,null,null,null,null,null,null,null,null,null,113,null,null,null,null,null,null,null,null,null,null,null,null,null,null,null,null,null,null,null,113,null,null,null,null,null,null,null,null,null,null,null,null,null,null,null,null,null,null,null,113,null,null,null,null,null,null,null,null,null,null,null,null,null,null,null,null,null,null,null,113,null,null,null,null,null,null,null,null,null,null,null,null,null,null,null,null,null,null,null,113]
[null,114,null,null,null,null,null,null,null,null,null,null,null,null,null,null,null,null,null,null,null,114,null,null,null,null,null,null,null,null,null,null,null,null,null,null,null,null,null,null,null,114,null,null,null,null,null,null,null,null,null,null,null,null,null,null,null,null,null,null,null,114,null,null,null,null,null,null,null,null,null,null,null,null,null,null,null,null,null,null,null,114,null,null,null,null,null,null,null,null,null,null,null,null,null,null,null,null,null,null,null,114,null,null,null,null,null,null,null,null,null,null,null,null,null,null,null,null,null,null,null,114,null,null,null,null,null,null,null,null,null,null,null,null,null,null,null,null,null,null,null,114,null,null,null,null,null,null,null,null,null,null,null,null,null,null,null,null,null,null,null,114,null,null,null,null,null,null,null,null,null,null,null,null,null,null,null,null,null,null,null,114]
[null,115,null,null,null,null,null,null,null,null,null,null,null,null,null,null,null,null,null,null,null,115,null,null,null,null,null,null,null,null,null,null,null,null,null,null,null,null,null,null,null,115,null,null,null,null,null,null,null,null,null,null,null,null,null,null,null,null,null,null,null,115,null,null,null,null,null,null,null,null,null,null,null,null,null,null,null,null,null,null,null,115,null,null,null,null,null,null,null,null,null,null,null,null,null,null,null,null,null,null,null,115,null,null,null,null,null,null,null,null,null,null,null,null,null,null,null,null,null,null,null,115,null,null,null,null,null,null,null,null,null,null,null,null,null,null,null,null,null,null,null,115,null,null,null,null,null,null,null,null,null,null,null,null,null,null,null,null,null,null,null,115,null,null,null,null,null,null,null,null,null,null,null,null,null,null,null,null,null,null,null,115]
[null,116,null,null,null,null,null,null,null,null,null,null,null,null,null,null,null,null,null,null,null,116,null,null,null,null,null,null,null,null,null,null,null,null,null,null,null,null,null,null,null,116,null,null,null,null,null,null,null,null,null,null,null,null,null,null,null,null,null,null,null,116,null,null,null,null,null,null,null,null,null,null,null,null,null,null,null,null,null,null,null,116,null,null,null,null,null,null,null,null,null,null,null,null,null,null,null,null,null,null,null,116,null,null,null,null,null,null,null,null,null,null,null,null,null,null,null,null,null,null,null,116,null,null,null,null,null,null,null,null,null,null,null,null,null,null,null,null,null,null,null,116,null,null,null,null,null,null,null,null,null,null,null,null,null,null,null,null,null,null,null,116,null,null,null,null,null,null,null,null,null,null,null,null,null,null,null,null,null,null,null,116]
[null,117,null,null,null,null,null,null,null,null,null,null,null,null,null,null,null,null,null,null,null,117,null,null,null,null,null,null,null,null,null,null,null,null,null,null,null,null,null,null,null,117,null,null,null,null,null,null,null,null,null,null,null,null,null,null,null,null,null,null,null,117,null,null,null,null,null,null,null,null,null,null,null,null,null,null,null,null,null,null,null,117,null,null,null,null,null,null,null,null,null,null,null,null,null,null,null,null,null,null,null,117,null,null,null,null,null,null,null,null,null,null,null,null,null,null,null,null,null,null,null,117,null,null,null,null,null,null,null,null,null,null,null,null,null,null,null,null,null,null,null,117,null,null,null,null,null,null,null,null,null,null,null,null,null,null,null,null,null,null,null,117,null,null,null,null,null,null,null,null,null,null,null,null,null,null,null,null,null,null,null,117]
[null,118,null,null,null,null,null,null,null,null,null,null,null,null,null,null,null,null,null,null,null,118,null,null,null,null,null,null,null,null,null,null,null,null,null,null,null,null,null,null,null,118,null,null,null,null,null,null,null,null,null,null,null,null,null,null,null,null,null,null,null,118,null,null,null,null,null,null,null,null,null,null,null,null,null,null,null,null,null,null,null,118,null,null,null,null,null,null,null,null,null,null,null,null,null,null,null,null,null,null,null,118,null,null,null,null,null,null,null,null,null,null,null,null,null,null,null,null,null,null,null,118,null,null,null,null,null,null,null,null,null,null,null,null,null,null,null,null,null,null,null,118,null,null,null,null,null,null,null,null,null,null,null,null,null,null,null,null,null,null,null,118,null,null,null,null,null,null,null,null,null,null,null,null,null,null,null,null,null,null,null,118]
[null,119,null,null,null,null,null,null,null,null,null,null,null,null,null,null,null,null,null,null,null,119,null,null,null,null,null,null,null,null,null,null,null,null,null,null,null,null,null,null,null,119,null,null,null,null,null,null,null,null,null,null,null,null,null,null,null,null,null,null,null,119,null,null,null,null,null,null,null,null,null,null,null,null,null,null,null,null,null,null,null,119,null,null,null,null,null,null,null,null,null,null,null,null,null,null,null,null,null,null,null,119,null,null,null,null,null,null,null,null,null,null,null,null,null,null,null,null,null,null,null,119,null,null,null,null,null,null,null,null,null,null,null,null,null,null,null,null,null,null,null,119,null,null,null,null,null,null,null,null,null,null,null,null,null,null,null,null,null,null,null,119,null,null,null,null,null,null,null,null,null,null,null,null,null,null,null,null,null,null,null,119]
[null,120,null,null,null,null,null,null,null,null,null,null,null,null,null,null,null,null,null,null,null,120,null,null,null,null,null,null,null,null,null,null,null,null,null,null,null,null,null,null,null,120,null,null,null,null,null,null,null,null,null,null,null,null,null,null,null,null,null,null,null,120,null,null,null,null,null,null,null,null,null,null,null,null,null,null,null,null,null,null,null,120,null,null,null,null,null,null,null,null,null,null,null,null,null,null,null,null,null,null,null,120,null,null,null,null,null,null,null,null,null,null,null,null,null,null,null,null,null,null,null,120,null,null,null,null,null,null,null,null,null,null,null,null,null,null,null,null,null,null,null,120,null,null,null,null,null,null,null,null,null,null,null,null,null,null,null,null,null,null,null,120,null,null,null,null,null,null,null,null,null,null,null,null,null,null,null,null,null,null,null,120]
[null,121,null,null,null,null,null,null,null,null,null,null,null,null,null,null,null,null,null,null,null,121,null,null,null,null,null,null,null,null,null,null,null,null,null,null,null,null,null,null,null,121,null,null,null,null,null,null,null,null,null,null,null,null,null,null,null,null,null,null,null,121,null,null,null,null,null,null,null,null,null,null,null,null,null,null,null,null,null,null,null,121,null,null,null,null,null,null,null,null,null,null,null,null,null,null,null,null,null,null,null,121,null,null,null,null,null,null,null,null,null,null,null,null,null,null,null,null,null,null,null,121,null,null,null,null,null,null,null,null,null,null,null,null,null,null,null,null,null,null,null,121,null,null,null,null,null,null,null,null,null,null,null,null,null,null,null,null,null,null,null,121,null,null,null,null,null,null,null,null,null,null,null,null,null,null,null,null,null,null,null,121]
[null,122,null,null,null,null,null,null,null,null,null,null,null,null,null,null,null,null,null,null,null,122,null,null,null,null,null,null,null,null,null,null,null,null,null,null,null,null,null,null,null,122,null,null,null,null,null,null,null,null,null,null,null,null,null,null,null,null,null,null,null,122,null,null,null,null,null,null,null,null,null,null,null,null,null,null,null,null,null,null,null,122,null,null,null,null,null,null,null,null,null,null,null,null,null,null,null,null,null,null,null,122,null,null,null,null,null,null,null,null,null,null,null,null,null,null,null,null,null,null,null,122,null,null,null,null,null,null,null,null,null,null,null,null,null,null,null,null,null,null,null,122,null,null,null,null,null,null,null,null,null,null,null,null,null,null,null,null,null,null,null,122,null,null,null,null,null,null,null,null,null,null,null,null,null,null,null,null,null,null,null,122]
[null,123,null,null,null,null,null,null,null,null,null,null,null,null,null,null,null,null,null,null,null,123,null,null,null,null,null,null,null,null,null,null,null,null,null,null,null,null,null,null,null,123,null,null,null,null,null,null,null,null,null,null,null,null,null,null,null,null,null,null,null,123,null,null,null,null,null,null,null,null,null,null,null,null,null,null,null,null,null,null,null,123,null,null,null,null,null,null,null,null,null,null,null,null,null,null,null,null,null,null,null,123,null,null,null,null,null,null,null,null,null,null,null,null,null,null,null,null,null,null,null,123,null,null,null,null,null,null,null,null,null,null,null,null,null,null,null,null,null,null,null,123,null,null,null,null,null,null,null,null,null,null,null,null,null,null,null,null,null,null,null,123,null,null,null,null,null,null,null,null,null,null,null,null,null,null,null,null,null,null,null,123]
[null,124,null,null,null,null,null,null,null,null,null,null,null,null,null,null,null,null,null,null,null,124,null,null,null,null,null,null,null,null,null,null,null,null,null,null,null,null,null,null,null,124,null,null,null,null,null,null,null,null,null,null,null,null,null,null,null,null,null,null,null,124,null,null,null,null,null,null,null,null,null,null,null,null,null,null,null,null,null,null,null,124,null,null,null,null,null,null,null,null,null,null,null,null,null,null,null,null,null,null,null,124,null,null,null,null,null,null,null,null,null,null,null,null,null,null,null,null,null,null,null,124,null,null,null,null,null,null,null,null,null,null,null,null,null,null,null,null,null,null,null,124,null,null,null,null,null,null,null,null,null,null,null,null,null,null,null,null,null,null,null,124,null,null,null,null,null,null,null,null,null,null,null,null,null,null,null,null,null,null,null,124]
[null,125,null,null,null,null,null,null,null,null,null,null,null,null,null,null,null,null,null,null,null,125,null,null,null,null,null,null,null,null,null,null,null,null,null,null,null,null,null,null,null,125,null,null,null,null,null,null,null,null,null,null,null,null,null,null,null,null,null,null,null,125,null,null,null,null,null,null,null,null,null,null,null,null,null,null,null,null,null,null,null,125,null,null,null,null,null,null,null,null,null,null,null,null,null,null,null,null,null,null,null,125,null,null,null,null,null,null,null,null,null,null,null,null,null,null,null,null,null,null,null,125,null,null,null,null,null,null,null,null,null,null,null,null,null,null,null,null,null,null,null,125,null,null,null,null,null,null,null,null,null,null,null,null,null,null,null,null,null,null,null,125,null,null,null,null,null,null,null,null,null,null,null,null,null,null,null,null,null,null,null,125]
[null,126,null,null,null,null,null,null,null,null,null,null,null,null,null,null,null,null,null,null,null,126,null,null,null,null,null,null,null,null,null,null,null,null,null,null,null,null,null,null,null,126,null,null,null,null,null,null,null,null,null,null,null,null,null,null,null,null,null,null,null,126,null,null,null,null,null,null,null,null,null,null,null,null,null,null,null,null,null,null,null,126,null,null,null,null,null,null,null,null,null,null,null,null,null,null,null,null,null,null,null,126,null,null,null,null,null,null,null,null,null,null,null,null,null,null,null,null,null,null,null,126,null,null,null,null,null,null,null,null,null,null,null,null,null,null,null,null,null,null,null,126,null,null,null,null,null,null,null,null,null,null,null,null,null,null,null,null,null,null,null,126,null,null,null,null,null,null,null,null,null,null,null,null,null,null,null,null,null,null,null,126]
[null,127,null,null,null,null,null,null,null,null,null,null,null,null,null,null,null,null,null,null,null,127,null,null,null,null,null,null,null,null,null,null,null,null,null,null,null,null,null,null,null,127,null,null,null,null,null,null,null,null,null,null,null,null,null,null,null,null,null,null,null,127,null,null,null,null,null,null,null,null,null,null,null,null,null,null,null,null,null,null,null,127,null,null,null,null,null,null,null,null,null,null,null,null,null,null,null,null,null,null,null,127,null,null,null,null,null,null,null,null,null,null,null,null,null,null,null,null,null,null,null,127,null,null,null,null,null,null,null,null,null,null,null,null,null,null,null,null,null,null,null,127,null,null,null,null,null,null,null,null,null,null,null,null,null,null,null,null,null,null,null,127,null,null,null,null,null,null,null,null,null,null,null,null,null,null,null,null,null,null,null,127]
[null,128,null,null,null,null,null,null,null,null,null,null,null,null,null,null,null,null,null,null,null,128,null,null,null,null,null,null,null,null,null,null,null,null,null,null,null,null,null,null,null,128,null,null,null,null,null,null,null,null,null,null,null,null,null,null,null,null,null,null,null,128,null,null,null,null,null,null,null,null,null,null,null,null,null,null,null,null,null,null,null,128,null,null,null,null,null,null,null,null,null,null,null,null,null,null,null,null,null,null,null,128,null,null,null,null,null,null,null,null,null,null,null,null,null,null,null,null,null,null,null,128,null,null,null,null,null,null,null,null,null,null,null,null,null,null,null,null,null,null,null,128,null,null,null,null,null,null,null,null,null,null,null,null,null,null,null,null,null,null,null,128,null,null,null,null,null,null,null,null,null,null,null,null,null,null,null,null,null,null,null,128]
[null,129,null,null,null,null,null,null,null,null,null,null,null,null,null,null,null,null,null,null,null,129,null,null,null,null,null,null,null,null,null,null,null,null,null,null,null,null,null,null,null,129,null,null,null,null,null,null,null,null,null,null,null,null,null,null,null,null,null,null,null,129,null,null,null,null,null,null,null,null,null,null,null,null,null,null,null,null,null,null,null,129,null,null,null,null,null,null,null,null,null,null,null,null,null,null,null,null,null,null,null,129,null,null,null,null,null,null,null,null,null,null,null,null,null,null,null,null,null,null,null,129,null,null,null,null,null,null,null,null,null,null,null,null,null,null,null,null,null,null,null,129,null,null,null,null,null,null,null,null,null,null,null,null,null,null,null,null,null,null,null,129,null,null,null,null,null,null,null,null,null,null,null,null,null,null,null,null,null,null,null,129]
[null,130,null,null,null,null,null,null,null,null,null,null,null,null,null,null,null,null,null,null,null,130,null,null,null,null,null,null,null,null,null,null,null,null,null,null,null,null,null,null,null,130,null,null,null,null,null,null,null,null,null,null,null,null,null,null,null,null,null,null,null,130,null,null,null,null,null,null,null,null,null,null,null,null,null,null,null,null,null,null,null,130,null,null,null,null,null,null,null,null,null,null,null,null,null,null,null,null,null,null,null,130,null,null,null,null,null,null,null,null,null,null,null,null,null,null,null,null,null,null,null,130,null,null,null,null,null,null,null,null,null,null,null,null,null,null,null,null,null,null,null,130,null,null,null,null,null,null,null,null,null,null,null,null,null,null,null,null,null,null,null,130,null,null,null,null,null,null,null,null,null,null,null,null,null,null,null,null,null,null,null,130]
[null,131,null,null,null,null,null,null,null,null,null,null,null,null,null,null,null,null,null,null,null,131,null,null,null,null,null,null,null,null,null,null,null,null,null,null,null,null,null,null,null,131,null,null,null,null,null,null,null,null,null,null,null,null,null,null,null,null,null,null,null,131,null,null,null,null,null,null,null,null,null,null,null,null,null,null,null,null,null,null,null,131,null,null,null,null,null,null,null,null,null,null,null,null,null,null,null,null,null,null,null,131,null,null,null,null,null,null,null,null,null,null,null,null,null,null,null,null,null,null,null,131,null,null,null,null,null,null,null,null,null,null,null,null,null,null,null,null,null,null,null,131,null,null,null,null,null,null,null,null,null,null,null,null,null,null,null,null,null,null,null,131,null,null,null,null,null,null,null,null,null,null,null,null,null,null,null,null,null,null,null,131]
[null,132,null,null,null,null,null,null,null,null,null,null,null,null,null,null,null,null,null,null,null,132,null,null,null,null,null,null,null,null,null,null,null,null,null,null,null,null,null,null,null,132,null,null,null,null,null,null,null,null,null,null,null,null,null,null,null,null,null,null,null,132,null,null,null,null,null,null,null,null,null,null,null,null,null,null,null,null,null,null,null,132,null,null,null,null,null,null,null,null,null,null,null,null,null,null,null,null,null,null,null,132,null,null,null,null,null,null,null,null,null,null,null,null,null,null,null,null,null,null,null,132,null,null,null,null,null,null,null,null,null,null,null,null,null,null,null,null,null,null,null,132,null,null,null,null,null,null,null,null,null,null,null,null,null,null,null,null,null,null,null,132,null,null,null,null,null,null,null,null,null,null,null,null,null,null,null,null,null,null,null,132]
[null,133,null,null,null,null,null,null,null,null,null,null,null,null,null,null,null,null,null,null,null,133,null,null,null,null,null,null,null,null,null,null,null,null,null,null,null,null,null,null,null,133,null,null,null,null,null,null,null,null,null,null,null,null,null,null,null,null,null,null,null,133,null,null,null,null,null,null,null,null,null,null,null,null,null,null,null,null,null,null,null,133,null,null,null,null,null,null,null,null,null,null,null,null,null,null,null,null,null,null,null,133,null,null,null,null,null,null,null,null,null,null,null,null,null,null,null,null,null,null,null,133,null,null,null,null,null,null,null,null,null,null,null,null,null,null,null,null,null,null,null,133,null,null,null,null,null,null,null,null,null,null,null,null,null,null,null,null,null,null,null,133,null,null,null,null,null,null,null,null,null,null,null,null,null,null,null,null,null,null,null,133]
[null,134,null,null,null,null,null,null,null,null,null,null,null,null,null,null,null,null,null,null,null,134,null,null,null,null,null,null,null,null,null,null,null,null,null,null,null,null,null,null,null,134,null,null,null,null,null,null,null,null,null,null,null,null,null,null,null,null,null,null,null,134,null,null,null,null,null,null,null,null,null,null,null,null,null,null,null,null,null,null,null,134,null,null,null,null,null,null,null,null,null,null,null,null,null,null,null,null,null,null,null,134,null,null,null,null,null,null,null,null,null,null,null,null,null,null,null,null,null,null,null,134,null,null,null,null,null,null,null,null,null,null,null,null,null,null,null,null,null,null,null,134,null,null,null,null,null,null,null,null,null,null,null,null,null,null,null,null,null,null,null,134,null,null,null,null,null,null,null,null,null,null,null,null,null,null,null,null,null,null,null,134]
[null,135,null,null,null,null,null,null,null,null,null,null,null,null,null,null,null,null,null,null,null,135,null,null,null,null,null,null,null,null,null,null,null,null,null,null,null,null,null,null,null,135,null,null,null,null,null,null,null,null,null,null,null,null,null,null,null,null,null,null,null,135,null,null,null,null,null,null,null,null,null,null,null,null,null,null,null,null,null,null,null,135,null,null,null,null,null,null,null,null,null,null,null,null,null,null,null,null,null,null,null,135,null,null,null,null,null,null,null,null,null,null,null,null,null,null,null,null,null,null,null,135,null,null,null,null,null,null,null,null,null,null,null,null,null,null,null,null,null,null,null,135,null,null,null,null,null,null,null,null,null,null,null,null,null,null,null,null,null,null,null,135,null,null,null,null,null,null,null,null,null,null,null,null,null,null,null,null,null,null,null,135]
[null,136,null,null,null,null,null,null,null,null,null,null,null,null,null,null,null,null,null,null,null,136,null,null,null,null,null,null,null,null,null,null,null,null,null,null,null,null,null,null,null,136,null,null,null,null,null,null,null,null,null,null,null,null,null,null,null,null,null,null,null,136,null,null,null,null,null,null,null,null,null,null,null,null,null,null,null,null,null,null,null,136,null,null,null,null,null,null,null,null,null,null,null,null,null,null,null,null,null,null,null,136,null,null,null,null,null,null,null,null,null,null,null,null,null,null,null,null,null,null,null,136,null,null,null,null,null,null,null,null,null,null,null,null,null,null,null,null,null,null,null,136,null,null,null,null,null,null,null,null,null,null,null,null,null,null,null,null,null,null,null,136,null,null,null,null,null,null,null,null,null,null,null,null,null,null,null,null,null,null,null,136]
[null,137,null,null,null,null,null,null,null,null,null,null,null,null,null,null,null,null,null,null,null,137,null,null,null,null,null,null,null,null,null,null,null,null,null,null,null,null,null,null,null,137,null,null,null,null,null,null,null,null,null,null,null,null,null,null,null,null,null,null,null,137,null,null,null,null,null,null,null,null,null,null,null,null,null,null,null,null,null,null,null,137,null,null,null,null,null,null,null,null,null,null,null,null,null,null,null,null,null,null,null,137,null,null,null,null,null,null,null,null,null,null,null,null,null,null,null,null,null,null,null,137,null,null,null,null,null,null,null,null,null,null,null,null,null,null,null,null,null,null,null,137,null,null,null,null,null,null,null,null,null,null,null,null,null,null,null,null,null,null,null,137,null,null,null,null,null,null,null,null,null,null,null,null,null,null,null,null,null,null,null,137]
[null,138,null,null,null,null,null,null,null,null,null,null,null,null,null,null,null,null,null,null,null,138,null,null,null,null,null,null,null,null,null,null,null,null,null,null,null,null,null,null,null,138,null,null,null,null,null,null,null,null,null,null,null,null,null,null,null,null,null,null,null,138,null,null,null,null,null,null,null,null,null,null,null,null,null,null,null,null,null,null,null,138,null,null,null,null,null,null,null,null,null,null,null,null,null,null,null,null,null,null,null,138,null,null,null,null,null,null,null,null,null,null,null,null,null,null,null,null,null,null,null,138,null,null,null,null,null,null,null,null,null,null,null,null,null,null,null,null,null,null,null,138,null,null,null,null,null,null,null,null,null,null,null,null,null,null,null,null,null,null,null,138,null,null,null,null,null,null,null,null,null,null,null,null,null,null,null,null,null,null,null,138]
[null,139,null,null,null,null,null,null,null,null,null,null,null,null,null,null,null,null,null,null,null,139,null,null,null,null,null,null,null,null,null,null,null,null,null,null,null,null,null,null,null,139,null,null,null,null,null,null,null,null,null,null,null,null,null,null,null,null,null,null,null,139,null,null,null,null,null,null,null,null,null,null,null,null,null,null,null,null,null,null,null,139,null,null,null,null,null,null,null,null,null,null,null,null,null,null,null,null,null,null,null,139,null,null,null,null,null,null,null,null,null,null,null,null,null,null,null,null,null,null,null,139,null,null,null,null,null,null,null,null,null,null,null,null,null,null,null,null,null,null,null,139,null,null,null,null,null,null,null,null,null,null,null,null,null,null,null,null,null,null,null,139,null,null,null,null,null,null,null,null,null,null,null,null,null,null,null,null,null,null,null,139]
[null,140,null,null,null,null,null,null,null,null,null,null,null,null,null,null,null,null,null,null,null,140,null,null,null,null,null,null,null,null,null,null,null,null,null,null,null,null,null,null,null,140,null,null,null,null,null,null,null,null,null,null,null,null,null,null,null,null,null,null,null,140,null,null,null,null,null,null,null,null,null,null,null,null,null,null,null,null,null,null,null,140,null,null,null,null,null,null,null,null,null,null,null,null,null,null,null,null,null,null,null,140,null,null,null,null,null,null,null,null,null,null,null,null,null,null,null,null,null,null,null,140,null,null,null,null,null,null,null,null,null,null,null,null,null,null,null,null,null,null,null,140,null,null,null,null,null,null,null,null,null,null,null,null,null,null,null,null,null,null,null,140,null,null,null,null,null,null,null,null,null,null,null,null,null,null,null,null,null,null,null,140]
[null,141,null,null,null,null,null,null,null,null,null,null,null,null,null,null,null,null,null,null,null,141,null,null,null,null,null,null,null,null,null,null,null,null,null,null,null,null,null,null,null,141,null,null,null,null,null,null,null,null,null,null,null,null,null,null,null,null,null,null,null,141,null,null,null,null,null,null,null,null,null,null,null,null,null,null,null,null,null,null,null,141,null,null,null,null,null,null,null,null,null,null,null,null,null,null,null,null,null,null,null,141,null,null,null,null,null,null,null,null,null,null,null,null,null,null,null,null,null,null,null,141,null,null,null,null,null,null,null,null,null,null,null,null,null,null,null,null,null,null,null,141,null,null,null,null,null,null,null,null,null,null,null,null,null,null,null,null,null,null,null,141,null,null,null,null,null,null,null,null,null,null,null,null,null,null,null,null,null,null,null,141]
[null,142,null,null,null,null,null,null,null,null,null,null,null,null,null,null,null,null,null,null,null,142,null,null,null,null,null,null,null,null,null,null,null,null,null,null,null,null,null,null,null,142,null,null,null,null,null,null,null,null,null,null,null,null,null,null,null,null,null,null,null,142,null,null,null,null,null,null,null,null,null,null,null,null,null,null,null,null,null,null,null,142,null,null,null,null,null,null,null,null,null,null,null,null,null,null,null,null,null,null,null,142,null,null,null,null,null,null,null,null,null,null,null,null,null,null,null,null,null,null,null,142,null,null,null,null,null,null,null,null,null,null,null,null,null,null,null,null,null,null,null,142,null,null,null,null,null,null,null,null,null,null,null,null,null,null,null,null,null,null,null,142,null,null,null,null,null,null,null,null,null,null,null,null,null,null,null,null,null,null,null,142]
[null,143,null,null,null,null,null,null,null,null,null,null,null,null,null,null,null,null,null,null,null,143,null,null,null,null,null,null,null,null,null,null,null,null,null,null,null,null,null,null,null,143,null,null,null,null,null,null,null,null,null,null,null,null,null,null,null,null,null,null,null,143,null,null,null,null,null,null,null,null,null,null,null,null,null,null,null,null,null,null,null,143,null,null,null,null,null,null,null,null,null,null,null,null,null,null,null,null,null,null,null,143,null,null,null,null,null,null,null,null,null,null,null,null,null,null,null,null,null,null,null,143,null,null,null,null,null,null,null,null,null,null,null,null,null,null,null,null,null,null,null,143,null,null,null,null,null,null,null,null,null,null,null,null,null,null,null,null,null,null,null,143,null,null,null,null,null,null,null,null,null,null,null,null,null,null,null,null,null,null,null,143]
[null,144,null,null,null,null,null,null,null,null,null,null,null,null,null,null,null,null,null,null,null,144,null,null,null,null,null,null,null,null,null,null,null,null,null,null,null,null,null,null,null,144,null,null,null,null,null,null,null,null,null,null,null,null,null,null,null,null,null,null,null,144,null,null,null,null,null,null,null,null,null,null,null,null,null,null,null,null,null,null,null,144,null,null,null,null,null,null,null,null,null,null,null,null,null,null,null,null,null,null,null,144,null,null,null,null,null,null,null,null,null,null,null,null,null,null,null,null,null,null,null,144,null,null,null,null,null,null,null,null,null,null,null,null,null,null,null,null,null,null,null,144,null,null,null,null,null,null,null,null,null,null,null,null,null,null,null,null,null,null,null,144,null,null,null,null,null,null,null,null,null,null,null,null,null,null,null,null,null,null,null,144]
[null,145,null,null,null,null,null,null,null,null,null,null,null,null,null,null,null,null,null,null,null,145,null,null,null,null,null,null,null,null,null,null,null,null,null,null,null,null,null,null,null,145,null,null,null,null,null,null,null,null,null,null,null,null,null,null,null,null,null,null,null,145,null,null,null,null,null,null,null,null,null,null,null,null,null,null,null,null,null,null,null,145,null,null,null,null,null,null,null,null,null,null,null,null,null,null,null,null,null,null,null,145,null,null,null,null,null,null,null,null,null,null,null,null,null,null,null,null,null,null,null,145,null,null,null,null,null,null,null,null,null,null,null,null,null,null,null,null,null,null,null,145,null,null,null,null,null,null,null,null,null,null,null,null,null,null,null,null,null,null,null,145,null,null,null,null,null,null,null,null,null,null,null,null,null,null,null,null,null,null,null,145]
[null,146,null,null,null,null,null,null,null,null,null,null,null,null,null,null,null,null,null,null,null,146,null,null,null,null,null,null,null,null,null,null,null,null,null,null,null,null,null,null,null,146,null,null,null,null,null,null,null,null,null,null,null,null,null,null,null,null,null,null,null,146,null,null,null,null,null,null,null,null,null,null,null,null,null,null,null,null,null,null,null,146,null,null,null,null,null,null,null,null,null,null,null,null,null,null,null,null,null,null,null,146,null,null,null,null,null,null,null,null,null,null,null,null,null,null,null,null,null,null,null,146,null,null,null,null,null,null,null,null,null,null,null,null,null,null,null,null,null,null,null,146,null,null,null,null,null,null,null,null,null,null,null,null,null,null,null,null,null,null,null,146,null,null,null,null,null,null,null,null,null,null,null,null,null,null,null,null,null,null,null,146]
[null,147,null,null,null,null,null,null,null,null,null,null,null,null,null,null,null,null,null,null,null,147,null,null,null,null,null,null,null,null,null,null,null,null,null,null,null,null,null,null,null,147,null,null,null,null,null,null,null,null,null,null,null,null,null,null,null,null,null,null,null,147,null,null,null,null,null,null,null,null,null,null,null,null,null,null,null,null,null,null,null,147,null,null,null,null,null,null,null,null,null,null,null,null,null,null,null,null,null,null,null,147,null,null,null,null,null,null,null,null,null,null,null,null,null,null,null,null,null,null,null,147,null,null,null,null,null,null,null,null,null,null,null,null,null,null,null,null,null,null,null,147,null,null,null,null,null,null,null,null,null,null,null,null,null,null,null,null,null,null,null,147,null,null,null,null,null,null,null,null,null,null,null,null,null,null,null,null,null,null,null,147]
[null,148,null,null,null,null,null,null,null,null,null,null,null,null,null,null,null,null,null,null,null,148,null,null,null,null,null,null,null,null,null,null,null,null,null,null,null,null,null,null,null,148,null,null,null,null,null,null,null,null,null,null,null,null,null,null,null,null,null,null,null,148,null,null,null,null,null,null,null,null,null,null,null,null,null,null,null,null,null,null,null,148,null,null,null,null,null,null,null,null,null,null,null,null,null,null,null,null,null,null,null,148,null,null,null,null,null,null,null,null,null,null,null,null,null,null,null,null,null,null,null,148,null,null,null,null,null,null,null,null,null,null,null,null,null,null,null,null,null,null,null,148,null,null,null,null,null,null,null,null,null,null,null,null,null,null,null,null,null,null,null,148,null,null,null,null,null,null,null,null,null,null,null,null,null,null,null,null,null,null,null,148]
[null,149,null,null,null,null,null,null,null,null,null,null,null,null,null,null,null,null,null,null,null,149,null,null,null,null,null,null,null,null,null,null,null,null,null,null,null,null,null,null,null,149,null,null,null,null,null,null,null,null,null,null,null,null,null,null,null,null,null,null,null,149,null,null,null,null,null,null,null,null,null,null,null,null,null,null,null,null,null,null,null,149,null,null,null,null,null,null,null,null,null,null,null,null,null,null,null,null,null,null,null,149,null,null,null,null,null,null,null,null,null,null,null,null,null,null,null,null,null,null,null,149,null,null,null,null,null,null,null,null,null,null,null,null,null,null,null,null,null,null,null,149,null,null,null,null,null,null,null,null,null,null,null,null,null,null,null,null,null,null,null,149,null,null,null,null,null,null,null,null,null,null,null,null,null,null,null,null,null,null,null,149]
[null,150,null,null,null,null,null,null,null,null,null,null,null,null,null,null,null,null,null,null,null,150,null,null,null,null,null,null,null,null,null,null,null,null,null,null,null,null,null,null,null,150,null,null,null,null,null,null,null,null,null,null,null,null,null,null,null,null,null,null,null,150,null,null,null,null,null,null,null,null,null,null,null,null,null,null,null,null,null,null,null,150,null,null,null,null,null,null,null,null,null,null,null,null,null,null,null,null,null,null,null,150,null,null,null,null,null,null,null,null,null,null,null,null,null,null,null,null,null,null,null,150,null,null,null,null,null,null,null,null,null,null,null,null,null,null,null,null,null,null,null,150,null,null,null,null,null,null,null,null,null,null,null,null,null,null,null,null,null,null,null,150,null,null,null,null,null,null,null,null,null,null,null,null,null,null,null,null,null,null,null,150]
[null,151,null,null,null,null,null,null,null,null,null,null,null,null,null,null,null,null,null,null,null,151,null,null,null,null,null,null,null,null,null,null,null,null,null,null,null,null,null,null,null,151,null,null,null,null,null,null,null,null,null,null,null,null,null,null,null,null,null,null,null,151,null,null,null,null,null,null,null,null,null,null,null,null,null,null,null,null,null,null,null,151,null,null,null,null,null,null,null,null,null,null,null,null,null,null,null,null,null,null,null,151,null,null,null,null,null,null,null,null,null,null,null,null,null,null,null,null,null,null,null,151,null,null,null,null,null,null,null,null,null,null,null,null,null,null,null,null,null,null,null,151,null,null,null,null,null,null,null,null,null,null,null,null,null,null,null,null,null,null,null,151,null,null,null,null,null,null,null,null,null,null,null,null,null,null,null,null,null,null,null,151]
[null,152,null,null,null,null,null,null,null,null,null,null,null,null,null,null,null,null,null,null,null,152,null,null,null,null,null,null,null,null,null,null,null,null,null,null,null,null,null,null,null,152,null,null,null,null,null,null,null,null,null,null,null,null,null,null,null,null,null,null,null,152,null,null,null,null,null,null,null,null,null,null,null,null,null,null,null,null,null,null,null,152,null,null,null,null,null,null,null,null,null,null,null,null,null,null,null,null,null,null,null,152,null,null,null,null,null,null,null,null,null,null,null,null,null,null,null,null,null,null,null,152,null,null,null,null,null,null,null,null,null,null,null,null,null,null,null,null,null,null,null,152,null,null,null,null,null,null,null,null,null,null,null,null,null,null,null,null,null,null,null,152,null,null,null,null,null,null,null,null,null,null,null,null,null,null,null,null,null,null,null,152]
[null,153,null,null,null,null,null,null,null,null,null,null,null,null,null,null,null,null,null,null,null,153,null,null,null,null,null,null,null,null,null,null,null,null,null,null,null,null,null,null,null,153,null,null,null,null,null,null,null,null,null,null,null,null,null,null,null,null,null,null,null,153,null,null,null,null,null,null,null,null,null,null,null,null,null,null,null,null,null,null,null,153,null,null,null,null,null,null,null,null,null,null,null,null,null,null,null,null,null,null,null,153,null,null,null,null,null,null,null,null,null,null,null,null,null,null,null,null,null,null,null,153,null,null,null,null,null,null,null,null,null,null,null,null,null,null,null,null,null,null,null,153,null,null,null,null,null,null,null,null,null,null,null,null,null,null,null,null,null,null,null,153,null,null,null,null,null,null,null,null,null,null,null,null,null,null,null,null,null,null,null,153]
[null,154,null,null,null,null,null,null,null,null,null,null,null,null,null,null,null,null,null,null,null,154,null,null,null,null,null,null,null,null,null,null,null,null,null,null,null,null,null,null,null,154,null,null,null,null,null,null,null,null,null,null,null,null,null,null,null,null,null,null,null,154,null,null,null,null,null,null,null,null,null,null,null,null,null,null,null,null,null,null,null,154,null,null,null,null,null,null,null,null,null,null,null,null,null,null,null,null,null,null,null,154,null,null,null,null,null,null,null,null,null,null,null,null,null,null,null,null,null,null,null,154,null,null,null,null,null,null,null,null,null,null,null,null,null,null,null,null,null,null,null,154,null,null,null,null,null,null,null,null,null,null,null,null,null,null,null,null,null,null,null,154,null,null,null,null,null,null,null,null,null,null,null,null,null,null,null,null,null,null,null,154]
[null,155,null,null,null,null,null,null,null,null,null,null,null,null,null,null,null,null,null,null,null,155,null,null,null,null,null,null,null,null,null,null,null,null,null,null,null,null,null,null,null,155,null,null,null,null,null,null,null,null,null,null,null,null,null,null,null,null,null,null,null,155,null,null,null,null,null,null,null,null,null,null,null,null,null,null,null,null,null,null,null,155,null,null,null,null,null,null,null,null,null,null,null,null,null,null,null,null,null,null,null,155,null,null,null,null,null,null,null,null,null,null,null,null,null,null,null,null,null,null,null,155,null,null,null,null,null,null,null,null,null,null,null,null,null,null,null,null,null,null,null,155,null,null,null,null,null,null,null,null,null,null,null,null,null,null,null,null,null,null,null,155,null,null,null,null,null,null,null,null,null,null,null,null,null,null,null,null,null,null,null,155]
[null,156,null,null,null,null,null,null,null,null,null,null,null,null,null,null,null,null,null,null,null,156,null,null,null,null,null,null,null,null,null,null,null,null,null,null,null,null,null,null,null,156,null,null,null,null,null,null,null,null,null,null,null,null,null,null,null,null,null,null,null,156,null,null,null,null,null,null,null,null,null,null,null,null,null,null,null,null,null,null,null,156,null,null,null,null,null,null,null,null,null,null,null,null,null,null,null,null,null,null,null,156,null,null,null,null,null,null,null,null,null,null,null,null,null,null,null,null,null,null,null,156,null,null,null,null,null,null,null,null,null,null,null,null,null,null,null,null,null,null,null,156,null,null,null,null,null,null,null,null,null,null,null,null,null,null,null,null,null,null,null,156,null,null,null,null,null,null,null,null,null,null,null,null,null,null,null,null,null,null,null,156]
[null,157,null,null,null,null,null,null,null,null,null,null,null,null,null,null,null,null,null,null,null,157,null,null,null,null,null,null,null,null,null,null,null,null,null,null,null,null,null,null,null,157,null,null,null,null,null,null,null,null,null,null,null,null,null,null,null,null,null,null,null,157,null,null,null,null,null,null,null,null,null,null,null,null,null,null,null,null,null,null,null,157,null,null,null,null,null,null,null,null,null,null,null,null,null,null,null,null,null,null,null,157,null,null,null,null,null,null,null,null,null,null,null,null,null,null,null,null,null,null,null,157,null,null,null,null,null,null,null,null,null,null,null,null,null,null,null,null,null,null,null,157,null,null,null,null,null,null,null,null,null,null,null,null,null,null,null,null,null,null,null,157,null,null,null,null,null,null,null,null,null,null,null,null,null,null,null,null,null,null,null,157]
[null,158,null,null,null,null,null,null,null,null,null,null,null,null,null,null,null,null,null,null,null,158,null,null,null,null,null,null,null,null,null,null,null,null,null,null,null,null,null,null,null,158,null,null,null,null,null,null,null,null,null,null,null,null,null,null,null,null,null,null,null,158,null,null,null,null,null,null,null,null,null,null,null,null,null,null,null,null,null,null,null,158,null,null,null,null,null,null,null,null,null,null,null,null,null,null,null,null,null,null,null,158,null,null,null,null,null,null,null,null,null,null,null,null,null,null,null,null,null,null,null,158,null,null,null,null,null,null,null,null,null,null,null,null,null,null,null,null,null,null,null,158,null,null,null,null,null,null,null,null,null,null,null,null,null,null,null,null,null,null,null,158,null,null,null,null,null,null,null,null,null,null,null,null,null,null,null,null,null,null,null,158]
[null,159,null,null,null,null,null,null,null,null,null,null,null,null,null,null,null,null,null,null,null,159,null,null,null,null,null,null,null,null,null,null,null,null,null,null,null,null,null,null,null,159,null,null,null,null,null,null,null,null,null,null,null,null,null,null,null,null,null,null,null,159,null,null,null,null,null,null,null,null,null,null,null,null,null,null,null,null,null,null,null,159,null,null,null,null,null,null,null,null,null,null,null,null,null,null,null,null,null,null,null,159,null,null,null,null,null,null,null,null,null,null,null,null,null,null,null,null,null,null,null,159,null,null,null,null,null,null,null,null,null,null,null,null,null,null,null,null,null,null,null,159,null,null,null,null,null,null,null,null,null,null,null,null,null,null,null,null,null,null,null,159,null,null,null,null,null,null,null,null,null,null,null,null,null,null,null,null,null,null,null,159]
[null,160,null,null,null,null,null,null,null,null,null,null,null,null,null,null,null,null,null,null,null,160,null,null,null,null,null,null,null,null,null,null,null,null,null,null,null,null,null,null,null,160,null,null,null,null,null,null,null,null,null,null,null,null,null,null,null,null,null,null,null,160,null,null,null,null,null,null,null,null,null,null,null,null,null,null,null,null,null,null,null,160,null,null,null,null,null,null,null,null,null,null,null,null,null,null,null,null,null,null,null,160,null,null,null,null,null,null,null,null,null,null,null,null,null,null,null,null,null,null,null,160,null,null,null,null,null,null,null,null,null,null,null,null,null,null,null,null,null,null,null,160,null,null,null,null,null,null,null,null,null,null,null,null,null,null,null,null,null,null,null,160,null,null,null,null,null,null,null,null,null,null,null,null,null,null,null,null,null,null,null,160]
[null,161,null,null,null,null,null,null,null,null,null,null,null,null,null,null,null,null,null,null,null,161,null,null,null,null,null,null,null,null,null,null,null,null,null,null,null,null,null,null,null,161,null,null,null,null,null,null,null,null,null,null,null,null,null,null,null,null,null,null,null,161,null,null,null,null,null,null,null,null,null,null,null,null,null,null,null,null,null,null,null,161,null,null,null,null,null,null,null,null,null,null,null,null,null,null,null,null,null,null,null,161,null,null,null,null,null,null,null,null,null,null,null,null,null,null,null,null,null,null,null,161,null,null,null,null,null,null,null,null,null,null,null,null,null,null,null,null,null,null,null,161,null,null,null,null,null,null,null,null,null,null,null,null,null,null,null,null,null,null,null,161,null,null,null,null,null,null,null,null,null,null,null,null,null,null,null,null,null,null,null,161]
[null,162,null,null,null,null,null,null,null,null,null,null,null,null,null,null,null,null,null,null,null,162,null,null,null,null,null,null,null,null,null,null,null,null,null,null,null,null,null,null,null,162,null,null,null,null,null,null,null,null,null,null,null,null,null,null,null,null,null,null,null,162,null,null,null,null,null,null,null,null,null,null,null,null,null,null,null,null,null,null,null,162,null,null,null,null,null,null,null,null,null,null,null,null,null,null,null,null,null,null,null,162,null,null,null,null,null,null,null,null,null,null,null,null,null,null,null,null,null,null,null,162,null,null,null,null,null,null,null,null,null,null,null,null,null,null,null,null,null,null,null,162,null,null,null,null,null,null,null,null,null,null,null,null,null,null,null,null,null,null,null,162,null,null,null,null,null,null,null,null,null,null,null,null,null,null,null,null,null,null,null,162]
[null,163,null,null,null,null,null,null,null,null,null,null,null,null,null,null,null,null,null,null,null,163,null,null,null,null,null,null,null,null,null,null,null,null,null,null,null,null,null,null,null,163,null,null,null,null,null,null,null,null,null,null,null,null,null,null,null,null,null,null,null,163,null,null,null,null,null,null,null,null,null,null,null,null,null,null,null,null,null,null,null,163,null,null,null,null,null,null,null,null,null,null,null,null,null,null,null,null,null,null,null,163,null,null,null,null,null,null,null,null,null,null,null,null,null,null,null,null,null,null,null,163,null,null,null,null,null,null,null,null,null,null,null,null,null,null,null,null,null,null,null,163,null,null,null,null,null,null,null,null,null,null,null,null,null,null,null,null,null,null,null,163,null,null,null,null,null,null,null,null,null,null,null,null,null,null,null,null,null,null,null,163]
[null,164,null,null,null,null,null,null,null,null,null,null,null,null,null,null,null,null,null,null,null,164,null,null,null,null,null,null,null,null,null,null,null,null,null,null,null,null,null,null,null,164,null,null,null,null,null,null,null,null,null,null,null,null,null,null,null,null,null,null,null,164,null,null,null,null,null,null,null,null,null,null,null,null,null,null,null,null,null,null,null,164,null,null,null,null,null,null,null,null,null,null,null,null,null,null,null,null,null,null,null,164,null,null,null,null,null,null,null,null,null,null,null,null,null,null,null,null,null,null,null,164,null,null,null,null,null,null,null,null,null,null,null,null,null,null,null,null,null,null,null,164,null,null,null,null,null,null,null,null,null,null,null,null,null,null,null,null,null,null,null,164,null,null,null,null,null,null,null,null,null,null,null,null,null,null,null,null,null,null,null,164]
[null,165,null,null,null,null,null,null,null,null,null,null,null,null,null,null,null,null,null,null,null,165,null,null,null,null,null,null,null,null,null,null,null,null,null,null,null,null,null,null,null,165,null,null,null,null,null,null,null,null,null,null,null,null,null,null,null,null,null,null,null,165,null,null,null,null,null,null,null,null,null,null,null,null,null,null,null,null,null,null,null,165,null,null,null,null,null,null,null,null,null,null,null,null,null,null,null,null,null,null,null,165,null,null,null,null,null,null,null,null,null,null,null,null,null,null,null,null,null,null,null,165,null,null,null,null,null,null,null,null,null,null,null,null,null,null,null,null,null,null,null,165,null,null,null,null,null,null,null,null,null,null,null,null,null,null,null,null,null,null,null,165,null,null,null,null,null,null,null,null,null,null,null,null,null,null,null,null,null,null,null,165]
[null,166,null,null,null,null,null,null,null,null,null,null,null,null,null,null,null,null,null,null,null,166,null,null,null,null,null,null,null,null,null,null,null,null,null,null,null,null,null,null,null,166,null,null,null,null,null,null,null,null,null,null,null,null,null,null,null,null,null,null,null,166,null,null,null,null,null,null,null,null,null,null,null,null,null,null,null,null,null,null,null,166,null,null,null,null,null,null,null,null,null,null,null,null,null,null,null,null,null,null,null,166,null,null,null,null,null,null,null,null,null,null,null,null,null,null,null,null,null,null,null,166,null,null,null,null,null,null,null,null,null,null,null,null,null,null,null,null,null,null,null,166,null,null,null,null,null,null,null,null,null,null,null,null,null,null,null,null,null,null,null,166,null,null,null,null,null,null,null,null,null,null,null,null,null,null,null,null,null,null,null,166]
[null,167,null,null,null,null,null,null,null,null,null,null,null,null,null,null,null,null,null,null,null,167,null,null,null,null,null,null,null,null,null,null,null,null,null,null,null,null,null,null,null,167,null,null,null,null,null,null,null,null,null,null,null,null,null,null,null,null,null,null,null,167,null,null,null,null,null,null,null,null,null,null,null,null,null,null,null,null,null,null,null,167,null,null,null,null,null,null,null,null,null,null,null,null,null,null,null,null,null,null,null,167,null,null,null,null,null,null,null,null,null,null,null,null,null,null,null,null,null,null,null,167,null,null,null,null,null,null,null,null,null,null,null,null,null,null,null,null,null,null,null,167,null,null,null,null,null,null,null,null,null,null,null,null,null,null,null,null,null,null,null,167,null,null,null,null,null,null,null,null,null,null,null,null,null,null,null,null,null,null,null,167]
[null,168,null,null,null,null,null,null,null,null,null,null,null,null,null,null,null,null,null,null,null,168,null,null,null,null,null,null,null,null,null,null,null,null,null,null,null,null,null,null,null,168,null,null,null,null,null,null,null,null,null,null,null,null,null,null,null,null,null,null,null,168,null,null,null,null,null,null,null,null,null,null,null,null,null,null,null,null,null,null,null,168,null,null,null,null,null,null,null,null,null,null,null,null,null,null,null,null,null,null,null,168,null,null,null,null,null,null,null,null,null,null,null,null,null,null,null,null,null,null,null,168,null,null,null,null,null,null,null,null,null,null,null,null,null,null,null,null,null,null,null,168,null,null,null,null,null,null,null,null,null,null,null,null,null,null,null,null,null,null,null,168,null,null,null,null,null,null,null,null,null,null,null,null,null,null,null,null,null,null,null,168]
[null,169,null,null,null,null,null,null,null,null,null,null,null,null,null,null,null,null,null,null,null,169,null,null,null,null,null,null,null,null,null,null,null,null,null,null,null,null,null,null,null,169,null,null,null,null,null,null,null,null,null,null,null,null,null,null,null,null,null,null,null,169,null,null,null,null,null,null,null,null,null,null,null,null,null,null,null,null,null,null,null,169,null,null,null,null,null,null,null,null,null,null,null,null,null,null,null,null,null,null,null,169,null,null,null,null,null,null,null,null,null,null,null,null,null,null,null,null,null,null,null,169,null,null,null,null,null,null,null,null,null,null,null,null,null,null,null,null,null,null,null,169,null,null,null,null,null,null,null,null,null,null,null,null,null,null,null,null,null,null,null,169,null,null,null,null,null,null,null,null,null,null,null,null,null,null,null,null,null,null,null,169]
[null,170,null,null,null,null,null,null,null,null,null,null,null,null,null,null,null,null,null,null,null,170,null,null,null,null,null,null,null,null,null,null,null,null,null,null,null,null,null,null,null,170,null,null,null,null,null,null,null,null,null,null,null,null,null,null,null,null,null,null,null,170,null,null,null,null,null,null,null,null,null,null,null,null,null,null,null,null,null,null,null,170,null,null,null,null,null,null,null,null,null,null,null,null,null,null,null,null,null,null,null,170,null,null,null,null,null,null,null,null,null,null,null,null,null,null,null,null,null,null,null,170,null,null,null,null,null,null,null,null,null,null,null,null,null,null,null,null,null,null,null,170,null,null,null,null,null,null,null,null,null,null,null,null,null,null,null,null,null,null,null,170,null,null,null,null,null,null,null,null,null,null,null,null,null,null,null,null,null,null,null,170]
[null,171,null,null,null,null,null,null,null,null,null,null,null,null,null,null,null,null,null,null,null,171,null,null,null,null,null,null,null,null,null,null,null,null,null,null,null,null,null,null,null,171,null,null,null,null,null,null,null,null,null,null,null,null,null,null,null,null,null,null,null,171,null,null,null,null,null,null,null,null,null,null,null,null,null,null,null,null,null,null,null,171,null,null,null,null,null,null,null,null,null,null,null,null,null,null,null,null,null,null,null,171,null,null,null,null,null,null,null,null,null,null,null,null,null,null,null,null,null,null,null,171,null,null,null,null,null,null,null,null,null,null,null,null,null,null,null,null,null,null,null,171,null,null,null,null,null,null,null,null,null,null,null,null,null,null,null,null,null,null,null,171,null,null,null,null,null,null,null,null,null,null,null,null,null,null,null,null,null,null,null,171]
[null,172,null,null,null,null,null,null,null,null,null,null,null,null,null,null,null,null,null,null,null,172,null,null,null,null,null,null,null,null,null,null,null,null,null,null,null,null,null,null,null,172,null,null,null,null,null,null,null,null,null,null,null,null,null,null,null,null,null,null,null,172,null,null,null,null,null,null,null,null,null,null,null,null,null,null,null,null,null,null,null,172,null,null,null,null,null,null,null,null,null,null,null,null,null,null,null,null,null,null,null,172,null,null,null,null,null,null,null,null,null,null,null,null,null,null,null,null,null,null,null,172,null,null,null,null,null,null,null,null,null,null,null,null,null,null,null,null,null,null,null,172,null,null,null,null,null,null,null,null,null,null,null,null,null,null,null,null,null,null,null,172,null,null,null,null,null,null,null,null,null,null,null,null,null,null,null,null,null,null,null,172]
[null,173,null,null,null,null,null,null,null,null,null,null,null,null,null,null,null,null,null,null,null,173,null,null,null,null,null,null,null,null,null,null,null,null,null,null,null,null,null,null,null,173,null,null,null,null,null,null,null,null,null,null,null,null,null,null,null,null,null,null,null,173,null,null,null,null,null,null,null,null,null,null,null,null,null,null,null,null,null,null,null,173,null,null,null,null,null,null,null,null,null,null,null,null,null,null,null,null,null,null,null,173,null,null,null,null,null,null,null,null,null,null,null,null,null,null,null,null,null,null,null,173,null,null,null,null,null,null,null,null,null,null,null,null,null,null,null,null,null,null,null,173,null,null,null,null,null,null,null,null,null,null,null,null,null,null,null,null,null,null,null,173,null,null,null,null,null,null,null,null,null,null,null,null,null,null,null,null,null,null,null,173]
[null,174,null,null,null,null,null,null,null,null,null,null,null,null,null,null,null,null,null,null,null,174,null,null,null,null,null,null,null,null,null,null,null,null,null,null,null,null,null,null,null,174,null,null,null,null,null,null,null,null,null,null,null,null,null,null,null,null,null,null,null,174,null,null,null,null,null,null,null,null,null,null,null,null,null,null,null,null,null,null,null,174,null,null,null,null,null,null,null,null,null,null,null,null,null,null,null,null,null,null,null,174,null,null,null,null,null,null,null,null,null,null,null,null,null,null,null,null,null,null,null,174,null,null,null,null,null,null,null,null,null,null,null,null,null,null,null,null,null,null,null,174,null,null,null,null,null,null,null,null,null,null,null,null,null,null,null,null,null,null,null,174,null,null,null,null,null,null,null,null,null,null,null,null,null,null,null,null,null,null,null,174]
[null,175,null,null,null,null,null,null,null,null,null,null,null,null,null,null,null,null,null,null,null,175,null,null,null,null,null,null,null,null,null,null,null,null,null,null,null,null,null,null,null,175,null,null,null,null,null,null,null,null,null,null,null,null,null,null,null,null,null,null,null,175,null,null,null,null,null,null,null,null,null,null,null,null,null,null,null,null,null,null,null,175,null,null,null,null,null,null,null,null,null,null,null,null,null,null,null,null,null,null,null,175,null,null,null,null,null,null,null,null,null,null,null,null,null,null,null,null,null,null,null,175,null,null,null,null,null,null,null,null,null,null,null,null,null,null,null,null,null,null,null,175,null,null,null,null,null,null,null,null,null,null,null,null,null,null,null,null,null,null,null,175,null,null,null,null,null,null,null,null,null,null,null,null,null,null,null,null,null,null,null,175]
[null,176,null,null,null,null,null,null,null,null,null,null,null,null,null,null,null,null,null,null,null,176,null,null,null,null,null,null,null,null,null,null,null,null,null,null,null,null,null,null,null,176,null,null,null,null,null,null,null,null,null,null,null,null,null,null,null,null,null,null,null,176,null,null,null,null,null,null,null,null,null,null,null,null,null,null,null,null,null,null,null,176,null,null,null,null,null,null,null,null,null,null,null,null,null,null,null,null,null,null,null,176,null,null,null,null,null,null,null,null,null,null,null,null,null,null,null,null,null,null,null,176,null,null,null,null,null,null,null,null,null,null,null,null,null,null,null,null,null,null,null,176,null,null,null,null,null,null,null,null,null,null,null,null,null,null,null,null,null,null,null,176,null,null,null,null,null,null,null,null,null,null,null,null,null,null,null,null,null,null,null,176]
[null,177,null,null,null,null,null,null,null,null,null,null,null,null,null,null,null,null,null,null,null,177,null,null,null,null,null,null,null,null,null,null,null,null,null,null,null,null,null,null,null,177,null,null,null,null,null,null,null,null,null,null,null,null,null,null,null,null,null,null,null,177,null,null,null,null,null,null,null,null,null,null,null,null,null,null,null,null,null,null,null,177,null,null,null,null,null,null,null,null,null,null,null,null,null,null,null,null,null,null,null,177,null,null,null,null,null,null,null,null,null,null,null,null,null,null,null,null,null,null,null,177,null,null,null,null,null,null,null,null,null,null,null,null,null,null,null,null,null,null,null,177,null,null,null,null,null,null,null,null,null,null,null,null,null,null,null,null,null,null,null,177,null,null,null,null,null,null,null,null,null,null,null,null,null,null,null,null,null,null,null,177]
[null,178,null,null,null,null,null,null,null,null,null,null,null,null,null,null,null,null,null,null,null,178,null,null,null,null,null,null,null,null,null,null,null,null,null,null,null,null,null,null,null,178,null,null,null,null,null,null,null,null,null,null,null,null,null,null,null,null,null,null,null,178,null,null,null,null,null,null,null,null,null,null,null,null,null,null,null,null,null,null,null,178,null,null,null,null,null,null,null,null,null,null,null,null,null,null,null,null,null,null,null,178,null,null,null,null,null,null,null,null,null,null,null,null,null,null,null,null,null,null,null,178,null,null,null,null,null,null,null,null,null,null,null,null,null,null,null,null,null,null,null,178,null,null,null,null,null,null,null,null,null,null,null,null,null,null,null,null,null,null,null,178,null,null,null,null,null,null,null,null,null,null,null,null,null,null,null,null,null,null,null,178]
[null,179,null,null,null,null,null,null,null,null,null,null,null,null,null,null,null,null,null,null,null,179,null,null,null,null,null,null,null,null,null,null,null,null,null,null,null,null,null,null,null,179,null,null,null,null,null,null,null,null,null,null,null,null,null,null,null,null,null,null,null,179,null,null,null,null,null,null,null,null,null,null,null,null,null,null,null,null,null,null,null,179,null,null,null,null,null,null,null,null,null,null,null,null,null,null,null,null,null,null,null,179,null,null,null,null,null,null,null,null,null,null,null,null,null,null,null,null,null,null,null,179,null,null,null,null,null,null,null,null,null,null,null,null,null,null,null,null,null,null,null,179,null,null,null,null,null,null,null,null,null,null,null,null,null,null,null,null,null,null,null,179,null,null,null,null,null,null,null,null,null,null,null,null,null,null,null,null,null,null,null,179]
[null,180,null,null,null,null,null,null,null,null,null,null,null,null,null,null,null,null,null,null,null,180,null,null,null,null,null,null,null,null,null,null,null,null,null,null,null,null,null,null,null,180,null,null,null,null,null,null,null,null,null,null,null,null,null,null,null,null,null,null,null,180,null,null,null,null,null,null,null,null,null,null,null,null,null,null,null,null,null,null,null,180,null,null,null,null,null,null,null,null,null,null,null,null,null,null,null,null,null,null,null,180,null,null,null,null,null,null,null,null,null,null,null,null,null,null,null,null,null,null,null,180,null,null,null,null,null,null,null,null,null,null,null,null,null,null,null,null,null,null,null,180,null,null,null,null,null,null,null,null,null,null,null,null,null,null,null,null,null,null,null,180,null,null,null,null,null,null,null,null,null,null,null,null,null,null,null,null,null,null,null,180]
[null,181,null,null,null,null,null,null,null,null,null,null,null,null,null,null,null,null,null,null,null,181,null,null,null,null,null,null,null,null,null,null,null,null,null,null,null,null,null,null,null,181,null,null,null,null,null,null,null,null,null,null,null,null,null,null,null,null,null,null,null,181,null,null,null,null,null,null,null,null,null,null,null,null,null,null,null,null,null,null,null,181,null,null,null,null,null,null,null,null,null,null,null,null,null,null,null,null,null,null,null,181,null,null,null,null,null,null,null,null,null,null,null,null,null,null,null,null,null,null,null,181,null,null,null,null,null,null,null,null,null,null,null,null,null,null,null,null,null,null,null,181,null,null,null,null,null,null,null,null,null,null,null,null,null,null,null,null,null,null,null,181,null,null,null,null,null,null,null,null,null,null,null,null,null,null,null,null,null,null,null,181]
[null,182,null,null,null,null,null,null,null,null,null,null,null,null,null,null,null,null,null,null,null,182,null,null,null,null,null,null,null,null,null,null,null,null,null,null,null,null,null,null,null,182,null,null,null,null,null,null,null,null,null,null,null,null,null,null,null,null,null,null,null,182,null,null,null,null,null,null,null,null,null,null,null,null,null,null,null,null,null,null,null,182,null,null,null,null,null,null,null,null,null,null,null,null,null,null,null,null,null,null,null,182,null,null,null,null,null,null,null,null,null,null,null,null,null,null,null,null,null,null,null,182,null,null,null,null,null,null,null,null,null,null,null,null,null,null,null,null,null,null,null,182,null,null,null,null,null,null,null,null,null,null,null,null,null,null,null,null,null,null,null,182,null,null,null,null,null,null,null,null,null,null,null,null,null,null,null,null,null,null,null,182]
[null,183,null,null,null,null,null,null,null,null,null,null,null,null,null,null,null,null,null,null,null,183,null,null,null,null,null,null,null,null,null,null,null,null,null,null,null,null,null,null,null,183,null,null,null,null,null,null,null,null,null,null,null,null,null,null,null,null,null,null,null,183,null,null,null,null,null,null,null,null,null,null,null,null,null,null,null,null,null,null,null,183,null,null,null,null,null,null,null,null,null,null,null,null,null,null,null,null,null,null,null,183,null,null,null,null,null,null,null,null,null,null,null,null,null,null,null,null,null,null,null,183,null,null,null,null,null,null,null,null,null,null,null,null,null,null,null,null,null,null,null,183,null,null,null,null,null,null,null,null,null,null,null,null,null,null,null,null,null,null,null,183,null,null,null,null,null,null,null,null,null,null,null,null,null,null,null,null,null,null,null,183]
[null,184,null,null,null,null,null,null,null,null,null,null,null,null,null,null,null,null,null,null,null,184,null,null,null,null,null,null,null,null,null,null,null,null,null,null,null,null,null,null,null,184,null,null,null,null,null,null,null,null,null,null,null,null,null,null,null,null,null,null,null,184,null,null,null,null,null,null,null,null,null,null,null,null,null,null,null,null,null,null,null,184,null,null,null,null,null,null,null,null,null,null,null,null,null,null,null,null,null,null,null,184,null,null,null,null,null,null,null,null,null,null,null,null,null,null,null,null,null,null,null,184,null,null,null,null,null,null,null,null,null,null,null,null,null,null,null,null,null,null,null,184,null,null,null,null,null,null,null,null,null,null,null,null,null,null,null,null,null,null,null,184,null,null,null,null,null,null,null,null,null,null,null,null,null,null,null,null,null,null,null,184]
[null,185,null,null,null,null,null,null,null,null,null,null,null,null,null,null,null,null,null,null,null,185,null,null,null,null,null,null,null,null,null,null,null,null,null,null,null,null,null,null,null,185,null,null,null,null,null,null,null,null,null,null,null,null,null,null,null,null,null,null,null,185,null,null,null,null,null,null,null,null,null,null,null,null,null,null,null,null,null,null,null,185,null,null,null,null,null,null,null,null,null,null,null,null,null,null,null,null,null,null,null,185,null,null,null,null,null,null,null,null,null,null,null,null,null,null,null,null,null,null,null,185,null,null,null,null,null,null,null,null,null,null,null,null,null,null,null,null,null,null,null,185,null,null,null,null,null,null,null,null,null,null,null,null,null,null,null,null,null,null,null,185,null,null,null,null,null,null,null,null,null,null,null,null,null,null,null,null,null,null,null,185]
[null,186,null,null,null,null,null,null,null,null,null,null,null,null,null,null,null,null,null,null,null,186,null,null,null,null,null,null,null,null,null,null,null,null,null,null,null,null,null,null,null,186,null,null,null,null,null,null,null,null,null,null,null,null,null,null,null,null,null,null,null,186,null,null,null,null,null,null,null,null,null,null,null,null,null,null,null,null,null,null,null,186,null,null,null,null,null,null,null,null,null,null,null,null,null,null,null,null,null,null,null,186,null,null,null,null,null,null,null,null,null,null,null,null,null,null,null,null,null,null,null,186,null,null,null,null,null,null,null,null,null,null,null,null,null,null,null,null,null,null,null,186,null,null,null,null,null,null,null,null,null,null,null,null,null,null,null,null,null,null,null,186,null,null,null,null,null,null,null,null,null,null,null,null,null,null,null,null,null,null,null,186]
[null,187,null,null,null,null,null,null,null,null,null,null,null,null,null,null,null,null,null,null,null,187,null,null,null,null,null,null,null,null,null,null,null,null,null,null,null,null,null,null,null,187,null,null,null,null,null,null,null,null,null,null,null,null,null,null,null,null,null,null,null,187,null,null,null,null,null,null,null,null,null,null,null,null,null,null,null,null,null,null,null,187,null,null,null,null,null,null,null,null,null,null,null,null,null,null,null,null,null,null,null,187,null,null,null,null,null,null,null,null,null,null,null,null,null,null,null,null,null,null,null,187,null,null,null,null,null,null,null,null,null,null,null,null,null,null,null,null,null,null,null,187,null,null,null,null,null,null,null,null,null,null,null,null,null,null,null,null,null,null,null,187,null,null,null,null,null,null,null,null,null,null,null,null,null,null,null,null,null,null,null,187]
[null,188,null,null,null,null,null,null,null,null,null,null,null,null,null,null,null,null,null,null,null,188,null,null,null,null,null,null,null,null,null,null,null,null,null,null,null,null,null,null,null,188,null,null,null,null,null,null,null,null,null,null,null,null,null,null,null,null,null,null,null,188,null,null,null,null,null,null,null,null,null,null,null,null,null,null,null,null,null,null,null,188,null,null,null,null,null,null,null,null,null,null,null,null,null,null,null,null,null,null,null,188,null,null,null,null,null,null,null,null,null,null,null,null,null,null,null,null,null,null,null,188,null,null,null,null,null,null,null,null,null,null,null,null,null,null,null,null,null,null,null,188,null,null,null,null,null,null,null,null,null,null,null,null,null,null,null,null,null,null,null,188,null,null,null,null,null,null,null,null,null,null,null,null,null,null,null,null,null,null,null,188]
[null,189,null,null,null,null,null,null,null,null,null,null,null,null,null,null,null,null,null,null,null,189,null,null,null,null,null,null,null,null,null,null,null,null,null,null,null,null,null,null,null,189,null,null,null,null,null,null,null,null,null,null,null,null,null,null,null,null,null,null,null,189,null,null,null,null,null,null,null,null,null,null,null,null,null,null,null,null,null,null,null,189,null,null,null,null,null,null,null,null,null,null,null,null,null,null,null,null,null,null,null,189,null,null,null,null,null,null,null,null,null,null,null,null,null,null,null,null,null,null,null,189,null,null,null,null,null,null,null,null,null,null,null,null,null,null,null,null,null,null,null,189,null,null,null,null,null,null,null,null,null,null,null,null,null,null,null,null,null,null,null,189,null,null,null,null,null,null,null,null,null,null,null,null,null,null,null,null,null,null,null,189]
[null,190,null,null,null,null,null,null,null,null,null,null,null,null,null,null,null,null,null,null,null,190,null,null,null,null,null,null,null,null,null,null,null,null,null,null,null,null,null,null,null,190,null,null,null,null,null,null,null,null,null,null,null,null,null,null,null,null,null,null,null,190,null,null,null,null,null,null,null,null,null,null,null,null,null,null,null,null,null,null,null,190,null,null,null,null,null,null,null,null,null,null,null,null,null,null,null,null,null,null,null,190,null,null,null,null,null,null,null,null,null,null,null,null,null,null,null,null,null,null,null,190,null,null,null,null,null,null,null,null,null,null,null,null,null,null,null,null,null,null,null,190,null,null,null,null,null,null,null,null,null,null,null,null,null,null,null,null,null,null,null,190,null,null,null,null,null,null,null,null,null,null,null,null,null,null,null,null,null,null,null,190]
[null,191,null,null,null,null,null,null,null,null,null,null,null,null,null,null,null,null,null,null,null,191,null,null,null,null,null,null,null,null,null,null,null,null,null,null,null,null,null,null,null,191,null,null,null,null,null,null,null,null,null,null,null,null,null,null,null,null,null,null,null,191,null,null,null,null,null,null,null,null,null,null,null,null,null,null,null,null,null,null,null,191,null,null,null,null,null,null,null,null,null,null,null,null,null,null,null,null,null,null,null,191,null,null,null,null,null,null,null,null,null,null,null,null,null,null,null,null,null,null,null,191,null,null,null,null,null,null,null,null,null,null,null,null,null,null,null,null,null,null,null,191,null,null,null,null,null,null,null,null,null,null,null,null,null,null,null,null,null,null,null,191,null,null,null,null,null,null,null,null,null,null,null,null,null,null,null,null,null,null,null,191]
[null,192,null,null,null,null,null,null,null,null,null,null,null,null,null,null,null,null,null,null,null,192,null,null,null,null,null,null,null,null,null,null,null,null,null,null,null,null,null,null,null,192,null,null,null,null,null,null,null,null,null,null,null,null,null,null,null,null,null,null,null,192,null,null,null,null,null,null,null,null,null,null,null,null,null,null,null,null,null,null,null,192,null,null,null,null,null,null,null,null,null,null,null,null,null,null,null,null,null,null,null,192,null,null,null,null,null,null,null,null,null,null,null,null,null,null,null,null,null,null,null,192,null,null,null,null,null,null,null,null,null,null,null,null,null,null,null,null,null,null,null,192,null,null,null,null,null,null,null,null,null,null,null,null,null,null,null,null,null,null,null,192,null,null,null,null,null,null,null,null,null,null,null,null,null,null,null,null,null,null,null,192]
[null,193,null,null,null,null,null,null,null,null,null,null,null,null,null,null,null,null,null,null,null,193,null,null,null,null,null,null,null,null,null,null,null,null,null,null,null,null,null,null,null,193,null,null,null,null,null,null,null,null,null,null,null,null,null,null,null,null,null,null,null,193,null,null,null,null,null,null,null,null,null,null,null,null,null,null,null,null,null,null,null,193,null,null,null,null,null,null,null,null,null,null,null,null,null,null,null,null,null,null,null,193,null,null,null,null,null,null,null,null,null,null,null,null,null,null,null,null,null,null,null,193,null,null,null,null,null,null,null,null,null,null,null,null,null,null,null,null,null,null,null,193,null,null,null,null,null,null,null,null,null,null,null,null,null,null,null,null,null,null,null,193,null,null,null,null,null,null,null,null,null,null,null,null,null,null,null,null,null,null,null,193]
[null,194,null,null,null,null,null,null,null,null,null,null,null,null,null,null,null,null,null,null,null,194,null,null,null,null,null,null,null,null,null,null,null,null,null,null,null,null,null,null,null,194,null,null,null,null,null,null,null,null,null,null,null,null,null,null,null,null,null,null,null,194,null,null,null,null,null,null,null,null,null,null,null,null,null,null,null,null,null,null,null,194,null,null,null,null,null,null,null,null,null,null,null,null,null,null,null,null,null,null,null,194,null,null,null,null,null,null,null,null,null,null,null,null,null,null,null,null,null,null,null,194,null,null,null,null,null,null,null,null,null,null,null,null,null,null,null,null,null,null,null,194,null,null,null,null,null,null,null,null,null,null,null,null,null,null,null,null,null,null,null,194,null,null,null,null,null,null,null,null,null,null,null,null,null,null,null,null,null,null,null,194]
[null,195,null,null,null,null,null,null,null,null,null,null,null,null,null,null,null,null,null,null,null,195,null,null,null,null,null,null,null,null,null,null,null,null,null,null,null,null,null,null,null,195,null,null,null,null,null,null,null,null,null,null,null,null,null,null,null,null,null,null,null,195,null,null,null,null,null,null,null,null,null,null,null,null,null,null,null,null,null,null,null,195,null,null,null,null,null,null,null,null,null,null,null,null,null,null,null,null,null,null,null,195,null,null,null,null,null,null,null,null,null,null,null,null,null,null,null,null,null,null,null,195,null,null,null,null,null,null,null,null,null,null,null,null,null,null,null,null,null,null,null,195,null,null,null,null,null,null,null,null,null,null,null,null,null,null,null,null,null,null,null,195,null,null,null,null,null,null,null,null,null,null,null,null,null,null,null,null,null,null,null,195]
[null,196,null,null,null,null,null,null,null,null,null,null,null,null,null,null,null,null,null,null,null,196,null,null,null,null,null,null,null,null,null,null,null,null,null,null,null,null,null,null,null,196,null,null,null,null,null,null,null,null,null,null,null,null,null,null,null,null,null,null,null,196,null,null,null,null,null,null,null,null,null,null,null,null,null,null,null,null,null,null,null,196,null,null,null,null,null,null,null,null,null,null,null,null,null,null,null,null,null,null,null,196,null,null,null,null,null,null,null,null,null,null,null,null,null,null,null,null,null,null,null,196,null,null,null,null,null,null,null,null,null,null,null,null,null,null,null,null,null,null,null,196,null,null,null,null,null,null,null,null,null,null,null,null,null,null,null,null,null,null,null,196,null,null,null,null,null,null,null,null,null,null,null,null,null,null,null,null,null,null,null,196]
[null,197,null,null,null,null,null,null,null,null,null,null,null,null,null,null,null,null,null,null,null,197,null,null,null,null,null,null,null,null,null,null,null,null,null,null,null,null,null,null,null,197,null,null,null,null,null,null,null,null,null,null,null,null,null,null,null,null,null,null,null,197,null,null,null,null,null,null,null,null,null,null,null,null,null,null,null,null,null,null,null,197,null,null,null,null,null,null,null,null,null,null,null,null,null,null,null,null,null,null,null,197,null,null,null,null,null,null,null,null,null,null,null,null,null,null,null,null,null,null,null,197,null,null,null,null,null,null,null,null,null,null,null,null,null,null,null,null,null,null,null,197,null,null,null,null,null,null,null,null,null,null,null,null,null,null,null,null,null,null,null,197,null,null,null,null,null,null,null,null,null,null,null,null,null,null,null,null,null,null,null,197]
[null,198,null,null,null,null,null,null,null,null,null,null,null,null,null,null,null,null,null,null,null,198,null,null,null,null,null,null,null,null,null,null,null,null,null,null,null,null,null,null,null,198,null,null,null,null,null,null,null,null,null,null,null,null,null,null,null,null,null,null,null,198,null,null,null,null,null,null,null,null,null,null,null,null,null,null,null,null,null,null,null,198,null,null,null,null,null,null,null,null,null,null,null,null,null,null,null,null,null,null,null,198,null,null,null,null,null,null,null,null,null,null,null,null,null,null,null,null,null,null,null,198,null,null,null,null,null,null,null,null,null,null,null,null,null,null,null,null,null,null,null,198,null,null,null,null,null,null,null,null,null,null,null,null,null,null,null,null,null,null,null,198,null,null,null,null,null,null,null,null,null,null,null,null,null,null,null,null,null,null,null,198]
[null,199,null,null,null,null,null,null,null,null,null,null,null,null,null,null,null,null,null,null,null,199,null,null,null,null,null,null,null,null,null,null,null,null,null,null,null,null,null,null,null,199,null,null,null,null,null,null,null,null,null,null,null,null,null,null,null,null,null,null,null,199,null,null,null,null,null,null,null,null,null,null,null,null,null,null,null,null,null,null,null,199,null,null,null,null,null,null,null,null,null,null,null,null,null,null,null,null,null,null,null,199,null,null,null,null,null,null,null,null,null,null,null,null,null,null,null,null,null,null,null,199,null,null,null,null,null,null,null,null,null,null,null,null,null,null,null,null,null,null,null,199,null,null,null,null,null,null,null,null,null,null,null,null,null,null,null,null,null,null,null,199,null,null,null,null,null,null,null,null,null,null,null,null,null,null,null,null,null,null,null,199]
[null,200,null,null,null,null,null,null,null,null,null,null,null,null,null,null,null,null,null,null,null,200,null,null,null,null,null,null,null,null,null,null,null,null,null,null,null,null,null,null,null,200,null,null,null,null,null,null,null,null,null,null,null,null,null,null,null,null,null,null,null,200,null,null,null,null,null,null,null,null,null,null,null,null,null,null,null,null,null,null,null,200,null,null,null,null,null,null,null,null,null,null,null,null,null,null,null,null,null,null,null,200,null,null,null,null,null,null,null,null,null,null,null,null,null,null,null,null,null,null,null,200,null,null,null,null,null,null,null,null,null,null,null,null,null,null,null,null,null,null,null,200,null,null,null,null,null,null,null,null,null,null,null,null,null,null,null,null,null,null,null,200,null,null,null,null,null,null,null,null,null,null,null,null,null,null,null,null,null,null,null,200]
[null,201,null,null,null,null,null,null,null,null,null,null,null,null,null,null,null,null,null,null,null,201,null,null,null,null,null,null,null,null,null,null,null,null,null,null,null,null,null,null,null,201,null,null,null,null,null,null,null,null,null,null,null,null,null,null,null,null,null,null,null,201,null,null,null,null,null,null,null,null,null,null,null,null,null,null,null,null,null,null,null,201,null,null,null,null,null,null,null,null,null,null,null,null,null,null,null,null,null,null,null,201,null,null,null,null,null,null,null,null,null,null,null,null,null,null,null,null,null,null,null,201,null,null,null,null,null,null,null,null,null,null,null,null,null,null,null,null,null,null,null,201,null,null,null,null,null,null,null,null,null,null,null,null,null,null,null,null,null,null,null,201,null,null,null,null,null,null,null,null,null,null,null,null,null,null,null,null,null,null,null,201]
[null,202,null,null,null,null,null,null,null,null,null,null,null,null,null,null,null,null,null,null,null,202,null,null,null,null,null,null,null,null,null,null,null,null,null,null,null,null,null,null,null,202,null,null,null,null,null,null,null,null,null,null,null,null,null,null,null,null,null,null,null,202,null,null,null,null,null,null,null,null,null,null,null,null,null,null,null,null,null,null,null,202,null,null,null,null,null,null,null,null,null,null,null,null,null,null,null,null,null,null,null,202,null,null,null,null,null,null,null,null,null,null,null,null,null,null,null,null,null,null,null,202,null,null,null,null,null,null,null,null,null,null,null,null,null,null,null,null,null,null,null,202,null,null,null,null,null,null,null,null,null,null,null,null,null,null,null,null,null,null,null,202,null,null,null,null,null,null,null,null,null,null,null,null,null,null,null,null,null,null,null,202]
[null,203,null,null,null,null,null,null,null,null,null,null,null,null,null,null,null,null,null,null,null,203,null,null,null,null,null,null,null,null,null,null,null,null,null,null,null,null,null,null,null,203,null,null,null,null,null,null,null,null,null,null,null,null,null,null,null,null,null,null,null,203,null,null,null,null,null,null,null,null,null,null,null,null,null,null,null,null,null,null,null,203,null,null,null,null,null,null,null,null,null,null,null,null,null,null,null,null,null,null,null,203,null,null,null,null,null,null,null,null,null,null,null,null,null,null,null,null,null,null,null,203,null,null,null,null,null,null,null,null,null,null,null,null,null,null,null,null,null,null,null,203,null,null,null,null,null,null,null,null,null,null,null,null,null,null,null,null,null,null,null,203,null,null,null,null,null,null,null,null,null,null,null,null,null,null,null,null,null,null,null,203]
[null,204,null,null,null,null,null,null,null,null,null,null,null,null,null,null,null,null,null,null,null,204,null,null,null,null,null,null,null,null,null,null,null,null,null,null,null,null,null,null,null,204,null,null,null,null,null,null,null,null,null,null,null,null,null,null,null,null,null,null,null,204,null,null,null,null,null,null,null,null,null,null,null,null,null,null,null,null,null,null,null,204,null,null,null,null,null,null,null,null,null,null,null,null,null,null,null,null,null,null,null,204,null,null,null,null,null,null,null,null,null,null,null,null,null,null,null,null,null,null,null,204,null,null,null,null,null,null,null,null,null,null,null,null,null,null,null,null,null,null,null,204,null,null,null,null,null,null,null,null,null,null,null,null,null,null,null,null,null,null,null,204,null,null,null,null,null,null,null,null,null,null,null,null,null,null,null,null,null,null,null,204]
[null,205,null,null,null,null,null,null,null,null,null,null,null,null,null,null,null,null,null,null,null,205,null,null,null,null,null,null,null,null,null,null,null,null,null,null,null,null,null,null,null,205,null,null,null,null,null,null,null,null,null,null,null,null,null,null,null,null,null,null,null,205,null,null,null,null,null,null,null,null,null,null,null,null,null,null,null,null,null,null,null,205,null,null,null,null,null,null,null,null,null,null,null,null,null,null,null,null,null,null,null,205,null,null,null,null,null,null,null,null,null,null,null,null,null,null,null,null,null,null,null,205,null,null,null,null,null,null,null,null,null,null,null,null,null,null,null,null,null,null,null,205,null,null,null,null,null,null,null,null,null,null,null,null,null,null,null,null,null,null,null,205,null,null,null,null,null,null,null,null,null,null,null,null,null,null,null,null,null,null,null,205]
[null,206,null,null,null,null,null,null,null,null,null,null,null,null,null,null,null,null,null,null,null,206,null,null,null,null,null,null,null,null,null,null,null,null,null,null,null,null,null,null,null,206,null,null,null,null,null,null,null,null,null,null,null,null,null,null,null,null,null,null,null,206,null,null,null,null,null,null,null,null,null,null,null,null,null,null,null,null,null,null,null,206,null,null,null,null,null,null,null,null,null,null,null,null,null,null,null,null,null,null,null,206,null,null,null,null,null,null,null,null,null,null,null,null,null,null,null,null,null,null,null,206,null,null,null,null,null,null,null,null,null,null,null,null,null,null,null,null,null,null,null,206,null,null,null,null,null,null,null,null,null,null,null,null,null,null,null,null,null,null,null,206,null,null,null,null,null,null,null,null,null,null,null,null,null,null,null,null,null,null,null,206]
[null,207,null,null,null,null,null,null,null,null,null,null,null,null,null,null,null,null,null,null,null,207,null,null,null,null,null,null,null,null,null,null,null,null,null,null,null,null,null,null,null,207,null,null,null,null,null,null,null,null,null,null,null,null,null,null,null,null,null,null,null,207,null,null,null,null,null,null,null,null,null,null,null,null,null,null,null,null,null,null,null,207,null,null,null,null,null,null,null,null,null,null,null,null,null,null,null,null,null,null,null,207,null,null,null,null,null,null,null,null,null,null,null,null,null,null,null,null,null,null,null,207,null,null,null,null,null,null,null,null,null,null,null,null,null,null,null,null,null,null,null,207,null,null,null,null,null,null,null,null,null,null,null,null,null,null,null,null,null,null,null,207,null,null,null,null,null,null,null,null,null,null,null,null,null,null,null,null,null,null,null,207]
[null,208,null,null,null,null,null,null,null,null,null,null,null,null,null,null,null,null,null,null,null,208,null,null,null,null,null,null,null,null,null,null,null,null,null,null,null,null,null,null,null,208,null,null,null,null,null,null,null,null,null,null,null,null,null,null,null,null,null,null,null,208,null,null,null,null,null,null,null,null,null,null,null,null,null,null,null,null,null,null,null,208,null,null,null,null,null,null,null,null,null,null,null,null,null,null,null,null,null,null,null,208,null,null,null,null,null,null,null,null,null,null,null,null,null,null,null,null,null,null,null,208,null,null,null,null,null,null,null,null,null,null,null,null,null,null,null,null,null,null,null,208,null,null,null,null,null,null,null,null,null,null,null,null,null,null,null,null,null,null,null,208,null,null,null,null,null,null,null,null,null,null,null,null,null,null,null,null,null,null,null,208]
[null,209,null,null,null,null,null,null,null,null,null,null,null,null,null,null,null,null,null,null,null,209,null,null,null,null,null,null,null,null,null,null,null,null,null,null,null,null,null,null,null,209,null,null,null,null,null,null,null,null,null,null,null,null,null,null,null,null,null,null,null,209,null,null,null,null,null,null,null,null,null,null,null,null,null,null,null,null,null,null,null,209,null,null,null,null,null,null,null,null,null,null,null,null,null,null,null,null,null,null,null,209,null,null,null,null,null,null,null,null,null,null,null,null,null,null,null,null,null,null,null,209,null,null,null,null,null,null,null,null,null,null,null,null,null,null,null,null,null,null,null,209,null,null,null,null,null,null,null,null,null,null,null,null,null,null,null,null,null,null,null,209,null,null,null,null,null,null,null,null,null,null,null,null,null,null,null,null,null,null,null,209]
[null,213,null,null,null,null,null,null,null,null,null,null,null,null,null,null,null,null,null,null,null,213,null,null,null,null,null,null,null,null,null,null,null,null,null,null,null,null,null,null,null,213,null,null,null,null,null,null,null,null,null,null,null,null,null,null,null,null,null,null,null,213,null,null,null,null,null,null,null,null,null,null,null,null,null,null,null,null,null,null,null,213,null,null,null,null,null,null,null,null,null,null,null,null,null,null,null,null,null,null,null,213,null,null,null,null,null,null,null,null,null,null,null,null,null,null,null,null,null,null,null,213,null,null,null,null,null,null,null,null,null,null,null,null,null,null,null,null,null,null,null,213,null,null,null,null,null,null,null,null,null,null,null,null,null,null,null,null,null,null,null,213,null,null,null,null,null,null,null,null,null,null,null,null,null,null,null,null,null,null,null,213]
[null,247,null,null,null,null,null,null,null,null,null,null,null,null,null,null,null,null,null,null,null,247,null,null,null,null,null,null,null,null,null,null,null,null,null,null,null,null,null,null,null,247,null,null,null,null,null,null,null,null,null,null,null,null,null,null,null,null,null,null,null,247,null,null,null,null,null,null,null,null,null,null,null,null,null,null,null,null,null,null,null,247,null,null,null,null,null,null,null,null,null,null,null,null,null,null,null,null,null,null,null,247,null,null,null,null,null,null,null,null,null,null,null,null,null,null,null,null,null,null,null,247,null,null,null,null,null,null,null,null,null,null,null,null,null,null,null,null,null,null,null,247,null,null,null,null,null,null,null,null,null,null,null,null,null,null,null,null,null,null,null,247,null,null,null,null,null,null,null,null,null,null,null,null,null,null,null,null,null,null,null,247]
[null,298,null,null,null,null,null,null,null,null,null,null,null,null,null,null,null,null,null,null,null,298,null,null,null,null,null,null,null,null,null,null,null,null,null,null,null,null,null,null,null,298,null,null,null,null,null,null,null,null,null,null,null,null,null,null,null,null,null,null,null,298,null,null,null,null,null,null,null,null,null,null,null,null,null,null,null,null,null,null,null,298,null,null,null,null,null,null,null,null,null,null,null,null,null,null,null,null,null,null,null,298,null,null,null,null,null,null,null,null,null,null,null,null,null,null,null,null,null,null,null,298,null,null,null,null,null,null,null,null,null,null,null,null,null,null,null,null,null,null,null,298,null,null,null,null,null,null,null,null,null,null,null,null,null,null,null,null,null,null,null,298,null,null,null,null,null,null,null,null,null,null,null,null,null,null,null,null,null,null,null,298]
[null,333,null,null,null,null,null,null,null,null,null,null,null,null,null,null,null,null,null,null,null,333,null,null,null,null,null,null,null,null,null,null,null,null,null,null,null,null,null,null,null,333,null,null,null,null,null,null,null,null,null,null,null,null,null,null,null,null,null,null,null,333,null,null,null,null,null,null,null,null,null,null,null,null,null,null,null,null,null,null,null,333,null,null,null,null,null,null,null,null,null,null,null,null,null,null,null,null,null,null,null,333,null,null,null,null,null,null,null,null,null,null,null,null,null,null,null,null,null,null,null,333,null,null,null,null,null,null,null,null,null,null,null,null,null,null,null,null,null,null,null,333,null,null,null,null,null,null,null,null,null,null,null,null,null,null,null,null,null,null,null,333,null,null,null,null,null,null,null,null,null,null,null,null,null,null,null,null,null,null,null,333]
[null,350,null,null,null,null,null,null,null,null,null,null,null,null,null,null,null,null,null,null,null,350,null,null,null,null,null,null,null,null,null,null,null,null,null,null,null,null,null,null,null,350,null,null,null,null,null,null,null,null,null,null,null,null,null,null,null,null,null,null,null,350,null,null,null,null,null,null,null,null,null,null,null,null,null,null,null,null,null,null,null,350,null,null,null,null,null,null,null,null,null,null,null,null,null,null,null,null,null,null,null,350,null,null,null,null,null,null,null,null,null,null,null,null,null,null,null,null,null,null,null,350,null,null,null,null,null,null,null,null,null,null,null,null,null,null,null,null,null,null,null,350,null,null,null,null,null,null,null,null,null,null,null,null,null,null,null,null,null,null,null,350,null,null,null,null,null,null,null,null,null,null,null,null,null,null,null,null,null,null,null,350]
[null,401,null,null,null,null,null,null,null,null,null,null,null,null,null,null,null,null,null,null,null,401,null,null,null,null,null,null,null,null,null,null,null,null,null,null,null,null,null,null,null,401,null,null,null,null,null,null,null,null,null,null,null,null,null,null,null,null,null,null,null,401,null,null,null,null,null,null,null,null,null,null,null,null,null,null,null,null,null,null,null,401,null,null,null,null,null,null,null,null,null,null,null,null,null,null,null,null,null,null,null,401,null,null,null,null,null,null,null,null,null,null,null,null,null,null,null,null,null,null,null,401,null,null,null,null,null,null,null,null,null,null,null,null,null,null,null,null,null,null,null,401,null,null,null,null,null,null,null,null,null,null,null,null,null,null,null,null,null,null,null,401,null,null,null,null,null,null,null,null,null,null,null,null,null,null,null,null,null,null,null,401]
[null,436,null,null,null,null,null,null,null,null,null,null,null,null,null,null,null,null,null,null,null,436,null,null,null,null,null,null,null,null,null,null,null,null,null,null,null,null,null,null,null,436,null,null,null,null,null,null,null,null,null,null,null,null,null,null,null,null,null,null,null,436,null,null,null,null,null,null,null,null,null,null,null,null,null,null,null,null,null,null,null,436,null,null,null,null,null,null,null,null,null,null,null,null,null,null,null,null,null,null,null,436,null,null,null,null,null,null,null,null,null,null,null,null,null,null,null,null,null,null,null,436,null,null,null,null,null,null,null,null,null,null,null,null,null,null,null,null,null,null,null,436,null,null,null,null,null,null,null,null,null,null,null,null,null,null,null,null,null,null,null,436,null,null,null,null,null,null,null,null,null,null,null,null,null,null,null,null,null,null,null,436]
[null,453,null,null,null,null,null,null,null,null,null,null,null,null,null,null,null,null,null,null,null,453,null,null,null,null,null,null,null,null,null,null,null,null,null,null,null,null,null,null,null,453,null,null,null,null,null,null,null,null,null,null,null,null,null,null,null,null,null,null,null,453,null,null,null,null,null,null,null,null,null,null,null,null,null,null,null,null,null,null,null,453,null,null,null,null,null,null,null,null,null,null,null,null,null,null,null,null,null,null,null,453,null,null,null,null,null,null,null,null,null,null,null,null,null,null,null,null,null,null,null,453,null,null,null,null,null,null,null,null,null,null,null,null,null,null,null,null,null,null,null,453,null,null,null,null,null,null,null,null,null,null,null,null,null,null,null,null,null,null,null,453,null,null,null,null,null,null,null,null,null,null,null,null,null,null,null,null,null,null,null,453]
[null,488,null,null,null,null,null,null,null,null,null,null,null,null,null,null,null,null,null,null,null,488,null,null,null,null,null,null,null,null,null,null,null,null,null,null,null,null,null,null,null,488,null,null,null,null,null,null,null,null,null,null,null,null,null,null,null,null,null,null,null,488,null,null,null,null,null,null,null,null,null,null,null,null,null,null,null,null,null,null,null,488,null,null,null,null,null,null,null,null,null,null,null,null,null,null,null,null,null,null,null,488,null,null,null,null,null,null,null,null,null,null,null,null,null,null,null,null,null,null,null,488,null,null,null,null,null,null,null,null,null,null,null,null,null,null,null,null,null,null,null,488,null,null,null,null,null,null,null,null,null,null,null,null,null,null,null,null,null,null,null,488,null,null,null,null,null,null,null,null,null,null,null,null,null,null,null,null,null,null,null,488]
[null,539,null,null,null,null,null,null,null,null,null,null,null,null,null,null,null,null,null,null,null,539,null,null,null,null,null,null,null,null,null,null,null,null,null,null,null,null,null,null,null,539,null,null,null,null,null,null,null,null,null,null,null,null,null,null,null,null,null,null,null,539,null,null,null,null,null,null,null,null,null,null,null,null,null,null,null,null,null,null,null,539,null,null,null,null,null,null,null,null,null,null,null,null,null,null,null,null,null,null,null,539,null,null,null,null,null,null,null,null,null,null,null,null,null,null,null,null,null,null,null,539,null,null,null,null,null,null,null,null,null,null,null,null,null,null,null,null,null,null,null,539,null,null,null,null,null,null,null,null,null,null,null,null,null,null,null,null,null,null,null,539,null,null,null,null,null,null,null,null,null,null,null,null,null,null,null,null,null,null,null,539]
[null,556,null,null,null,null,null,null,null,null,null,null,null,null,null,null,null,null,null,null,null,556,null,null,null,null,null,null,null,null,null,null,null,null,null,null,null,null,null,null,null,556,null,null,null,null,null,null,null,null,null,null,null,null,null,null,null,null,null,null,null,556,null,null,null,null,null,null,null,null,null,null,null,null,null,null,null,null,null,null,null,556,null,null,null,null,null,null,null,null,null,null,null,null,null,null,null,null,null,null,null,556,null,null,null,null,null,null,null,null,null,null,null,null,null,null,null,null,null,null,null,556,null,null,null,null,null,null,null,null,null,null,null,null,null,null,null,null,null,null,null,556,null,null,null,null,null,null,null,null,null,null,null,null,null,null,null,null,null,null,null,556,null,null,null,null,null,null,null,null,null,null,null,null,null,null,null,null,null,null,null,556]
[null,591,null,null,null,null,null,null,null,null,null,null,null,null,null,null,null,null,null,null,null,591,null,null,null,null,null,null,null,null,null,null,null,null,null,null,null,null,null,null,null,591,null,null,null,null,null,null,null,null,null,null,null,null,null,null,null,null,null,null,null,591,null,null,null,null,null,null,null,null,null,null,null,null,null,null,null,null,null,null,null,591,null,null,null,null,null,null,null,null,null,null,null,null,null,null,null,null,null,null,null,591,null,null,null,null,null,null,null,null,null,null,null,null,null,null,null,null,null,null,null,591,null,null,null,null,null,null,null,null,null,null,null,null,null,null,null,null,null,null,null,591,null,null,null,null,null,null,null,null,null,null,null,null,null,null,null,null,null,null,null,591,null,null,null,null,null,null,null,null,null,null,null,null,null,null,null,null,null,null,null,591]
[null,642,null,null,null,null,null,null,null,null,null,null,null,null,null,null,null,null,null,null,null,642,null,null,null,null,null,null,null,null,null,null,null,null,null,null,null,null,null,null,null,642,null,null,null,null,null,null,null,null,null,null,null,null,null,null,null,null,null,null,null,642,null,null,null,null,null,null,null,null,null,null,null,null,null,null,null,null,null,null,null,642,null,null,null,null,null,null,null,null,null,null,null,null,null,null,null,null,null,null,null,642,null,null,null,null,null,null,null,null,null,null,null,null,null,null,null,null,null,null,null,642,null,null,null,null,null,null,null,null,null,null,null,null,null,null,null,null,null,null,null,642,null,null,null,null,null,null,null,null,null,null,null,null,null,null,null,null,null,null,null,642,null,null,null,null,null,null,null,null,null,null,null,null,null,null,null,null,null,null,null,642]
[null,659,null,null,null,null,null,null,null,null,null,null,null,null,null,null,null,null,null,null,null,659,null,null,null,null,null,null,null,null,null,null,null,null,null,null,null,null,null,null,null,659,null,null,null,null,null,null,null,null,null,null,null,null,null,null,null,null,null,null,null,659,null,null,null,null,null,null,null,null,null,null,null,null,null,null,null,null,null,null,null,659,null,null,null,null,null,null,null,null,null,null,null,null,null,null,null,null,null,null,null,659,null,null,null,null,null,null,null,null,null,null,null,null,null,null,null,null,null,null,null,659,null,null,null,null,null,null,null,null,null,null,null,null,null,null,null,null,null,null,null,659,null,null,null,null,null,null,null,null,null,null,null,null,null,null,null,null,null,null,null,659,null,null,null,null,null,null,null,null,null,null,null,null,null,null,null,null,null,null,null,659]
[null,694,null,null,null,null,null,null,null,null,null,null,null,null,null,null,null,null,null,null,null,694,null,null,null,null,null,null,null,null,null,null,null,null,null,null,null,null,null,null,null,694,null,null,null,null,null,null,null,null,null,null,null,null,null,null,null,null,null,null,null,694,null,null,null,null,null,null,null,null,null,null,null,null,null,null,null,null,null,null,null,694,null,null,null,null,null,null,null,null,null,null,null,null,null,null,null,null,null,null,null,694,null,null,null,null,null,null,null,null,null,null,null,null,null,null,null,null,null,null,null,694,null,null,null,null,null,null,null,null,null,null,null,null,null,null,null,null,null,null,null,694,null,null,null,null,null,null,null,null,null,null,null,null,null,null,null,null,null,null,null,694,null,null,null,null,null,null,null,null,null,null,null,null,null,null,null,null,null,null,null,694]
[null,745,null,null,null,null,null,null,null,null,null,null,null,null,null,null,null,null,null,null,null,745,null,null,null,null,null,null,null,null,null,null,null,null,null,null,null,null,null,null,null,745,null,null,null,null,null,null,null,null,null,null,null,null,null,null,null,null,null,null,null,745,null,null,null,null,null,null,null,null,null,null,null,null,null,null,null,null,null,null,null,745,null,null,null,null,null,null,null,null,null,null,null,null,null,null,null,null,null,null,null,745,null,null,null,null,null,null,null,null,null,null,null,null,null,null,null,null,null,null,null,745,null,null,null,null,null,null,null,null,null,null,null,null,null,null,null,null,null,null,null,745,null,null,null,null,null,null,null,null,null,null,null,null,null,null,null,null,null,null,null,745,null,null,null,null,null,null,null,null,null,null,null,null,null,null,null,null,null,null,null,745]
[null,780,null,null,null,null,null,null,null,null,null,null,null,null,null,null,null,null,null,null,null,780,null,null,null,null,null,null,null,null,null,null,null,null,null,null,null,null,null,null,null,780,null,null,null,null,null,null,null,null,null,null,null,null,null,null,null,null,null,null,null,780,null,null,null,null,null,null,null,null,null,null,null,null,null,null,null,null,null,null,null,780,null,null,null,null,null,null,null,null,null,null,null,null,null,null,null,null,null,null,null,780,null,null,null,null,null,null,null,null,null,null,null,null,null,null,null,null,null,null,null,780,null,null,null,null,null,null,null,null,null,null,null,null,null,null,null,null,null,null,null,780,null,null,null,null,null,null,null,null,null,null,null,null,null,null,null,null,null,null,null,780,null,null,null,null,null,null,null,null,null,null,null,null,null,null,null,null,null,null,null,780]
[null,797,null,null,null,null,null,null,null,null,null,null,null,null,null,null,null,null,null,null,null,797,null,null,null,null,null,null,null,null,null,null,null,null,null,null,null,null,null,null,null,797,null,null,null,null,null,null,null,null,null,null,null,null,null,null,null,null,null,null,null,797,null,null,null,null,null,null,null,null,null,null,null,null,null,null,null,null,null,null,null,797,null,null,null,null,null,null,null,null,null,null,null,null,null,null,null,null,null,null,null,797,null,null,null,null,null,null,null,null,null,null,null,null,null,null,null,null,null,null,null,797,null,null,null,null,null,null,null,null,null,null,null,null,null,null,null,null,null,null,null,797,null,null,null,null,null,null,null,null,null,null,null,null,null,null,null,null,null,null,null,797,null,null,null,null,null,null,null,null,null,null,null,null,null,null,null,null,null,null,null,797]
[null,848,null,null,null,null,null,null,null,null,null,null,null,null,null,null,null,null,null,null,null,848,null,null,null,null,null,null,null,null,null,null,null,null,null,null,null,null,null,null,null,848,null,null,null,null,null,null,null,null,null,null,null,null,null,null,null,null,null,null,null,848,null,null,null,null,null,null,null,null,null,null,null,null,null,null,null,null,null,null,null,848,null,null,null,null,null,null,null,null,null,null,null,null,null,null,null,null,null,null,null,848,null,null,null,null,null,null,null,null,null,null,null,null,null,null,null,null,null,null,null,848,null,null,null,null,null,null,null,null,null,null,null,null,null,null,null,null,null,null,null,848,null,null,null,null,null,null,null,null,null,null,null,null,null,null,null,null,null,null,null,848,null,null,null,null,null,null,null,null,null,null,null,null,null,null,null,null,null,null,null,848]
[null,883,null,null,null,null,null,null,null,null,null,null,null,null,null,null,null,null,null,null,null,883,null,null,null,null,null,null,null,null,null,null,null,null,null,null,null,null,null,null,null,883,null,null,null,null,null,null,null,null,null,null,null,null,null,null,null,null,null,null,null,883,null,null,null,null,null,null,null,null,null,null,null,null,null,null,null,null,null,null,null,883,null,null,null,null,null,null,null,null,null,null,null,null,null,null,null,null,null,null,null,883,null,null,null,null,null,null,null,null,null,null,null,null,null,null,null,null,null,null,null,883,null,null,null,null,null,null,null,null,null,null,null,null,null,null,null,null,null,null,null,883,null,null,null,null,null,null,null,null,null,null,null,null,null,null,null,null,null,null,null,883,null,null,null,null,null,null,null,null,null,null,null,null,null,null,null,null,null,null,null,883]
[null,900,null,null,null,null,null,null,null,null,null,null,null,null,null,null,null,null,null,null,null,900,null,null,null,null,null,null,null,null,null,null,null,null,null,null,null,null,null,null,null,900,null,null,null,null,null,null,null,null,null,null,null,null,null,null,null,null,null,null,null,900,null,null,null,null,null,null,null,null,null,null,null,null,null,null,null,null,null,null,null,900,null,null,null,null,null,null,null,null,null,null,null,null,null,null,null,null,null,null,null,900,null,null,null,null,null,null,null,null,null,null,null,null,null,null,null,null,null,null,null,900,null,null,null,null,null,null,null,null,null,null,null,null,null,null,null,null,null,null,null,900,null,null,null,null,null,null,null,null,null,null,null,null,null,null,null,null,null,null,null,900,null,null,null,null,null,null,null,null,null,null,null,null,null,null,null,null,null,null,null,900]
[null,935,null,null,null,null,null,null,null,null,null,null,null,null,null,null,null,null,null,null,null,935,null,null,null,null,null,null,null,null,null,null,null,null,null,null,null,null,null,null,null,935,null,null,null,null,null,null,null,null,null,null,null,null,null,null,null,null,null,null,null,935,null,null,null,null,null,null,null,null,null,null,null,null,null,null,null,null,null,null,null,935,null,null,null,null,null,null,null,null,null,null,null,null,null,null,null,null,null,null,null,935,null,null,null,null,null,null,null,null,null,null,null,null,null,null,null,null,null,null,null,935,null,null,null,null,null,null,null,null,null,null,null,null,null,null,null,null,null,null,null,935,null,null,null,null,null,null,null,null,null,null,null,null,null,null,null,null,null,null,null,935,null,null,null,null,null,null,null,null,null,null,null,null,null,null,null,null,null,null,null,935]
[null,963,null,null,null,null,null,null,null,null,null,null,null,null,null,null,null,null,null,null,null,963,null,null,null,null,null,null,null,null,null,null,null,null,null,null,null,null,null,null,null,963,null,null,null,null,null,null,null,null,null,null,null,null,null,null,null,null,null,null,null,963,null,null,null,null,null,null,null,null,null,null,null,null,null,null,null,null,null,null,null,963,null,null,null,null,null,null,null,null,null,null,null,null,null,null,null,null,null,null,null,963,null,null,null,null,null,null,null,null,null,null,null,null,null,null,null,null,null,null,null,963,null,null,null,null,null,null,null,null,null,null,null,null,null,null,null,null,null,null,null,963,null,null,null,null,null,null,null,null,null,null,null,null,null,null,null,null,null,null,null,963,null,null,null,null,null,null,null,null,null,null,null,null,null,null,null,null,null,null,null,963]
[null,1002,null,null,null,null,null,null,null,null,null,null,null,null,null,null,null,null,null,null,null,1002,null,null,null,null,null,null,null,null,null,null,null,null,null,null,null,null,null,null,null,1002,null,null,null,null,null,null,null,null,null,null,null,null,null,null,null,null,null,null,null,1002,null,null,null,null,null,null,null,null,null,null,null,null,null,null,null,null,null,null,null,1002,null,null,null,null,null,null,null,null,null,null,null,null,null,null,null,null,null,null,null,1002,null,null,null,null,null,null,null,null,null,null,null,null,null,null,null,null,null,null,null,1002,null,null,null,null,null,null,null,null,null,null,null,null,null,null,null,null,null,null,null,1002,null,null,null,null,null,null,null,null,null,null,null,null,null,null,null,null,null,null,null,1002,null,null,null,null,null,null,null,null,null,null,null,null,null,null,null,null,null,null,null,1002]
[null,1037,null,null,null,null,null,null,null,null,null,null,null,null,null,null,null,null,null,null,null,1037,null,null,null,null,null,null,null,null,null,null,null,null,null,null,null,null,null,null,null,1037,null,null,null,null,null,null,null,null,null,null,null,null,null,null,null,null,null,null,null,1037,null,null,null,null,null,null,null,null,null,null,null,null,null,null,null,null,null,null,null,1037,null,null,null,null,null,null,null,null,null,null,null,null,null,null,null,null,null,null,null,1037,null,null,null,null,null,null,null,null,null,null,null,null,null,null,null,null,null,null,null,1037,null,null,null,null,null,null,null,null,null,null,null,null,null,null,null,null,null,null,null,1037,null,null,null,null,null,null,null,null,null,null,null,null,null,null,null,null,null,null,null,1037,null,null,null,null,null,null,null,null,null,null,null,null,null,null,null,null,null,null,null,1037]
[null,1088,null,null,null,null,null,null,null,null,null,null,null,null,null,null,null,null,null,null,null,1088,null,null,null,null,null,null,null,null,null,null,null,null,null,null,null,null,null,null,null,1088,null,null,null,null,null,null,null,null,null,null,null,null,null,null,null,null,null,null,null,1088,null,null,null,null,null,null,null,null,null,null,null,null,null,null,null,null,null,null,null,1088,null,null,null,null,null,null,null,null,null,null,null,null,null,null,null,null,null,null,null,1088,null,null,null,null,null,null,null,null,null,null,null,null,null,null,null,null,null,null,null,1088,null,null,null,null,null,null,null,null,null,null,null,null,null,null,null,null,null,null,null,1088,null,null,null,null,null,null,null,null,null,null,null,null,null,null,null,null,null,null,null,1088,null,null,null,null,null,null,null,null,null,null,null,null,null,null,null,null,null,null,null,1088]
[null,1105,null,null,null,null,null,null,null,null,null,null,null,null,null,null,null,null,null,null,null,1105,null,null,null,null,null,null,null,null,null,null,null,null,null,null,null,null,null,null,null,1105,null,null,null,null,null,null,null,null,null,null,null,null,null,null,null,null,null,null,null,1105,null,null,null,null,null,null,null,null,null,null,null,null,null,null,null,null,null,null,null,1105,null,null,null,null,null,null,null,null,null,null,null,null,null,null,null,null,null,null,null,1105,null,null,null,null,null,null,null,null,null,null,null,null,null,null,null,null,null,null,null,1105,null,null,null,null,null,null,null,null,null,null,null,null,null,null,null,null,null,null,null,1105,null,null,null,null,null,null,null,null,null,null,null,null,null,null,null,null,null,null,null,1105,null,null,null,null,null,null,null,null,null,null,null,null,null,null,null,null,null,null,null,1105]
[null,1140,null,null,null,null,null,null,null,null,null,null,null,null,null,null,null,null,null,null,null,1140,null,null,null,null,null,null,null,null,null,null,null,null,null,null,null,null,null,null,null,1140,null,null,null,null,null,null,null,null,null,null,null,null,null,null,null,null,null,null,null,1140,null,null,null,null,null,null,null,null,null,null,null,null,null,null,null,null,null,null,null,1140,null,null,null,null,null,null,null,null,null,null,null,null,null,null,null,null,null,null,null,1140,null,null,null,null,null,null,null,null,null,null,null,null,null,null,null,null,null,null,null,1140,null,null,null,null,null,null,null,null,null,null,null,null,null,null,null,null,null,null,null,1140,null,null,null,null,null,null,null,null,null,null,null,null,null,null,null,null,null,null,null,1140,null,null,null,null,null,null,null,null,null,null,null,null,null,null,null,null,null,null,null,1140]
[null,1191,null,null,null,null,null,null,null,null,null,null,null,null,null,null,null,null,null,null,null,1191,null,null,null,null,null,null,null,null,null,null,null,null,null,null,null,null,null,null,null,1191,null,null,null,null,null,null,null,null,null,null,null,null,null,null,null,null,null,null,null,1191,null,null,null,null,null,null,null,null,null,null,null,null,null,null,null,null,null,null,null,1191,null,null,null,null,null,null,null,null,null,null,null,null,null,null,null,null,null,null,null,1191,null,null,null,null,null,null,null,null,null,null,null,null,null,null,null,null,null,null,null,1191,null,null,null,null,null,null,null,null,null,null,null,null,null,null,null,null,null,null,null,1191,null,null,null,null,null,null,null,null,null,null,null,null,null,null,null,null,null,null,null,1191,null,null,null,null,null,null,null,null,null,null,null,null,null,null,null,null,null,null,null,1191]
[null,1226,null,null,null,null,null,null,null,null,null,null,null,null,null,null,null,null,null,null,null,1226,null,null,null,null,null,null,null,null,null,null,null,null,null,null,null,null,null,null,null,1226,null,null,null,null,null,null,null,null,null,null,null,null,null,null,null,null,null,null,null,1226,null,null,null,null,null,null,null,null,null,null,null,null,null,null,null,null,null,null,null,1226,null,null,null,null,null,null,null,null,null,null,null,null,null,null,null,null,null,null,null,1226,null,null,null,null,null,null,null,null,null,null,null,null,null,null,null,null,null,null,null,1226,null,null,null,null,null,null,null,null,null,null,null,null,null,null,null,null,null,null,null,1226,null,null,null,null,null,null,null,null,null,null,null,null,null,null,null,null,null,null,null,1226,null,null,null,null,null,null,null,null,null,null,null,null,null,null,null,null,null,null,null,1226]
[null,1243,null,null,null,null,null,null,null,null,null,null,null,null,null,null,null,null,null,null,null,1243,null,null,null,null,null,null,null,null,null,null,null,null,null,null,null,null,null,null,null,1243,null,null,null,null,null,null,null,null,null,null,null,null,null,null,null,null,null,null,null,1243,null,null,null,null,null,null,null,null,null,null,null,null,null,null,null,null,null,null,null,1243,null,null,null,null,null,null,null,null,null,null,null,null,null,null,null,null,null,null,null,1243,null,null,null,null,null,null,null,null,null,null,null,null,null,null,null,null,null,null,null,1243,null,null,null,null,null,null,null,null,null,null,null,null,null,null,null,null,null,null,null,1243,null,null,null,null,null,null,null,null,null,null,null,null,null,null,null,null,null,null,null,1243,null,null,null,null,null,null,null,null,null,null,null,null,null,null,null,null,null,null,null,1243]
[null,1294,null,null,null,null,null,null,null,null,null,null,null,null,null,null,null,null,null,null,null,1294,null,null,null,null,null,null,null,null,null,null,null,null,null,null,null,null,null,null,null,1294,null,null,null,null,null,null,null,null,null,null,null,null,null,null,null,null,null,null,null,1294,null,null,null,null,null,null,null,null,null,null,null,null,null,null,null,null,null,null,null,1294,null,null,null,null,null,null,null,null,null,null,null,null,null,null,null,null,null,null,null,1294,null,null,null,null,null,null,null,null,null,null,null,null,null,null,null,null,null,null,null,1294,null,null,null,null,null,null,null,null,null,null,null,null,null,null,null,null,null,null,null,1294,null,null,null,null,null,null,null,null,null,null,null,null,null,null,null,null,null,null,null,1294,null,null,null,null,null,null,null,null,null,null,null,null,null,null,null,null,null,null,null,1294]
[null,1329,null,null,null,null,null,null,null,null,null,null,null,null,null,null,null,null,null,null,null,1329,null,null,null,null,null,null,null,null,null,null,null,null,null,null,null,null,null,null,null,1329,null,null,null,null,null,null,null,null,null,null,null,null,null,null,null,null,null,null,null,1329,null,null,null,null,null,null,null,null,null,null,null,null,null,null,null,null,null,null,null,1329,null,null,null,null,null,null,null,null,null,null,null,null,null,null,null,null,null,null,null,1329,null,null,null,null,null,null,null,null,null,null,null,null,null,null,null,null,null,null,null,1329,null,null,null,null,null,null,null,null,null,null,null,null,null,null,null,null,null,null,null,1329,null,null,null,null,null,null,null,null,null,null,null,null,null,null,null,null,null,null,null,1329,null,null,null,null,null,null,null,null,null,null,null,null,null,null,null,null,null,null,null,1329]
[null,1346,null,null,null,null,null,null,null,null,null,null,null,null,null,null,null,null,null,null,null,1346,null,null,null,null,null,null,null,null,null,null,null,null,null,null,null,null,null,null,null,1346,null,null,null,null,null,null,null,null,null,null,null,null,null,null,null,null,null,null,null,1346,null,null,null,null,null,null,null,null,null,null,null,null,null,null,null,null,null,null,null,1346,null,null,null,null,null,null,null,null,null,null,null,null,null,null,null,null,null,null,null,1346,null,null,null,null,null,null,null,null,null,null,null,null,null,null,null,null,null,null,null,1346,null,null,null,null,null,null,null,null,null,null,null,null,null,null,null,null,null,null,null,1346,null,null,null,null,null,null,null,null,null,null,null,null,null,null,null,null,null,null,null,1346,null,null,null,null,null,null,null,null,null,null,null,null,null,null,null,null,null,null,null,1346]
[null,1397,null,null,null,null,null,null,null,null,null,null,null,null,null,null,null,null,null,null,null,1397,null,null,null,null,null,null,null,null,null,null,null,null,null,null,null,null,null,null,null,1397,null,null,null,null,null,null,null,null,null,null,null,null,null,null,null,null,null,null,null,1397,null,null,null,null,null,null,null,null,null,null,null,null,null,null,null,null,null,null,null,1397,null,null,null,null,null,null,null,null,null,null,null,null,null,null,null,null,null,null,null,1397,null,null,null,null,null,null,null,null,null,null,null,null,null,null,null,null,null,null,null,1397,null,null,null,null,null,null,null,null,null,null,null,null,null,null,null,null,null,null,null,1397,null,null,null,null,null,null,null,null,null,null,null,null,null,null,null,null,null,null,null,1397,null,null,null,null,null,null,null,null,null,null,null,null,null,null,null,null,null,null,null,1397]
[null,1398,null,null,null,null,null,null,null,null,null,null,null,null,null,null,null,null,null,null,null,1398,null,null,null,null,null,null,null,null,null,null,null,null,null,null,null,null,null,null,null,1398,null,null,null,null,null,null,null,null,null,null,null,null,null,null,null,null,null,null,null,1398,null,null,null,null,null,null,null,null,null,null,null,null,null,null,null,null,null,null,null,1398,null,null,null,null,null,null,null,null,null,null,null,null,null,null,null,null,null,null,null,1398,null,null,null,null,null,null,null,null,null,null,null,null,null,null,null,null,null,null,null,1398,null,null,null,null,null,null,null,null,null,null,null,null,null,null,null,null,null,null,null,1398,null,null,null,null,null,null,null,null,null,null,null,null,null,null,null,null,null,null,null,1398,null,null,null,null,null,null,null,null,null,null,null,null,null,null,null,null,null,null,null,1398]
[null,1449,null,null,null,null,null,null,null,null,null,null,null,null,null,null,null,null,null,null,null,1449,null,null,null,null,null,null,null,null,null,null,null,null,null,null,null,null,null,null,null,1449,null,null,null,null,null,null,null,null,null,null,null,null,null,null,null,null,null,null,null,1449,null,null,null,null,null,null,null,null,null,null,null,null,null,null,null,null,null,null,null,1449,null,null,null,null,null,null,null,null,null,null,null,null,null,null,null,null,null,null,null,1449,null,null,null,null,null,null,null,null,null,null,null,null,null,null,null,null,null,null,null,1449,null,null,null,null,null,null,null,null,null,null,null,null,null,null,null,null,null,null,null,1449,null,null,null,null,null,null,null,null,null,null,null,null,null,null,null,null,null,null,null,1449,null,null,null,null,null,null,null,null,null,null,null,null,null,null,null,null,null,null,null,1449]
[null,1484,null,null,null,null,null,null,null,null,null,null,null,null,null,null,null,null,null,null,null,1484,null,null,null,null,null,null,null,null,null,null,null,null,null,null,null,null,null,null,null,1484,null,null,null,null,null,null,null,null,null,null,null,null,null,null,null,null,null,null,null,1484,null,null,null,null,null,null,null,null,null,null,null,null,null,null,null,null,null,null,null,1484,null,null,null,null,null,null,null,null,null,null,null,null,null,null,null,null,null,null,null,1484,null,null,null,null,null,null,null,null,null,null,null,null,null,null,null,null,null,null,null,1484,null,null,null,null,null,null,null,null,null,null,null,null,null,null,null,null,null,null,null,1484,null,null,null,null,null,null,null,null,null,null,null,null,null,null,null,null,null,null,null,1484,null,null,null,null,null,null,null,null,null,null,null,null,null,null,null,null,null,null,null,1484]
[null,1501,null,null,null,null,null,null,null,null,null,null,null,null,null,null,null,null,null,null,null,1501,null,null,null,null,null,null,null,null,null,null,null,null,null,null,null,null,null,null,null,1501,null,null,null,null,null,null,null,null,null,null,null,null,null,null,null,null,null,null,null,1501,null,null,null,null,null,null,null,null,null,null,null,null,null,null,null,null,null,null,null,1501,null,null,null,null,null,null,null,null,null,null,null,null,null,null,null,null,null,null,null,1501,null,null,null,null,null,null,null,null,null,null,null,null,null,null,null,null,null,null,null,1501,null,null,null,null,null,null,null,null,null,null,null,null,null,null,null,null,null,null,null,1501,null,null,null,null,null,null,null,null,null,null,null,null,null,null,null,null,null,null,null,1501,null,null,null,null,null,null,null,null,null,null,null,null,null,null,null,null,null,null,null,1501]
[null,1552,null,null,null,null,null,null,null,null,null,null,null,null,null,null,null,null,null,null,null,1552,null,null,null,null,null,null,null,null,null,null,null,null,null,null,null,null,null,null,null,1552,null,null,null,null,null,null,null,null,null,null,null,null,null,null,null,null,null,null,null,1552,null,null,null,null,null,null,null,null,null,null,null,null,null,null,null,null,null,null,null,1552,null,null,null,null,null,null,null,null,null,null,null,null,null,null,null,null,null,null,null,1552,null,null,null,null,null,null,null,null,null,null,null,null,null,null,null,null,null,null,null,1552,null,null,null,null,null,null,null,null,null,null,null,null,null,null,null,null,null,null,null,1552,null,null,null,null,null,null,null,null,null,null,null,null,null,null,null,null,null,null,null,1552,null,null,null,null,null,null,null,null,null,null,null,null,null,null,null,null,null,null,null,1552]
[null,1587,null,null,null,null,null,null,null,null,null,null,null,null,null,null,null,null,null,null,null,1587,null,null,null,null,null,null,null,null,null,null,null,null,null,null,null,null,null,null,null,1587,null,null,null,null,null,null,null,null,null,null,null,null,null,null,null,null,null,null,null,1587,null,null,null,null,null,null,null,null,null,null,null,null,null,null,null,null,null,null,null,1587,null,null,null,null,null,null,null,null,null,null,null,null,null,null,null,null,null,null,null,1587,null,null,null,null,null,null,null,null,null,null,null,null,null,null,null,null,null,null,null,1587,null,null,null,null,null,null,null,null,null,null,null,null,null,null,null,null,null,null,null,1587,null,null,null,null,null,null,null,null,null,null,null,null,null,null,null,null,null,null,null,1587,null,null,null,null,null,null,null,null,null,null,null,null,null,null,null,null,null,null,null,1587]
[null,1604,null,null,null,null,null,null,null,null,null,null,null,null,null,null,null,null,null,null,null,1604,null,null,null,null,null,null,null,null,null,null,null,null,null,null,null,null,null,null,null,1604,null,null,null,null,null,null,null,null,null,null,null,null,null,null,null,null,null,null,null,1604,null,null,null,null,null,null,null,null,null,null,null,null,null,null,null,null,null,null,null,1604,null,null,null,null,null,null,null,null,null,null,null,null,null,null,null,null,null,null,null,1604,null,null,null,null,null,null,null,null,null,null,null,null,null,null,null,null,null,null,null,1604,null,null,null,null,null,null,null,null,null,null,null,null,null,null,null,null,null,null,null,1604,null,null,null,null,null,null,null,null,null,null,null,null,null,null,null,null,null,null,null,1604,null,null,null,null,null,null,null,null,null,null,null,null,null,null,null,null,null,null,null,1604]
[null,1639,null,null,null,null,null,null,null,null,null,null,null,null,null,null,null,null,null,null,null,1639,null,null,null,null,null,null,null,null,null,null,null,null,null,null,null,null,null,null,null,1639,null,null,null,null,null,null,null,null,null,null,null,null,null,null,null,null,null,null,null,1639,null,null,null,null,null,null,null,null,null,null,null,null,null,null,null,null,null,null,null,1639,null,null,null,null,null,null,null,null,null,null,null,null,null,null,null,null,null,null,null,1639,null,null,null,null,null,null,null,null,null,null,null,null,null,null,null,null,null,null,null,1639,null,null,null,null,null,null,null,null,null,null,null,null,null,null,null,null,null,null,null,1639,null,null,null,null,null,null,null,null,null,null,null,null,null,null,null,null,null,null,null,1639,null,null,null,null,null,null,null,null,null,null,null,null,null,null,null,null,null,null,null,1639]
[null,1690,null,null,null,null,null,null,null,null,null,null,null,null,null,null,null,null,null,null,null,1690,null,null,null,null,null,null,null,null,null,null,null,null,null,null,null,null,null,null,null,1690,null,null,null,null,null,null,null,null,null,null,null,null,null,null,null,null,null,null,null,1690,null,null,null,null,null,null,null,null,null,null,null,null,null,null,null,null,null,null,null,1690,null,null,null,null,null,null,null,null,null,null,null,null,null,null,null,null,null,null,null,1690,null,null,null,null,null,null,null,null,null,null,null,null,null,null,null,null,null,null,null,1690,null,null,null,null,null,null,null,null,null,null,null,null,null,null,null,null,null,null,null,1690,null,null,null,null,null,null,null,null,null,null,null,null,null,null,null,null,null,null,null,1690,null,null,null,null,null,null,null,null,null,null,null,null,null,null,null,null,null,null,null,1690]
[null,1707,null,null,null,null,null,null,null,null,null,null,null,null,null,null,null,null,null,null,null,1707,null,null,null,null,null,null,null,null,null,null,null,null,null,null,null,null,null,null,null,1707,null,null,null,null,null,null,null,null,null,null,null,null,null,null,null,null,null,null,null,1707,null,null,null,null,null,null,null,null,null,null,null,null,null,null,null,null,null,null,null,1707,null,null,null,null,null,null,null,null,null,null,null,null,null,null,null,null,null,null,null,1707,null,null,null,null,null,null,null,null,null,null,null,null,null,null,null,null,null,null,null,1707,null,null,null,null,null,null,null,null,null,null,null,null,null,null,null,null,null,null,null,1707,null,null,null,null,null,null,null,null,null,null,null,null,null,null,null,null,null,null,null,1707,null,null,null,null,null,null,null,null,null,null,null,null,null,null,null,null,null,null,null,1707]
[null,1753,null,null,null,null,null,null,null,null,null,null,null,null,null,null,null,null,null,null,null,1753,null,null,null,null,null,null,null,null,null,null,null,null,null,null,null,null,null,null,null,1753,null,null,null,null,null,null,null,null,null,null,null,null,null,null,null,null,null,null,null,1753,null,null,null,null,null,null,null,null,null,null,null,null,null,null,null,null,null,null,null,1753,null,null,null,null,null,null,null,null,null,null,null,null,null,null,null,null,null,null,null,1753,null,null,null,null,null,null,null,null,null,null,null,null,null,null,null,null,null,null,null,1753,null,null,null,null,null,null,null,null,null,null,null,null,null,null,null,null,null,null,null,1753,null,null,null,null,null,null,null,null,null,null,null,null,null,null,null,null,null,null,null,1753,null,null,null,null,null,null,null,null,null,null,null,null,null,null,null,null,null,null,null,1753]
[null,1792,null,null,null,null,null,null,null,null,null,null,null,null,null,null,null,null,null,null,null,1792,null,null,null,null,null,null,null,null,null,null,null,null,null,null,null,null,null,null,null,1792,null,null,null,null,null,null,null,null,null,null,null,null,null,null,null,null,null,null,null,1792,null,null,null,null,null,null,null,null,null,null,null,null,null,null,null,null,null,null,null,1792,null,null,null,null,null,null,null,null,null,null,null,null,null,null,null,null,null,null,null,1792,null,null,null,null,null,null,null,null,null,null,null,null,null,null,null,null,null,null,null,1792,null,null,null,null,null,null,null,null,null,null,null,null,null,null,null,null,null,null,null,1792,null,null,null,null,null,null,null,null,null,null,null,null,null,null,null,null,null,null,null,1792,null,null,null,null,null,null,null,null,null,null,null,null,null,null,null,null,null,null,null,1792]
[null,1809,null,null,null,null,null,null,null,null,null,null,null,null,null,null,null,null,null,null,null,1809,null,null,null,null,null,null,null,null,null,null,null,null,null,null,null,null,null,null,null,1809,null,null,null,null,null,null,null,null,null,null,null,null,null,null,null,null,null,null,null,1809,null,null,null,null,null,null,null,null,null,null,null,null,null,null,null,null,null,null,null,1809,null,null,null,null,null,null,null,null,null,null,null,null,null,null,null,null,null,null,null,1809,null,null,null,null,null,null,null,null,null,null,null,null,null,null,null,null,null,null,null,1809,null,null,null,null,null,null,null,null,null,null,null,null,null,null,null,null,null,null,null,1809,null,null,null,null,null,null,null,null,null,null,null,null,null,null,null,null,null,null,null,1809,null,null,null,null,null,null,null,null,null,null,null,null,null,null,null,null,null,null,null,1809]
[null,1844,null,null,null,null,null,null,null,null,null,null,null,null,null,null,null,null,null,null,null,1844,null,null,null,null,null,null,null,null,null,null,null,null,null,null,null,null,null,null,null,1844,null,null,null,null,null,null,null,null,null,null,null,null,null,null,null,null,null,null,null,1844,null,null,null,null,null,null,null,null,null,null,null,null,null,null,null,null,null,null,null,1844,null,null,null,null,null,null,null,null,null,null,null,null,null,null,null,null,null,null,null,1844,null,null,null,null,null,null,null,null,null,null,null,null,null,null,null,null,null,null,null,1844,null,null,null,null,null,null,null,null,null,null,null,null,null,null,null,null,null,null,null,1844,null,null,null,null,null,null,null,null,null,null,null,null,null,null,null,null,null,null,null,1844,null,null,null,null,null,null,null,null,null,null,null,null,null,null,null,null,null,null,null,1844]
[null,1895,null,null,null,null,null,null,null,null,null,null,null,null,null,null,null,null,null,null,null,1895,null,null,null,null,null,null,null,null,null,null,null,null,null,null,null,null,null,null,null,1895,null,null,null,null,null,null,null,null,null,null,null,null,null,null,null,null,null,null,null,1895,null,null,null,null,null,null,null,null,null,null,null,null,null,null,null,null,null,null,null,1895,null,null,null,null,null,null,null,null,null,null,null,null,null,null,null,null,null,null,null,1895,null,null,null,null,null,null,null,null,null,null,null,null,null,null,null,null,null,null,null,1895,null,null,null,null,null,null,null,null,null,null,null,null,null,null,null,null,null,null,null,1895,null,null,null,null,null,null,null,null,null,null,null,null,null,null,null,null,null,null,null,1895,null,null,null,null,null,null,null,null,null,null,null,null,null,null,null,null,null,null,null,1895]
[null,1930,null,null,null,null,null,null,null,null,null,null,null,null,null,null,null,null,null,null,null,1930,null,null,null,null,null,null,null,null,null,null,null,null,null,null,null,null,null,null,null,1930,null,null,null,null,null,null,null,null,null,null,null,null,null,null,null,null,null,null,null,1930,null,null,null,null,null,null,null,null,null,null,null,null,null,null,null,null,null,null,null,1930,null,null,null,null,null,null,null,null,null,null,null,null,null,null,null,null,null,null,null,1930,null,null,null,null,null,null,null,null,null,null,null,null,null,null,null,null,null,null,null,1930,null,null,null,null,null,null,null,null,null,null,null,null,null,null,null,null,null,null,null,1930,null,null,null,null,null,null,null,null,null,null,null,null,null,null,null,null,null,null,null,1930,null,null,null,null,null,null,null,null,null,null,null,null,null,null,null,null,null,null,null,1930]
[null,1947,null,null,null,null,null,null,null,null,null,null,null,null,null,null,null,null,null,null,null,1947,null,null,null,null,null,null,null,null,null,null,null,null,null,null,null,null,null,null,null,1947,null,null,null,null,null,null,null,null,null,null,null,null,null,null,null,null,null,null,null,1947,null,null,null,null,null,null,null,null,null,null,null,null,null,null,null,null,null,null,null,1947,null,null,null,null,null,null,null,null,null,null,null,null,null,null,null,null,null,null,null,1947,null,null,null,null,null,null,null,null,null,null,null,null,null,null,null,null,null,null,null,1947,null,null,null,null,null,null,null,null,null,null,null,null,null,null,null,null,null,null,null,1947,null,null,null,null,null,null,null,null,null,null,null,null,null,null,null,null,null,null,null,1947,null,null,null,null,null,null,null,null,null,null,null,null,null,null,null,null,null,null,null,1947]
[null,1998,null,null,null,null,null,null,null,null,null,null,null,null,null,null,null,null,null,null,null,1998,null,null,null,null,null,null,null,null,null,null,null,null,null,null,null,null,null,null,null,1998,null,null,null,null,null,null,null,null,null,null,null,null,null,null,null,null,null,null,null,1998,null,null,null,null,null,null,null,null,null,null,null,null,null,null,null,null,null,null,null,1998,null,null,null,null,null,null,null,null,null,null,null,null,null,null,null,null,null,null,null,1998,null,null,null,null,null,null,null,null,null,null,null,null,null,null,null,null,null,null,null,1998,null,null,null,null,null,null,null,null,null,null,null,null,null,null,null,null,null,null,null,1998,null,null,null,null,null,null,null,null,null,null,null,null,null,null,null,null,null,null,null,1998,null,null,null,null,null,null,null,null,null,null,null,null,null,null,null,null,null,null,null,1998]
[null,2033,null,null,null,null,null,null,null,null,null,null,null,null,null,null,null,null,null,null,null,2033,null,null,null,null,null,null,null,null,null,null,null,null,null,null,null,null,null,null,null,2033,null,null,null,null,null,null,null,null,null,null,null,null,null,null,null,null,null,null,null,2033,null,null,null,null,null,null,null,null,null,null,null,null,null,null,null,null,null,null,null,2033,null,null,null,null,null,null,null,null,null,null,null,null,null,null,null,null,null,null,null,2033,null,null,null,null,null,null,null,null,null,null,null,null,null,null,null,null,null,null,null,2033,null,null,null,null,null,null,null,null,null,null,null,null,null,null,null,null,null,null,null,2033,null,null,null,null,null,null,null,null,null,null,null,null,null,null,null,null,null,null,null,2033,null,null,null,null,null,null,null,null,null,null,null,null,null,null,null,null,null,null,null,2033]
[null,2050,null,null,null,null,null,null,null,null,null,null,null,null,null,null,null,null,null,null,null,2050,null,null,null,null,null,null,null,null,null,null,null,null,null,null,null,null,null,null,null,2050,null,null,null,null,null,null,null,null,null,null,null,null,null,null,null,null,null,null,null,2050,null,null,null,null,null,null,null,null,null,null,null,null,null,null,null,null,null,null,null,2050,null,null,null,null,null,null,null,null,null,null,null,null,null,null,null,null,null,null,null,2050,null,null,null,null,null,null,null,null,null,null,null,null,null,null,null,null,null,null,null,2050,null,null,null,null,null,null,null,null,null,null,null,null,null,null,null,null,null,null,null,2050,null,null,null,null,null,null,null,null,null,null,null,null,null,null,null,null,null,null,null,2050,null,null,null,null,null,null,null,null,null,null,null,null,null,null,null,null,null,null,null,2050]
[null,2085,null,null,null,null,null,null,null,null,null,null,null,null,null,null,null,null,null,null,null,2085,null,null,null,null,null,null,null,null,null,null,null,null,null,null,null,null,null,null,null,2085,null,null,null,null,null,null,null,null,null,null,null,null,null,null,null,null,null,null,null,2085,null,null,null,null,null,null,null,null,null,null,null,null,null,null,null,null,null,null,null,2085,null,null,null,null,null,null,null,null,null,null,null,null,null,null,null,null,null,null,null,2085,null,null,null,null,null,null,null,null,null,null,null,null,null,null,null,null,null,null,null,2085,null,null,null,null,null,null,null,null,null,null,null,null,null,null,null,null,null,null,null,2085,null,null,null,null,null,null,null,null,null,null,null,null,null,null,null,null,null,null,null,2085,null,null,null,null,null,null,null,null,null,null,null,null,null,null,null,null,null,null,null,2085]
[null,2136,null,null,null,null,null,null,null,null,null,null,null,null,null,null,null,null,null,null,null,2136,null,null,null,null,null,null,null,null,null,null,null,null,null,null,null,null,null,null,null,2136,null,null,null,null,null,null,null,null,null,null,null,null,null,null,null,null,null,null,null,2136,null,null,null,null,null,null,null,null,null,null,null,null,null,null,null,null,null,null,null,2136,null,null,null,null,null,null,null,null,null,null,null,null,null,null,null,null,null,null,null,2136,null,null,null,null,null,null,null,null,null,null,null,null,null,null,null,null,null,null,null,2136,null,null,null,null,null,null,null,null,null,null,null,null,null,null,null,null,null,null,null,2136,null,null,null,null,null,null,null,null,null,null,null,null,null,null,null,null,null,null,null,2136,null,null,null,null,null,null,null,null,null,null,null,null,null,null,null,null,null,null,null,2136]
[null,2153,null,null,null,null,null,null,null,null,null,null,null,null,null,null,null,null,null,null,null,2153,null,null,null,null,null,null,null,null,null,null,null,null,null,null,null,null,null,null,null,2153,null,null,null,null,null,null,null,null,null,null,null,null,null,null,null,null,null,null,null,2153,null,null,null,null,null,null,null,null,null,null,null,null,null,null,null,null,null,null,null,2153,null,null,null,null,null,null,null,null,null,null,null,null,null,null,null,null,null,null,null,2153,null,null,null,null,null,null,null,null,null,null,null,null,null,null,null,null,null,null,null,2153,null,null,null,null,null,null,null,null,null,null,null,null,null,null,null,null,null,null,null,2153,null,null,null,null,null,null,null,null,null,null,null,null,null,null,null,null,null,null,null,2153,null,null,null,null,null,null,null,null,null,null,null,null,null,null,null,null,null,null,null,2153]
[null,2188,null,null,null,null,null,null,null,null,null,null,null,null,null,null,null,null,null,null,null,2188,null,null,null,null,null,null,null,null,null,null,null,null,null,null,null,null,null,null,null,2188,null,null,null,null,null,null,null,null,null,null,null,null,null,null,null,null,null,null,null,2188,null,null,null,null,null,null,null,null,null,null,null,null,null,null,null,null,null,null,null,2188,null,null,null,null,null,null,null,null,null,null,null,null,null,null,null,null,null,null,null,2188,null,null,null,null,null,null,null,null,null,null,null,null,null,null,null,null,null,null,null,2188,null,null,null,null,null,null,null,null,null,null,null,null,null,null,null,null,null,null,null,2188,null,null,null,null,null,null,null,null,null,null,null,null,null,null,null,null,null,null,null,2188,null,null,null,null,null,null,null,null,null,null,null,null,null,null,null,null,null,null,null,2188]
[null,2239,null,null,null,null,null,null,null,null,null,null,null,null,null,null,null,null,null,null,null,2239,null,null,null,null,null,null,null,null,null,null,null,null,null,null,null,null,null,null,null,2239,null,null,null,null,null,null,null,null,null,null,null,null,null,null,null,null,null,null,null,2239,null,null,null,null,null,null,null,null,null,null,null,null,null,null,null,null,null,null,null,2239,null,null,null,null,null,null,null,null,null,null,null,null,null,null,null,null,null,null,null,2239,null,null,null,null,null,null,null,null,null,null,null,null,null,null,null,null,null,null,null,2239,null,null,null,null,null,null,null,null,null,null,null,null,null,null,null,null,null,null,null,2239,null,null,null,null,null,null,null,null,null,null,null,null,null,null,null,null,null,null,null,2239,null,null,null,null,null,null,null,null,null,null,null,null,null,null,null,null,null,null,null,2239]
[null,2256,null,null,null,null,null,null,null,null,null,null,null,null,null,null,null,null,null,null,null,2256,null,null,null,null,null,null,null,null,null,null,null,null,null,null,null,null,null,null,null,2256,null,null,null,null,null,null,null,null,null,null,null,null,null,null,null,null,null,null,null,2256,null,null,null,null,null,null,null,null,null,null,null,null,null,null,null,null,null,null,null,2256,null,null,null,null,null,null,null,null,null,null,null,null,null,null,null,null,null,null,null,2256,null,null,null,null,null,null,null,null,null,null,null,null,null,null,null,null,null,null,null,2256,null,null,null,null,null,null,null,null,null,null,null,null,null,null,null,null,null,null,null,2256,null,null,null,null,null,null,null,null,null,null,null,null,null,null,null,null,null,null,null,2256,null,null,null,null,null,null,null,null,null,null,null,null,null,null,null,null,null,null,null,2256]
[null,2291,null,null,null,null,null,null,null,null,null,null,null,null,null,null,null,null,null,null,null,2291,null,null,null,null,null,null,null,null,null,null,null,null,null,null,null,null,null,null,null,2291,null,null,null,null,null,null,null,null,null,null,null,null,null,null,null,null,null,null,null,2291,null,null,null,null,null,null,null,null,null,null,null,null,null,null,null,null,null,null,null,2291,null,null,null,null,null,null,null,null,null,null,null,null,null,null,null,null,null,null,null,2291,null,null,null,null,null,null,null,null,null,null,null,null,null,null,null,null,null,null,null,2291,null,null,null,null,null,null,null,null,null,null,null,null,null,null,null,null,null,null,null,2291,null,null,null,null,null,null,null,null,null,null,null,null,null,null,null,null,null,null,null,2291,null,null,null,null,null,null,null,null,null,null,null,null,null,null,null,null,null,null,null,2291]
[null,2342,null,null,null,null,null,null,null,null,null,null,null,null,null,null,null,null,null,null,null,2342,null,null,null,null,null,null,null,null,null,null,null,null,null,null,null,null,null,null,null,2342,null,null,null,null,null,null,null,null,null,null,null,null,null,null,null,null,null,null,null,2342,null,null,null,null,null,null,null,null,null,null,null,null,null,null,null,null,null,null,null,2342,null,null,null,null,null,null,null,null,null,null,null,null,null,null,null,null,null,null,null,2342,null,null,null,null,null,null,null,null,null,null,null,null,null,null,null,null,null,null,null,2342,null,null,null,null,null,null,null,null,null,null,null,null,null,null,null,null,null,null,null,2342,null,null,null,null,null,null,null,null,null,null,null,null,null,null,null,null,null,null,null,2342,null,null,null,null,null,null,null,null,null,null,null,null,null,null,null,null,null,null,null,2342]
[null,2377,null,null,null,null,null,null,null,null,null,null,null,null,null,null,null,null,null,null,null,2377,null,null,null,null,null,null,null,null,null,null,null,null,null,null,null,null,null,null,null,2377,null,null,null,null,null,null,null,null,null,null,null,null,null,null,null,null,null,null,null,2377,null,null,null,null,null,null,null,null,null,null,null,null,null,null,null,null,null,null,null,2377,null,null,null,null,null,null,null,null,null,null,null,null,null,null,null,null,null,null,null,2377,null,null,null,null,null,null,null,null,null,null,null,null,null,null,null,null,null,null,null,2377,null,null,null,null,null,null,null,null,null,null,null,null,null,null,null,null,null,null,null,2377,null,null,null,null,null,null,null,null,null,null,null,null,null,null,null,null,null,null,null,2377,null,null,null,null,null,null,null,null,null,null,null,null,null,null,null,null,null,null,null,2377]
[null,2394,null,null,null,null,null,null,null,null,null,null,null,null,null,null,null,null,null,null,null,2394,null,null,null,null,null,null,null,null,null,null,null,null,null,null,null,null,null,null,null,2394,null,null,null,null,null,null,null,null,null,null,null,null,null,null,null,null,null,null,null,2394,null,null,null,null,null,null,null,null,null,null,null,null,null,null,null,null,null,null,null,2394,null,null,null,null,null,null,null,null,null,null,null,null,null,null,null,null,null,null,null,2394,null,null,null,null,null,null,null,null,null,null,null,null,null,null,null,null,null,null,null,2394,null,null,null,null,null,null,null,null,null,null,null,null,null,null,null,null,null,null,null,2394,null,null,null,null,null,null,null,null,null,null,null,null,null,null,null,null,null,null,null,2394,null,null,null,null,null,null,null,null,null,null,null,null,null,null,null,null,null,null,null,2394]
[null,2445,null,null,null,null,null,null,null,null,null,null,null,null,null,null,null,null,null,null,null,2445,null,null,null,null,null,null,null,null,null,null,null,null,null,null,null,null,null,null,null,2445,null,null,null,null,null,null,null,null,null,null,null,null,null,null,null,null,null,null,null,2445,null,null,null,null,null,null,null,null,null,null,null,null,null,null,null,null,null,null,null,2445,null,null,null,null,null,null,null,null,null,null,null,null,null,null,null,null,null,null,null,2445,null,null,null,null,null,null,null,null,null,null,null,null,null,null,null,null,null,null,null,2445,null,null,null,null,null,null,null,null,null,null,null,null,null,null,null,null,null,null,null,2445,null,null,null,null,null,null,null,null,null,null,null,null,null,null,null,null,null,null,null,2445,null,null,null,null,null,null,null,null,null,null,null,null,null,null,null,null,null,null,null,2445]
[null,2480,null,null,null,null,null,null,null,null,null,null,null,null,null,null,null,null,null,null,null,2480,null,null,null,null,null,null,null,null,null,null,null,null,null,null,null,null,null,null,null,2480,null,null,null,null,null,null,null,null,null,null,null,null,null,null,null,null,null,null,null,2480,null,null,null,null,null,null,null,null,null,null,null,null,null,null,null,null,null,null,null,2480,null,null,null,null,null,null,null,null,null,null,null,null,null,null,null,null,null,null,null,2480,null,null,null,null,null,null,null,null,null,null,null,null,null,null,null,null,null,null,null,2480,null,null,null,null,null,null,null,null,null,null,null,null,null,null,null,null,null,null,null,2480,null,null,null,null,null,null,null,null,null,null,null,null,null,null,null,null,null,null,null,2480,null,null,null,null,null,null,null,null,null,null,null,null,null,null,null,null,null,null,null,2480]
[null,2497,null,null,null,null,null,null,null,null,null,null,null,null,null,null,null,null,null,null,null,2497,null,null,null,null,null,null,null,null,null,null,null,null,null,null,null,null,null,null,null,2497,null,null,null,null,null,null,null,null,null,null,null,null,null,null,null,null,null,null,null,2497,null,null,null,null,null,null,null,null,null,null,null,null,null,null,null,null,null,null,null,2497,null,null,null,null,null,null,null,null,null,null,null,null,null,null,null,null,null,null,null,2497,null,null,null,null,null,null,null,null,null,null,null,null,null,null,null,null,null,null,null,2497,null,null,null,null,null,null,null,null,null,null,null,null,null,null,null,null,null,null,null,2497,null,null,null,null,null,null,null,null,null,null,null,null,null,null,null,null,null,null,null,2497,null,null,null,null,null,null,null,null,null,null,null,null,null,null,null,null,null,null,null,2497]
[null,2539,null,null,null,null,null,null,null,null,null,null,null,null,null,null,null,null,null,null,null,2539,null,null,null,null,null,null,null,null,null,null,null,null,null,null,null,null,null,null,null,2539,null,null,null,null,null,null,null,null,null,null,null,null,null,null,null,null,null,null,null,2539,null,null,null,null,null,null,null,null,null,null,null,null,null,null,null,null,null,null,null,2539,null,null,null,null,null,null,null,null,null,null,null,null,null,null,null,null,null,null,null,2539,null,null,null,null,null,null,null,null,null,null,null,null,null,null,null,null,null,null,null,2539,null,null,null,null,null,null,null,null,null,null,null,null,null,null,null,null,null,null,null,2539,null,null,null,null,null,null,null,null,null,null,null,null,null,null,null,null,null,null,null,2539,null,null,null,null,null,null,null,null,null,null,null,null,null,null,null,null,null,null,null,2539]
[null,2582,null,null,null,null,null,null,null,null,null,null,null,null,null,null,null,null,null,null,null,2582,null,null,null,null,null,null,null,null,null,null,null,null,null,null,null,null,null,null,null,2582,null,null,null,null,null,null,null,null,null,null,null,null,null,null,null,null,null,null,null,2582,null,null,null,null,null,null,null,null,null,null,null,null,null,null,null,null,null,null,null,2582,null,null,null,null,null,null,null,null,null,null,null,null,null,null,null,null,null,null,null,2582,null,null,null,null,null,null,null,null,null,null,null,null,null,null,null,null,null,null,null,2582,null,null,null,null,null,null,null,null,null,null,null,null,null,null,null,null,null,null,null,2582,null,null,null,null,null,null,null,null,null,null,null,null,null,null,null,null,null,null,null,2582,null,null,null,null,null,null,null,null,null,null,null,null,null,null,null,null,null,null,null,2582]
[null,2599,null,null,null,null,null,null,null,null,null,null,null,null,null,null,null,null,null,null,null,2599,null,null,null,null,null,null,null,null,null,null,null,null,null,null,null,null,null,null,null,2599,null,null,null,null,null,null,null,null,null,null,null,null,null,null,null,null,null,null,null,2599,null,null,null,null,null,null,null,null,null,null,null,null,null,null,null,null,null,null,null,2599,null,null,null,null,null,null,null,null,null,null,null,null,null,null,null,null,null,null,null,2599,null,null,null,null,null,null,null,null,null,null,null,null,null,null,null,null,null,null,null,2599,null,null,null,null,null,null,null,null,null,null,null,null,null,null,null,null,null,null,null,2599,null,null,null,null,null,null,null,null,null,null,null,null,null,null,null,null,null,null,null,2599,null,null,null,null,null,null,null,null,null,null,null,null,null,null,null,null,null,null,null,2599]
[null,2634,null,null,null,null,null,null,null,null,null,null,null,null,null,null,null,null,null,null,null,2634,null,null,null,null,null,null,null,null,null,null,null,null,null,null,null,null,null,null,null,2634,null,null,null,null,null,null,null,null,null,null,null,null,null,null,null,null,null,null,null,2634,null,null,null,null,null,null,null,null,null,null,null,null,null,null,null,null,null,null,null,2634,null,null,null,null,null,null,null,null,null,null,null,null,null,null,null,null,null,null,null,2634,null,null,null,null,null,null,null,null,null,null,null,null,null,null,null,null,null,null,null,2634,null,null,null,null,null,null,null,null,null,null,null,null,null,null,null,null,null,null,null,2634,null,null,null,null,null,null,null,null,null,null,null,null,null,null,null,null,null,null,null,2634,null,null,null,null,null,null,null,null,null,null,null,null,null,null,null,null,null,null,null,2634]
[null,2685,null,null,null,null,null,null,null,null,null,null,null,null,null,null,null,null,null,null,null,2685,null,null,null,null,null,null,null,null,null,null,null,null,null,null,null,null,null,null,null,2685,null,null,null,null,null,null,null,null,null,null,null,null,null,null,null,null,null,null,null,2685,null,null,null,null,null,null,null,null,null,null,null,null,null,null,null,null,null,null,null,2685,null,null,null,null,null,null,null,null,null,null,null,null,null,null,null,null,null,null,null,2685,null,null,null,null,null,null,null,null,null,null,null,null,null,null,null,null,null,null,null,2685,null,null,null,null,null,null,null,null,null,null,null,null,null,null,null,null,null,null,null,2685,null,null,null,null,null,null,null,null,null,null,null,null,null,null,null,null,null,null,null,2685,null,null,null,null,null,null,null,null,null,null,null,null,null,null,null,null,null,null,null,2685]
[null,2702,null,null,null,null,null,null,null,null,null,null,null,null,null,null,null,null,null,null,null,2702,null,null,null,null,null,null,null,null,null,null,null,null,null,null,null,null,null,null,null,2702,null,null,null,null,null,null,null,null,null,null,null,null,null,null,null,null,null,null,null,2702,null,null,null,null,null,null,null,null,null,null,null,null,null,null,null,null,null,null,null,2702,null,null,null,null,null,null,null,null,null,null,null,null,null,null,null,null,null,null,null,2702,null,null,null,null,null,null,null,null,null,null,null,null,null,null,null,null,null,null,null,2702,null,null,null,null,null,null,null,null,null,null,null,null,null,null,null,null,null,null,null,2702,null,null,null,null,null,null,null,null,null,null,null,null,null,null,null,null,null,null,null,2702,null,null,null,null,null,null,null,null,null,null,null,null,null,null,null,null,null,null,null,2702]
[null,2737,null,null,null,null,null,null,null,null,null,null,null,null,null,null,null,null,null,null,null,2737,null,null,null,null,null,null,null,null,null,null,null,null,null,null,null,null,null,null,null,2737,null,null,null,null,null,null,null,null,null,null,null,null,null,null,null,null,null,null,null,2737,null,null,null,null,null,null,null,null,null,null,null,null,null,null,null,null,null,null,null,2737,null,null,null,null,null,null,null,null,null,null,null,null,null,null,null,null,null,null,null,2737,null,null,null,null,null,null,null,null,null,null,null,null,null,null,null,null,null,null,null,2737,null,null,null,null,null,null,null,null,null,null,null,null,null,null,null,null,null,null,null,2737,null,null,null,null,null,null,null,null,null,null,null,null,null,null,null,null,null,null,null,2737,null,null,null,null,null,null,null,null,null,null,null,null,null,null,null,null,null,null,null,2737]
[null,2788,null,null,null,null,null,null,null,null,null,null,null,null,null,null,null,null,null,null,null,2788,null,null,null,null,null,null,null,null,null,null,null,null,null,null,null,null,null,null,null,2788,null,null,null,null,null,null,null,null,null,null,null,null,null,null,null,null,null,null,null,2788,null,null,null,null,null,null,null,null,null,null,null,null,null,null,null,null,null,null,null,2788,null,null,null,null,null,null,null,null,null,null,null,null,null,null,null,null,null,null,null,2788,null,null,null,null,null,null,null,null,null,null,null,null,null,null,null,null,null,null,null,2788,null,null,null,null,null,null,null,null,null,null,null,null,null,null,null,null,null,null,null,2788,null,null,null,null,null,null,null,null,null,null,null,null,null,null,null,null,null,null,null,2788,null,null,null,null,null,null,null,null,null,null,null,null,null,null,null,null,null,null,null,2788]
[null,2823,null,null,null,null,null,null,null,null,null,null,null,null,null,null,null,null,null,null,null,2823,null,null,null,null,null,null,null,null,null,null,null,null,null,null,null,null,null,null,null,2823,null,null,null,null,null,null,null,null,null,null,null,null,null,null,null,null,null,null,null,2823,null,null,null,null,null,null,null,null,null,null,null,null,null,null,null,null,null,null,null,2823,null,null,null,null,null,null,null,null,null,null,null,null,null,null,null,null,null,null,null,2823,null,null,null,null,null,null,null,null,null,null,null,null,null,null,null,null,null,null,null,2823,null,null,null,null,null,null,null,null,null,null,null,null,null,null,null,null,null,null,null,2823,null,null,null,null,null,null,null,null,null,null,null,null,null,null,null,null,null,null,null,2823,null,null,null,null,null,null,null,null,null,null,null,null,null,null,null,null,null,null,null,2823]
[null,2840,null,null,null,null,null,null,null,null,null,null,null,null,null,null,null,null,null,null,null,2840,null,null,null,null,null,null,null,null,null,null,null,null,null,null,null,null,null,null,null,2840,null,null,null,null,null,null,null,null,null,null,null,null,null,null,null,null,null,null,null,2840,null,null,null,null,null,null,null,null,null,null,null,null,null,null,null,null,null,null,null,2840,null,null,null,null,null,null,null,null,null,null,null,null,null,null,null,null,null,null,null,2840,null,null,null,null,null,null,null,null,null,null,null,null,null,null,null,null,null,null,null,2840,null,null,null,null,null,null,null,null,null,null,null,null,null,null,null,null,null,null,null,2840,null,null,null,null,null,null,null,null,null,null,null,null,null,null,null,null,null,null,null,2840,null,null,null,null,null,null,null,null,null,null,null,null,null,null,null,null,null,null,null,2840]
[null,2891,null,null,null,null,null,null,null,null,null,null,null,null,null,null,null,null,null,null,null,2891,null,null,null,null,null,null,null,null,null,null,null,null,null,null,null,null,null,null,null,2891,null,null,null,null,null,null,null,null,null,null,null,null,null,null,null,null,null,null,null,2891,null,null,null,null,null,null,null,null,null,null,null,null,null,null,null,null,null,null,null,2891,null,null,null,null,null,null,null,null,null,null,null,null,null,null,null,null,null,null,null,2891,null,null,null,null,null,null,null,null,null,null,null,null,null,null,null,null,null,null,null,2891,null,null,null,null,null,null,null,null,null,null,null,null,null,null,null,null,null,null,null,2891,null,null,null,null,null,null,null,null,null,null,null,null,null,null,null,null,null,null,null,2891,null,null,null,null,null,null,null,null,null,null,null,null,null,null,null,null,null,null,null,2891]
[null,2892,null,null,null,null,null,null,null,null,null,null,null,null,null,null,null,null,null,null,null,2892,null,null,null,null,null,null,null,null,null,null,null,null,null,null,null,null,null,null,null,2892,null,null,null,null,null,null,null,null,null,null,null,null,null,null,null,null,null,null,null,2892,null,null,null,null,null,null,null,null,null,null,null,null,null,null,null,null,null,null,null,2892,null,null,null,null,null,null,null,null,null,null,null,null,null,null,null,null,null,null,null,2892,null,null,null,null,null,null,null,null,null,null,null,null,null,null,null,null,null,null,null,2892,null,null,null,null,null,null,null,null,null,null,null,null,null,null,null,null,null,null,null,2892,null,null,null,null,null,null,null,null,null,null,null,null,null,null,null,null,null,null,null,2892,null,null,null,null,null,null,null,null,null,null,null,null,null,null,null,null,null,null,null,2892]
[null,2943,null,null,null,null,null,null,null,null,null,null,null,null,null,null,null,null,null,null,null,2943,null,null,null,null,null,null,null,null,null,null,null,null,null,null,null,null,null,null,null,2943,null,null,null,null,null,null,null,null,null,null,null,null,null,null,null,null,null,null,null,2943,null,null,null,null,null,null,null,null,null,null,null,null,null,null,null,null,null,null,null,2943,null,null,null,null,null,null,null,null,null,null,null,null,null,null,null,null,null,null,null,2943,null,null,null,null,null,null,null,null,null,null,null,null,null,null,null,null,null,null,null,2943,null,null,null,null,null,null,null,null,null,null,null,null,null,null,null,null,null,null,null,2943,null,null,null,null,null,null,null,null,null,null,null,null,null,null,null,null,null,null,null,2943,null,null,null,null,null,null,null,null,null,null,null,null,null,null,null,null,null,null,null,2943]
[null,2960,null,null,null,null,null,null,null,null,null,null,null,null,null,null,null,null,null,null,null,2960,null,null,null,null,null,null,null,null,null,null,null,null,null,null,null,null,null,null,null,2960,null,null,null,null,null,null,null,null,null,null,null,null,null,null,null,null,null,null,null,2960,null,null,null,null,null,null,null,null,null,null,null,null,null,null,null,null,null,null,null,2960,null,null,null,null,null,null,null,null,null,null,null,null,null,null,null,null,null,null,null,2960,null,null,null,null,null,null,null,null,null,null,null,null,null,null,null,null,null,null,null,2960,null,null,null,null,null,null,null,null,null,null,null,null,null,null,null,null,null,null,null,2960,null,null,null,null,null,null,null,null,null,null,null,null,null,null,null,null,null,null,null,2960,null,null,null,null,null,null,null,null,null,null,null,null,null,null,null,null,null,null,null,2960]
[null,2995,null,null,null,null,null,null,null,null,null,null,null,null,null,null,null,null,null,null,null,2995,null,null,null,null,null,null,null,null,null,null,null,null,null,null,null,null,null,null,null,2995,null,null,null,null,null,null,null,null,null,null,null,null,null,null,null,null,null,null,null,2995,null,null,null,null,null,null,null,null,null,null,null,null,null,null,null,null,null,null,null,2995,null,null,null,null,null,null,null,null,null,null,null,null,null,null,null,null,null,null,null,2995,null,null,null,null,null,null,null,null,null,null,null,null,null,null,null,null,null,null,null,2995,null,null,null,null,null,null,null,null,null,null,null,null,null,null,null,null,null,null,null,2995,null,null,null,null,null,null,null,null,null,null,null,null,null,null,null,null,null,null,null,2995,null,null,null,null,null,null,null,null,null,null,null,null,null,null,null,null,null,null,null,2995]
[null,3046,null,null,null,null,null,null,null,null,null,null,null,null,null,null,null,null,null,null,null,3046,null,null,null,null,null,null,null,null,null,null,null,null,null,null,null,null,null,null,null,3046,null,null,null,null,null,null,null,null,null,null,null,null,null,null,null,null,null,null,null,3046,null,null,null,null,null,null,null,null,null,null,null,null,null,null,null,null,null,null,null,3046,null,null,null,null,null,null,null,null,null,null,null,null,null,null,null,null,null,null,null,3046,null,null,null,null,null,null,null,null,null,null,null,null,null,null,null,null,null,null,null,3046,null,null,null,null,null,null,null,null,null,null,null,null,null,null,null,null,null,null,null,3046,null,null,null,null,null,null,null,null,null,null,null,null,null,null,null,null,null,null,null,3046,null,null,null,null,null,null,null,null,null,null,null,null,null,null,null,null,null,null,null,3046]
[null,3081,null,null,null,null,null,null,null,null,null,null,null,null,null,null,null,null,null,null,null,3081,null,null,null,null,null,null,null,null,null,null,null,null,null,null,null,null,null,null,null,3081,null,null,null,null,null,null,null,null,null,null,null,null,null,null,null,null,null,null,null,3081,null,null,null,null,null,null,null,null,null,null,null,null,null,null,null,null,null,null,null,3081,null,null,null,null,null,null,null,null,null,null,null,null,null,null,null,null,null,null,null,3081,null,null,null,null,null,null,null,null,null,null,null,null,null,null,null,null,null,null,null,3081,null,null,null,null,null,null,null,null,null,null,null,null,null,null,null,null,null,null,null,3081,null,null,null,null,null,null,null,null,null,null,null,null,null,null,null,null,null,null,null,3081,null,null,null,null,null,null,null,null,null,null,null,null,null,null,null,null,null,null,null,3081]
[null,3098,null,null,null,null,null,null,null,null,null,null,null,null,null,null,null,null,null,null,null,3098,null,null,null,null,null,null,null,null,null,null,null,null,null,null,null,null,null,null,null,3098,null,null,null,null,null,null,null,null,null,null,null,null,null,null,null,null,null,null,null,3098,null,null,null,null,null,null,null,null,null,null,null,null,null,null,null,null,null,null,null,3098,null,null,null,null,null,null,null,null,null,null,null,null,null,null,null,null,null,null,null,3098,null,null,null,null,null,null,null,null,null,null,null,null,null,null,null,null,null,null,null,3098,null,null,null,null,null,null,null,null,null,null,null,null,null,null,null,null,null,null,null,3098,null,null,null,null,null,null,null,null,null,null,null,null,null,null,null,null,null,null,null,3098,null,null,null,null,null,null,null,null,null,null,null,null,null,null,null,null,null,null,null,3098]
[null,3149,null,null,null,null,null,null,null,null,null,null,null,null,null,null,null,null,null,null,null,3149,null,null,null,null,null,null,null,null,null,null,null,null,null,null,null,null,null,null,null,3149,null,null,null,null,null,null,null,null,null,null,null,null,null,null,null,null,null,null,null,3149,null,null,null,null,null,null,null,null,null,null,null,null,null,null,null,null,null,null,null,3149,null,null,null,null,null,null,null,null,null,null,null,null,null,null,null,null,null,null,null,3149,null,null,null,null,null,null,null,null,null,null,null,null,null,null,null,null,null,null,null,3149,null,null,null,null,null,null,null,null,null,null,null,null,null,null,null,null,null,null,null,3149,null,null,null,null,null,null,null,null,null,null,null,null,null,null,null,null,null,null,null,3149,null,null,null,null,null,null,null,null,null,null,null,null,null,null,null,null,null,null,null,3149]
[null,3184,null,null,null,null,null,null,null,null,null,null,null,null,null,null,null,null,null,null,null,3184,null,null,null,null,null,null,null,null,null,null,null,null,null,null,null,null,null,null,null,3184,null,null,null,null,null,null,null,null,null,null,null,null,null,null,null,null,null,null,null,3184,null,null,null,null,null,null,null,null,null,null,null,null,null,null,null,null,null,null,null,3184,null,null,null,null,null,null,null,null,null,null,null,null,null,null,null,null,null,null,null,3184,null,null,null,null,null,null,null,null,null,null,null,null,null,null,null,null,null,null,null,3184,null,null,null,null,null,null,null,null,null,null,null,null,null,null,null,null,null,null,null,3184,null,null,null,null,null,null,null,null,null,null,null,null,null,null,null,null,null,null,null,3184,null,null,null,null,null,null,null,null,null,null,null,null,null,null,null,null,null,null,null,3184]
[null,3201,null,null,null,null,null,null,null,null,null,null,null,null,null,null,null,null,null,null,null,3201,null,null,null,null,null,null,null,null,null,null,null,null,null,null,null,null,null,null,null,3201,null,null,null,null,null,null,null,null,null,null,null,null,null,null,null,null,null,null,null,3201,null,null,null,null,null,null,null,null,null,null,null,null,null,null,null,null,null,null,null,3201,null,null,null,null,null,null,null,null,null,null,null,null,null,null,null,null,null,null,null,3201,null,null,null,null,null,null,null,null,null,null,null,null,null,null,null,null,null,null,null,3201,null,null,null,null,null,null,null,null,null,null,null,null,null,null,null,null,null,null,null,3201,null,null,null,null,null,null,null,null,null,null,null,null,null,null,null,null,null,null,null,3201,null,null,null,null,null,null,null,null,null,null,null,null,null,null,null,null,null,null,null,3201]
[null,3252,null,null,null,null,null,null,null,null,null,null,null,null,null,null,null,null,null,null,null,3252,null,null,null,null,null,null,null,null,null,null,null,null,null,null,null,null,null,null,null,3252,null,null,null,null,null,null,null,null,null,null,null,null,null,null,null,null,null,null,null,3252,null,null,null,null,null,null,null,null,null,null,null,null,null,null,null,null,null,null,null,3252,null,null,null,null,null,null,null,null,null,null,null,null,null,null,null,null,null,null,null,3252,null,null,null,null,null,null,null,null,null,null,null,null,null,null,null,null,null,null,null,3252,null,null,null,null,null,null,null,null,null,null,null,null,null,null,null,null,null,null,null,3252,null,null,null,null,null,null,null,null,null,null,null,null,null,null,null,null,null,null,null,3252,null,null,null,null,null,null,null,null,null,null,null,null,null,null,null,null,null,null,null,3252]
[null,3289,null,null,null,null,null,null,null,null,null,null,null,null,null,null,null,null,null,null,null,3289,null,null,null,null,null,null,null,null,null,null,null,null,null,null,null,null,null,null,null,3289,null,null,null,null,null,null,null,null,null,null,null,null,null,null,null,null,null,null,null,3289,null,null,null,null,null,null,null,null,null,null,null,null,null,null,null,null,null,null,null,3289,null,null,null,null,null,null,null,null,null,null,null,null,null,null,null,null,null,null,null,3289,null,null,null,null,null,null,null,null,null,null,null,null,null,null,null,null,null,null,null,3289,null,null,null,null,null,null,null,null,null,null,null,null,null,null,null,null,null,null,null,3289,null,null,null,null,null,null,null,null,null,null,null,null,null,null,null,null,null,null,null,3289,null,null,null,null,null,null,null,null,null,null,null,null,null,null,null,null,null,null,null,3289]
[null,3303,null,null,null,null,null,null,null,null,null,null,null,null,null,null,null,null,null,null,null,3303,null,null,null,null,null,null,null,null,null,null,null,null,null,null,null,null,null,null,null,3303,null,null,null,null,null,null,null,null,null,null,null,null,null,null,null,null,null,null,null,3303,null,null,null,null,null,null,null,null,null,null,null,null,null,null,null,null,null,null,null,3303,null,null,null,null,null,null,null,null,null,null,null,null,null,null,null,null,null,null,null,3303,null,null,null,null,null,null,null,null,null,null,null,null,null,null,null,null,null,null,null,3303,null,null,null,null,null,null,null,null,null,null,null,null,null,null,null,null,null,null,null,3303,null,null,null,null,null,null,null,null,null,null,null,null,null,null,null,null,null,null,null,3303,null,null,null,null,null,null,null,null,null,null,null,null,null,null,null,null,null,null,null,3303]
[null,3338,null,null,null,null,null,null,null,null,null,null,null,null,null,null,null,null,null,null,null,3338,null,null,null,null,null,null,null,null,null,null,null,null,null,null,null,null,null,null,null,3338,null,null,null,null,null,null,null,null,null,null,null,null,null,null,null,null,null,null,null,3338,null,null,null,null,null,null,null,null,null,null,null,null,null,null,null,null,null,null,null,3338,null,null,null,null,null,null,null,null,null,null,null,null,null,null,null,null,null,null,null,3338,null,null,null,null,null,null,null,null,null,null,null,null,null,null,null,null,null,null,null,3338,null,null,null,null,null,null,null,null,null,null,null,null,null,null,null,null,null,null,null,3338,null,null,null,null,null,null,null,null,null,null,null,null,null,null,null,null,null,null,null,3338,null,null,null,null,null,null,null,null,null,null,null,null,null,null,null,null,null,null,null,3338]
[null,3389,null,null,null,null,null,null,null,null,null,null,null,null,null,null,null,null,null,null,null,3389,null,null,null,null,null,null,null,null,null,null,null,null,null,null,null,null,null,null,null,3389,null,null,null,null,null,null,null,null,null,null,null,null,null,null,null,null,null,null,null,3389,null,null,null,null,null,null,null,null,null,null,null,null,null,null,null,null,null,null,null,3389,null,null,null,null,null,null,null,null,null,null,null,null,null,null,null,null,null,null,null,3389,null,null,null,null,null,null,null,null,null,null,null,null,null,null,null,null,null,null,null,3389,null,null,null,null,null,null,null,null,null,null,null,null,null,null,null,null,null,null,null,3389,null,null,null,null,null,null,null,null,null,null,null,null,null,null,null,null,null,null,null,3389,null,null,null,null,null,null,null,null,null,null,null,null,null,null,null,null,null,null,null,3389]
[null,3406,null,null,null,null,null,null,null,null,null,null,null,null,null,null,null,null,null,null,null,3406,null,null,null,null,null,null,null,null,null,null,null,null,null,null,null,null,null,null,null,3406,null,null,null,null,null,null,null,null,null,null,null,null,null,null,null,null,null,null,null,3406,null,null,null,null,null,null,null,null,null,null,null,null,null,null,null,null,null,null,null,3406,null,null,null,null,null,null,null,null,null,null,null,null,null,null,null,null,null,null,null,3406,null,null,null,null,null,null,null,null,null,null,null,null,null,null,null,null,null,null,null,3406,null,null,null,null,null,null,null,null,null,null,null,null,null,null,null,null,null,null,null,3406,null,null,null,null,null,null,null,null,null,null,null,null,null,null,null,null,null,null,null,3406,null,null,null,null,null,null,null,null,null,null,null,null,null,null,null,null,null,null,null,3406]
[null,3441,null,null,null,null,null,null,null,null,null,null,null,null,null,null,null,null,null,null,null,3441,null,null,null,null,null,null,null,null,null,null,null,null,null,null,null,null,null,null,null,3441,null,null,null,null,null,null,null,null,null,null,null,null,null,null,null,null,null,null,null,3441,null,null,null,null,null,null,null,null,null,null,null,null,null,null,null,null,null,null,null,3441,null,null,null,null,null,null,null,null,null,null,null,null,null,null,null,null,null,null,null,3441,null,null,null,null,null,null,null,null,null,null,null,null,null,null,null,null,null,null,null,3441,null,null,null,null,null,null,null,null,null,null,null,null,null,null,null,null,null,null,null,3441,null,null,null,null,null,null,null,null,null,null,null,null,null,null,null,null,null,null,null,3441,null,null,null,null,null,null,null,null,null,null,null,null,null,null,null,null,null,null,null,3441]
[null,3492,null,null,null,null,null,null,null,null,null,null,null,null,null,null,null,null,null,null,null,3492,null,null,null,null,null,null,null,null,null,null,null,null,null,null,null,null,null,null,null,3492,null,null,null,null,null,null,null,null,null,null,null,null,null,null,null,null,null,null,null,3492,null,null,null,null,null,null,null,null,null,null,null,null,null,null,null,null,null,null,null,3492,null,null,null,null,null,null,null,null,null,null,null,null,null,null,null,null,null,null,null,3492,null,null,null,null,null,null,null,null,null,null,null,null,null,null,null,null,null,null,null,3492,null,null,null,null,null,null,null,null,null,null,null,null,null,null,null,null,null,null,null,3492,null,null,null,null,null,null,null,null,null,null,null,null,null,null,null,null,null,null,null,3492,null,null,null,null,null,null,null,null,null,null,null,null,null,null,null,null,null,null,null,3492]
[null,3527,null,null,null,null,null,null,null,null,null,null,null,null,null,null,null,null,null,null,null,3527,null,null,null,null,null,null,null,null,null,null,null,null,null,null,null,null,null,null,null,3527,null,null,null,null,null,null,null,null,null,null,null,null,null,null,null,null,null,null,null,3527,null,null,null,null,null,null,null,null,null,null,null,null,null,null,null,null,null,null,null,3527,null,null,null,null,null,null,null,null,null,null,null,null,null,null,null,null,null,null,null,3527,null,null,null,null,null,null,null,null,null,null,null,null,null,null,null,null,null,null,null,3527,null,null,null,null,null,null,null,null,null,null,null,null,null,null,null,null,null,null,null,3527,null,null,null,null,null,null,null,null,null,null,null,null,null,null,null,null,null,null,null,3527,null,null,null,null,null,null,null,null,null,null,null,null,null,null,null,null,null,null,null,3527]
[null,3544,null,null,null,null,null,null,null,null,null,null,null,null,null,null,null,null,null,null,null,3544,null,null,null,null,null,null,null,null,null,null,null,null,null,null,null,null,null,null,null,3544,null,null,null,null,null,null,null,null,null,null,null,null,null,null,null,null,null,null,null,3544,null,null,null,null,null,null,null,null,null,null,null,null,null,null,null,null,null,null,null,3544,null,null,null,null,null,null,null,null,null,null,null,null,null,null,null,null,null,null,null,3544,null,null,null,null,null,null,null,null,null,null,null,null,null,null,null,null,null,null,null,3544,null,null,null,null,null,null,null,null,null,null,null,null,null,null,null,null,null,null,null,3544,null,null,null,null,null,null,null,null,null,null,null,null,null,null,null,null,null,null,null,3544,null,null,null,null,null,null,null,null,null,null,null,null,null,null,null,null,null,null,null,3544]
[null,3595,null,null,null,null,null,null,null,null,null,null,null,null,null,null,null,null,null,null,null,3595,null,null,null,null,null,null,null,null,null,null,null,null,null,null,null,null,null,null,null,3595,null,null,null,null,null,null,null,null,null,null,null,null,null,null,null,null,null,null,null,3595,null,null,null,null,null,null,null,null,null,null,null,null,null,null,null,null,null,null,null,3595,null,null,null,null,null,null,null,null,null,null,null,null,null,null,null,null,null,null,null,3595,null,null,null,null,null,null,null,null,null,null,null,null,null,null,null,null,null,null,null,3595,null,null,null,null,null,null,null,null,null,null,null,null,null,null,null,null,null,null,null,3595,null,null,null,null,null,null,null,null,null,null,null,null,null,null,null,null,null,null,null,3595,null,null,null,null,null,null,null,null,null,null,null,null,null,null,null,null,null,null,null,3595]
[null,3630,null,null,null,null,null,null,null,null,null,null,null,null,null,null,null,null,null,null,null,3630,null,null,null,null,null,null,null,null,null,null,null,null,null,null,null,null,null,null,null,3630,null,null,null,null,null,null,null,null,null,null,null,null,null,null,null,null,null,null,null,3630,null,null,null,null,null,null,null,null,null,null,null,null,null,null,null,null,null,null,null,3630,null,null,null,null,null,null,null,null,null,null,null,null,null,null,null,null,null,null,null,3630,null,null,null,null,null,null,null,null,null,null,null,null,null,null,null,null,null,null,null,3630,null,null,null,null,null,null,null,null,null,null,null,null,null,null,null,null,null,null,null,3630,null,null,null,null,null,null,null,null,null,null,null,null,null,null,null,null,null,null,null,3630,null,null,null,null,null,null,null,null,null,null,null,null,null,null,null,null,null,null,null,3630]
[null,3647,null,null,null,null,null,null,null,null,null,null,null,null,null,null,null,null,null,null,null,3647,null,null,null,null,null,null,null,null,null,null,null,null,null,null,null,null,null,null,null,3647,null,null,null,null,null,null,null,null,null,null,null,null,null,null,null,null,null,null,null,3647,null,null,null,null,null,null,null,null,null,null,null,null,null,null,null,null,null,null,null,3647,null,null,null,null,null,null,null,null,null,null,null,null,null,null,null,null,null,null,null,3647,null,null,null,null,null,null,null,null,null,null,null,null,null,null,null,null,null,null,null,3647,null,null,null,null,null,null,null,null,null,null,null,null,null,null,null,null,null,null,null,3647,null,null,null,null,null,null,null,null,null,null,null,null,null,null,null,null,null,null,null,3647,null,null,null,null,null,null,null,null,null,null,null,null,null,null,null,null,null,null,null,3647]
[null,3698,null,null,null,null,null,null,null,null,null,null,null,null,null,null,null,null,null,null,null,3698,null,null,null,null,null,null,null,null,null,null,null,null,null,null,null,null,null,null,null,3698,null,null,null,null,null,null,null,null,null,null,null,null,null,null,null,null,null,null,null,3698,null,null,null,null,null,null,null,null,null,null,null,null,null,null,null,null,null,null,null,3698,null,null,null,null,null,null,null,null,null,null,null,null,null,null,null,null,null,null,null,3698,null,null,null,null,null,null,null,null,null,null,null,null,null,null,null,null,null,null,null,3698,null,null,null,null,null,null,null,null,null,null,null,null,null,null,null,null,null,null,null,3698,null,null,null,null,null,null,null,null,null,null,null,null,null,null,null,null,null,null,null,3698,null,null,null,null,null,null,null,null,null,null,null,null,null,null,null,null,null,null,null,3698]
[null,3733,null,null,null,null,null,null,null,null,null,null,null,null,null,null,null,null,null,null,null,3733,null,null,null,null,null,null,null,null,null,null,null,null,null,null,null,null,null,null,null,3733,null,null,null,null,null,null,null,null,null,null,null,null,null,null,null,null,null,null,null,3733,null,null,null,null,null,null,null,null,null,null,null,null,null,null,null,null,null,null,null,3733,null,null,null,null,null,null,null,null,null,null,null,null,null,null,null,null,null,null,null,3733,null,null,null,null,null,null,null,null,null,null,null,null,null,null,null,null,null,null,null,3733,null,null,null,null,null,null,null,null,null,null,null,null,null,null,null,null,null,null,null,3733,null,null,null,null,null,null,null,null,null,null,null,null,null,null,null,null,null,null,null,3733,null,null,null,null,null,null,null,null,null,null,null,null,null,null,null,null,null,null,null,3733]
[null,3750,null,null,null,null,null,null,null,null,null,null,null,null,null,null,null,null,null,null,null,3750,null,null,null,null,null,null,null,null,null,null,null,null,null,null,null,null,null,null,null,3750,null,null,null,null,null,null,null,null,null,null,null,null,null,null,null,null,null,null,null,3750,null,null,null,null,null,null,null,null,null,null,null,null,null,null,null,null,null,null,null,3750,null,null,null,null,null,null,null,null,null,null,null,null,null,null,null,null,null,null,null,3750,null,null,null,null,null,null,null,null,null,null,null,null,null,null,null,null,null,null,null,3750,null,null,null,null,null,null,null,null,null,null,null,null,null,null,null,null,null,null,null,3750,null,null,null,null,null,null,null,null,null,null,null,null,null,null,null,null,null,null,null,3750,null,null,null,null,null,null,null,null,null,null,null,null,null,null,null,null,null,null,null,3750]
[null,3785,null,null,null,null,null,null,null,null,null,null,null,null,null,null,null,null,null,null,null,3785,null,null,null,null,null,null,null,null,null,null,null,null,null,null,null,null,null,null,null,3785,null,null,null,null,null,null,null,null,null,null,null,null,null,null,null,null,null,null,null,3785,null,null,null,null,null,null,null,null,null,null,null,null,null,null,null,null,null,null,null,3785,null,null,null,null,null,null,null,null,null,null,null,null,null,null,null,null,null,null,null,3785,null,null,null,null,null,null,null,null,null,null,null,null,null,null,null,null,null,null,null,3785,null,null,null,null,null,null,null,null,null,null,null,null,null,null,null,null,null,null,null,3785,null,null,null,null,null,null,null,null,null,null,null,null,null,null,null,null,null,null,null,3785,null,null,null,null,null,null,null,null,null,null,null,null,null,null,null,null,null,null,null,3785]
[null,3836,null,null,null,null,null,null,null,null,null,null,null,null,null,null,null,null,null,null,null,3836,null,null,null,null,null,null,null,null,null,null,null,null,null,null,null,null,null,null,null,3836,null,null,null,null,null,null,null,null,null,null,null,null,null,null,null,null,null,null,null,3836,null,null,null,null,null,null,null,null,null,null,null,null,null,null,null,null,null,null,null,3836,null,null,null,null,null,null,null,null,null,null,null,null,null,null,null,null,null,null,null,3836,null,null,null,null,null,null,null,null,null,null,null,null,null,null,null,null,null,null,null,3836,null,null,null,null,null,null,null,null,null,null,null,null,null,null,null,null,null,null,null,3836,null,null,null,null,null,null,null,null,null,null,null,null,null,null,null,null,null,null,null,3836,null,null,null,null,null,null,null,null,null,null,null,null,null,null,null,null,null,null,null,3836]
[null,3853,null,null,null,null,null,null,null,null,null,null,null,null,null,null,null,null,null,null,null,3853,null,null,null,null,null,null,null,null,null,null,null,null,null,null,null,null,null,null,null,3853,null,null,null,null,null,null,null,null,null,null,null,null,null,null,null,null,null,null,null,3853,null,null,null,null,null,null,null,null,null,null,null,null,null,null,null,null,null,null,null,3853,null,null,null,null,null,null,null,null,null,null,null,null,null,null,null,null,null,null,null,3853,null,null,null,null,null,null,null,null,null,null,null,null,null,null,null,null,null,null,null,3853,null,null,null,null,null,null,null,null,null,null,null,null,null,null,null,null,null,null,null,3853,null,null,null,null,null,null,null,null,null,null,null,null,null,null,null,null,null,null,null,3853,null,null,null,null,null,null,null,null,null,null,null,null,null,null,null,null,null,null,null,3853]
[null,3888,null,null,null,null,null,null,null,null,null,null,null,null,null,null,null,null,null,null,null,3888,null,null,null,null,null,null,null,null,null,null,null,null,null,null,null,null,null,null,null,3888,null,null,null,null,null,null,null,null,null,null,null,null,null,null,null,null,null,null,null,3888,null,null,null,null,null,null,null,null,null,null,null,null,null,null,null,null,null,null,null,3888,null,null,null,null,null,null,null,null,null,null,null,null,null,null,null,null,null,null,null,3888,null,null,null,null,null,null,null,null,null,null,null,null,null,null,null,null,null,null,null,3888,null,null,null,null,null,null,null,null,null,null,null,null,null,null,null,null,null,null,null,3888,null,null,null,null,null,null,null,null,null,null,null,null,null,null,null,null,null,null,null,3888,null,null,null,null,null,null,null,null,null,null,null,null,null,null,null,null,null,null,null,3888]
[null,3939,null,null,null,null,null,null,null,null,null,null,null,null,null,null,null,null,null,null,null,3939,null,null,null,null,null,null,null,null,null,null,null,null,null,null,null,null,null,null,null,3939,null,null,null,null,null,null,null,null,null,null,null,null,null,null,null,null,null,null,null,3939,null,null,null,null,null,null,null,null,null,null,null,null,null,null,null,null,null,null,null,3939,null,null,null,null,null,null,null,null,null,null,null,null,null,null,null,null,null,null,null,3939,null,null,null,null,null,null,null,null,null,null,null,null,null,null,null,null,null,null,null,3939,null,null,null,null,null,null,null,null,null,null,null,null,null,null,null,null,null,null,null,3939,null,null,null,null,null,null,null,null,null,null,null,null,null,null,null,null,null,null,null,3939,null,null,null,null,null,null,null,null,null,null,null,null,null,null,null,null,null,null,null,3939]
[null,3974,null,null,null,null,null,null,null,null,null,null,null,null,null,null,null,null,null,null,null,3974,null,null,null,null,null,null,null,null,null,null,null,null,null,null,null,null,null,null,null,3974,null,null,null,null,null,null,null,null,null,null,null,null,null,null,null,null,null,null,null,3974,null,null,null,null,null,null,null,null,null,null,null,null,null,null,null,null,null,null,null,3974,null,null,null,null,null,null,null,null,null,null,null,null,null,null,null,null,null,null,null,3974,null,null,null,null,null,null,null,null,null,null,null,null,null,null,null,null,null,null,null,3974,null,null,null,null,null,null,null,null,null,null,null,null,null,null,null,null,null,null,null,3974,null,null,null,null,null,null,null,null,null,null,null,null,null,null,null,null,null,null,null,3974,null,null,null,null,null,null,null,null,null,null,null,null,null,null,null,null,null,null,null,3974]
[null,3991,null,null,null,null,null,null,null,null,null,null,null,null,null,null,null,null,null,null,null,3991,null,null,null,null,null,null,null,null,null,null,null,null,null,null,null,null,null,null,null,3991,null,null,null,null,null,null,null,null,null,null,null,null,null,null,null,null,null,null,null,3991,null,null,null,null,null,null,null,null,null,null,null,null,null,null,null,null,null,null,null,3991,null,null,null,null,null,null,null,null,null,null,null,null,null,null,null,null,null,null,null,3991,null,null,null,null,null,null,null,null,null,null,null,null,null,null,null,null,null,null,null,3991,null,null,null,null,null,null,null,null,null,null,null,null,null,null,null,null,null,null,null,3991,null,null,null,null,null,null,null,null,null,null,null,null,null,null,null,null,null,null,null,3991,null,null,null,null,null,null,null,null,null,null,null,null,null,null,null,null,null,null,null,3991]
[null,4042,null,null,null,null,null,null,null,null,null,null,null,null,null,null,null,null,null,null,null,4042,null,null,null,null,null,null,null,null,null,null,null,null,null,null,null,null,null,null,null,4042,null,null,null,null,null,null,null,null,null,null,null,null,null,null,null,null,null,null,null,4042,null,null,null,null,null,null,null,null,null,null,null,null,null,null,null,null,null,null,null,4042,null,null,null,null,null,null,null,null,null,null,null,null,null,null,null,null,null,null,null,4042,null,null,null,null,null,null,null,null,null,null,null,null,null,null,null,null,null,null,null,4042,null,null,null,null,null,null,null,null,null,null,null,null,null,null,null,null,null,null,null,4042,null,null,null,null,null,null,null,null,null,null,null,null,null,null,null,null,null,null,null,4042,null,null,null,null,null,null,null,null,null,null,null,null,null,null,null,null,null,null,null,4042]
[null,4079,null,null,null,null,null,null,null,null,null,null,null,null,null,null,null,null,null,null,null,4079,null,null,null,null,null,null,null,null,null,null,null,null,null,null,null,null,null,null,null,4079,null,null,null,null,null,null,null,null,null,null,null,null,null,null,null,null,null,null,null,4079,null,null,null,null,null,null,null,null,null,null,null,null,null,null,null,null,null,null,null,4079,null,null,null,null,null,null,null,null,null,null,null,null,null,null,null,null,null,null,null,4079,null,null,null,null,null,null,null,null,null,null,null,null,null,null,null,null,null,null,null,4079,null,null,null,null,null,null,null,null,null,null,null,null,null,null,null,null,null,null,null,4079,null,null,null,null,null,null,null,null,null,null,null,null,null,null,null,null,null,null,null,4079,null,null,null,null,null,null,null,null,null,null,null,null,null,null,null,null,null,null,null,4079]
[null,4093,null,null,null,null,null,null,null,null,null,null,null,null,null,null,null,null,null,null,null,4093,null,null,null,null,null,null,null,null,null,null,null,null,null,null,null,null,null,null,null,4093,null,null,null,null,null,null,null,null,null,null,null,null,null,null,null,null,null,null,null,4093,null,null,null,null,null,null,null,null,null,null,null,null,null,null,null,null,null,null,null,4093,null,null,null,null,null,null,null,null,null,null,null,null,null,null,null,null,null,null,null,4093,null,null,null,null,null,null,null,null,null,null,null,null,null,null,null,null,null,null,null,4093,null,null,null,null,null,null,null,null,null,null,null,null,null,null,null,null,null,null,null,4093,null,null,null,null,null,null,null,null,null,null,null,null,null,null,null,null,null,null,null,4093,null,null,null,null,null,null,null,null,null,null,null,null,null,null,null,null,null,null,null,4093]
[null,4144,null,null,null,null,null,null,null,null,null,null,null,null,null,null,null,null,null,null,null,4144,null,null,null,null,null,null,null,null,null,null,null,null,null,null,null,null,null,null,null,4144,null,null,null,null,null,null,null,null,null,null,null,null,null,null,null,null,null,null,null,4144,null,null,null,null,null,null,null,null,null,null,null,null,null,null,null,null,null,null,null,4144,null,null,null,null,null,null,null,null,null,null,null,null,null,null,null,null,null,null,null,4144,null,null,null,null,null,null,null,null,null,null,null,null,null,null,null,null,null,null,null,4144,null,null,null,null,null,null,null,null,null,null,null,null,null,null,null,null,null,null,null,4144,null,null,null,null,null,null,null,null,null,null,null,null,null,null,null,null,null,null,null,4144,null,null,null,null,null,null,null,null,null,null,null,null,null,null,null,null,null,null,null,4144]
[null,4179,null,null,null,null,null,null,null,null,null,null,null,null,null,null,null,null,null,null,null,4179,null,null,null,null,null,null,null,null,null,null,null,null,null,null,null,null,null,null,null,4179,null,null,null,null,null,null,null,null,null,null,null,null,null,null,null,null,null,null,null,4179,null,null,null,null,null,null,null,null,null,null,null,null,null,null,null,null,null,null,null,4179,null,null,null,null,null,null,null,null,null,null,null,null,null,null,null,null,null,null,null,4179,null,null,null,null,null,null,null,null,null,null,null,null,null,null,null,null,null,null,null,4179,null,null,null,null,null,null,null,null,null,null,null,null,null,null,null,null,null,null,null,4179,null,null,null,null,null,null,null,null,null,null,null,null,null,null,null,null,null,null,null,4179,null,null,null,null,null,null,null,null,null,null,null,null,null,null,null,null,null,null,null,4179]
[null,4196,null,null,null,null,null,null,null,null,null,null,null,null,null,null,null,null,null,null,null,4196,null,null,null,null,null,null,null,null,null,null,null,null,null,null,null,null,null,null,null,4196,null,null,null,null,null,null,null,null,null,null,null,null,null,null,null,null,null,null,null,4196,null,null,null,null,null,null,null,null,null,null,null,null,null,null,null,null,null,null,null,4196,null,null,null,null,null,null,null,null,null,null,null,null,null,null,null,null,null,null,null,4196,null,null,null,null,null,null,null,null,null,null,null,null,null,null,null,null,null,null,null,4196,null,null,null,null,null,null,null,null,null,null,null,null,null,null,null,null,null,null,null,4196,null,null,null,null,null,null,null,null,null,null,null,null,null,null,null,null,null,null,null,4196,null,null,null,null,null,null,null,null,null,null,null,null,null,null,null,null,null,null,null,4196]
[null,4231,null,null,null,null,null,null,null,null,null,null,null,null,null,null,null,null,null,null,null,4231,null,null,null,null,null,null,null,null,null,null,null,null,null,null,null,null,null,null,null,4231,null,null,null,null,null,null,null,null,null,null,null,null,null,null,null,null,null,null,null,4231,null,null,null,null,null,null,null,null,null,null,null,null,null,null,null,null,null,null,null,4231,null,null,null,null,null,null,null,null,null,null,null,null,null,null,null,null,null,null,null,4231,null,null,null,null,null,null,null,null,null,null,null,null,null,null,null,null,null,null,null,4231,null,null,null,null,null,null,null,null,null,null,null,null,null,null,null,null,null,null,null,4231,null,null,null,null,null,null,null,null,null,null,null,null,null,null,null,null,null,null,null,4231,null,null,null,null,null,null,null,null,null,null,null,null,null,null,null,null,null,null,null,4231]
[null,4282,null,null,null,null,null,null,null,null,null,null,null,null,null,null,null,null,null,null,null,4282,null,null,null,null,null,null,null,null,null,null,null,null,null,null,null,null,null,null,null,4282,null,null,null,null,null,null,null,null,null,null,null,null,null,null,null,null,null,null,null,4282,null,null,null,null,null,null,null,null,null,null,null,null,null,null,null,null,null,null,null,4282,null,null,null,null,null,null,null,null,null,null,null,null,null,null,null,null,null,null,null,4282,null,null,null,null,null,null,null,null,null,null,null,null,null,null,null,null,null,null,null,4282,null,null,null,null,null,null,null,null,null,null,null,null,null,null,null,null,null,null,null,4282,null,null,null,null,null,null,null,null,null,null,null,null,null,null,null,null,null,null,null,4282,null,null,null,null,null,null,null,null,null,null,null,null,null,null,null,null,null,null,null,4282]
[null,4299,null,null,null,null,null,null,null,null,null,null,null,null,null,null,null,null,null,null,null,4299,null,null,null,null,null,null,null,null,null,null,null,null,null,null,null,null,null,null,null,4299,null,null,null,null,null,null,null,null,null,null,null,null,null,null,null,null,null,null,null,4299,null,null,null,null,null,null,null,null,null,null,null,null,null,null,null,null,null,null,null,4299,null,null,null,null,null,null,null,null,null,null,null,null,null,null,null,null,null,null,null,4299,null,null,null,null,null,null,null,null,null,null,null,null,null,null,null,null,null,null,null,4299,null,null,null,null,null,null,null,null,null,null,null,null,null,null,null,null,null,null,null,4299,null,null,null,null,null,null,null,null,null,null,null,null,null,null,null,null,null,null,null,4299,null,null,null,null,null,null,null,null,null,null,null,null,null,null,null,null,null,null,null,4299]
[null,4334,null,null,null,null,null,null,null,null,null,null,null,null,null,null,null,null,null,null,null,4334,null,null,null,null,null,null,null,null,null,null,null,null,null,null,null,null,null,null,null,4334,null,null,null,null,null,null,null,null,null,null,null,null,null,null,null,null,null,null,null,4334,null,null,null,null,null,null,null,null,null,null,null,null,null,null,null,null,null,null,null,4334,null,null,null,null,null,null,null,null,null,null,null,null,null,null,null,null,null,null,null,4334,null,null,null,null,null,null,null,null,null,null,null,null,null,null,null,null,null,null,null,4334,null,null,null,null,null,null,null,null,null,null,null,null,null,null,null,null,null,null,null,4334,null,null,null,null,null,null,null,null,null,null,null,null,null,null,null,null,null,null,null,4334,null,null,null,null,null,null,null,null,null,null,null,null,null,null,null,null,null,null,null,4334]
[null,4385,null,null,null,null,null,null,null,null,null,null,null,null,null,null,null,null,null,null,null,4385,null,null,null,null,null,null,null,null,null,null,null,null,null,null,null,null,null,null,null,4385,null,null,null,null,null,null,null,null,null,null,null,null,null,null,null,null,null,null,null,4385,null,null,null,null,null,null,null,null,null,null,null,null,null,null,null,null,null,null,null,4385,null,null,null,null,null,null,null,null,null,null,null,null,null,null,null,null,null,null,null,4385,null,null,null,null,null,null,null,null,null,null,null,null,null,null,null,null,null,null,null,4385,null,null,null,null,null,null,null,null,null,null,null,null,null,null,null,null,null,null,null,4385,null,null,null,null,null,null,null,null,null,null,null,null,null,null,null,null,null,null,null,4385,null,null,null,null,null,null,null,null,null,null,null,null,null,null,null,null,null,null,null,4385]
[null,4402,null,null,null,null,null,null,null,null,null,null,null,null,null,null,null,null,null,null,null,4402,null,null,null,null,null,null,null,null,null,null,null,null,null,null,null,null,null,null,null,4402,null,null,null,null,null,null,null,null,null,null,null,null,null,null,null,null,null,null,null,4402,null,null,null,null,null,null,null,null,null,null,null,null,null,null,null,null,null,null,null,4402,null,null,null,null,null,null,null,null,null,null,null,null,null,null,null,null,null,null,null,4402,null,null,null,null,null,null,null,null,null,null,null,null,null,null,null,null,null,null,null,4402,null,null,null,null,null,null,null,null,null,null,null,null,null,null,null,null,null,null,null,4402,null,null,null,null,null,null,null,null,null,null,null,null,null,null,null,null,null,null,null,4402,null,null,null,null,null,null,null,null,null,null,null,null,null,null,null,null,null,null,null,4402]
[null,4437,null,null,null,null,null,null,null,null,null,null,null,null,null,null,null,null,null,null,null,4437,null,null,null,null,null,null,null,null,null,null,null,null,null,null,null,null,null,null,null,4437,null,null,null,null,null,null,null,null,null,null,null,null,null,null,null,null,null,null,null,4437,null,null,null,null,null,null,null,null,null,null,null,null,null,null,null,null,null,null,null,4437,null,null,null,null,null,null,null,null,null,null,null,null,null,null,null,null,null,null,null,4437,null,null,null,null,null,null,null,null,null,null,null,null,null,null,null,null,null,null,null,4437,null,null,null,null,null,null,null,null,null,null,null,null,null,null,null,null,null,null,null,4437,null,null,null,null,null,null,null,null,null,null,null,null,null,null,null,null,null,null,null,4437,null,null,null,null,null,null,null,null,null,null,null,null,null,null,null,null,null,null,null,4437]
[null,4454,null,null,null,null,null,null,null,null,null,null,null,null,null,null,null,null,null,null,null,4454,null,null,null,null,null,null,null,null,null,null,null,null,null,null,null,null,null,null,null,4454,null,null,null,null,null,null,null,null,null,null,null,null,null,null,null,null,null,null,null,4454,null,null,null,null,null,null,null,null,null,null,null,null,null,null,null,null,null,null,null,4454,null,null,null,null,null,null,null,null,null,null,null,null,null,null,null,null,null,null,null,4454,null,null,null,null,null,null,null,null,null,null,null,null,null,null,null,null,null,null,null,4454,null,null,null,null,null,null,null,null,null,null,null,null,null,null,null,null,null,null,null,4454,null,null,null,null,null,null,null,null,null,null,null,null,null,null,null,null,null,null,null,4454,null,null,null,null,null,null,null,null,null,null,null,null,null,null,null,null,null,null,null,4454]
[null,4489,null,null,null,null,null,null,null,null,null,null,null,null,null,null,null,null,null,null,null,4489,null,null,null,null,null,null,null,null,null,null,null,null,null,null,null,null,null,null,null,4489,null,null,null,null,null,null,null,null,null,null,null,null,null,null,null,null,null,null,null,4489,null,null,null,null,null,null,null,null,null,null,null,null,null,null,null,null,null,null,null,4489,null,null,null,null,null,null,null,null,null,null,null,null,null,null,null,null,null,null,null,4489,null,null,null,null,null,null,null,null,null,null,null,null,null,null,null,null,null,null,null,4489,null,null,null,null,null,null,null,null,null,null,null,null,null,null,null,null,null,null,null,4489,null,null,null,null,null,null,null,null,null,null,null,null,null,null,null,null,null,null,null,4489,null,null,null,null,null,null,null,null,null,null,null,null,null,null,null,null,null,null,null,4489]
[null,4540,null,null,null,null,null,null,null,null,null,null,null,null,null,null,null,null,null,null,null,4540,null,null,null,null,null,null,null,null,null,null,null,null,null,null,null,null,null,null,null,4540,null,null,null,null,null,null,null,null,null,null,null,null,null,null,null,null,null,null,null,4540,null,null,null,null,null,null,null,null,null,null,null,null,null,null,null,null,null,null,null,4540,null,null,null,null,null,null,null,null,null,null,null,null,null,null,null,null,null,null,null,4540,null,null,null,null,null,null,null,null,null,null,null,null,null,null,null,null,null,null,null,4540,null,null,null,null,null,null,null,null,null,null,null,null,null,null,null,null,null,null,null,4540,null,null,null,null,null,null,null,null,null,null,null,null,null,null,null,null,null,null,null,4540,null,null,null,null,null,null,null,null,null,null,null,null,null,null,null,null,null,null,null,4540]
[null,4557,null,null,null,null,null,null,null,null,null,null,null,null,null,null,null,null,null,null,null,4557,null,null,null,null,null,null,null,null,null,null,null,null,null,null,null,null,null,null,null,4557,null,null,null,null,null,null,null,null,null,null,null,null,null,null,null,null,null,null,null,4557,null,null,null,null,null,null,null,null,null,null,null,null,null,null,null,null,null,null,null,4557,null,null,null,null,null,null,null,null,null,null,null,null,null,null,null,null,null,null,null,4557,null,null,null,null,null,null,null,null,null,null,null,null,null,null,null,null,null,null,null,4557,null,null,null,null,null,null,null,null,null,null,null,null,null,null,null,null,null,null,null,4557,null,null,null,null,null,null,null,null,null,null,null,null,null,null,null,null,null,null,null,4557,null,null,null,null,null,null,null,null,null,null,null,null,null,null,null,null,null,null,null,4557]
[null,4592,null,null,null,null,null,null,null,null,null,null,null,null,null,null,null,null,null,null,null,4592,null,null,null,null,null,null,null,null,null,null,null,null,null,null,null,null,null,null,null,4592,null,null,null,null,null,null,null,null,null,null,null,null,null,null,null,null,null,null,null,4592,null,null,null,null,null,null,null,null,null,null,null,null,null,null,null,null,null,null,null,4592,null,null,null,null,null,null,null,null,null,null,null,null,null,null,null,null,null,null,null,4592,null,null,null,null,null,null,null,null,null,null,null,null,null,null,null,null,null,null,null,4592,null,null,null,null,null,null,null,null,null,null,null,null,null,null,null,null,null,null,null,4592,null,null,null,null,null,null,null,null,null,null,null,null,null,null,null,null,null,null,null,4592,null,null,null,null,null,null,null,null,null,null,null,null,null,null,null,null,null,null,null,4592]
[null,4643,null,null,null,null,null,null,null,null,null,null,null,null,null,null,null,null,null,null,null,4643,null,null,null,null,null,null,null,null,null,null,null,null,null,null,null,null,null,null,null,4643,null,null,null,null,null,null,null,null,null,null,null,null,null,null,null,null,null,null,null,4643,null,null,null,null,null,null,null,null,null,null,null,null,null,null,null,null,null,null,null,4643,null,null,null,null,null,null,null,null,null,null,null,null,null,null,null,null,null,null,null,4643,null,null,null,null,null,null,null,null,null,null,null,null,null,null,null,null,null,null,null,4643,null,null,null,null,null,null,null,null,null,null,null,null,null,null,null,null,null,null,null,4643,null,null,null,null,null,null,null,null,null,null,null,null,null,null,null,null,null,null,null,4643,null,null,null,null,null,null,null,null,null,null,null,null,null,null,null,null,null,null,null,4643]
[null,4678,null,null,null,null,null,null,null,null,null,null,null,null,null,null,null,null,null,null,null,4678,null,null,null,null,null,null,null,null,null,null,null,null,null,null,null,null,null,null,null,4678,null,null,null,null,null,null,null,null,null,null,null,null,null,null,null,null,null,null,null,4678,null,null,null,null,null,null,null,null,null,null,null,null,null,null,null,null,null,null,null,4678,null,null,null,null,null,null,null,null,null,null,null,null,null,null,null,null,null,null,null,4678,null,null,null,null,null,null,null,null,null,null,null,null,null,null,null,null,null,null,null,4678,null,null,null,null,null,null,null,null,null,null,null,null,null,null,null,null,null,null,null,4678,null,null,null,null,null,null,null,null,null,null,null,null,null,null,null,null,null,null,null,4678,null,null,null,null,null,null,null,null,null,null,null,null,null,null,null,null,null,null,null,4678]
[null,4695,null,null,null,null,null,null,null,null,null,null,null,null,null,null,null,null,null,null,null,4695,null,null,null,null,null,null,null,null,null,null,null,null,null,null,null,null,null,null,null,4695,null,null,null,null,null,null,null,null,null,null,null,null,null,null,null,null,null,null,null,4695,null,null,null,null,null,null,null,null,null,null,null,null,null,null,null,null,null,null,null,4695,null,null,null,null,null,null,null,null,null,null,null,null,null,null,null,null,null,null,null,4695,null,null,null,null,null,null,null,null,null,null,null,null,null,null,null,null,null,null,null,4695,null,null,null,null,null,null,null,null,null,null,null,null,null,null,null,null,null,null,null,4695,null,null,null,null,null,null,null,null,null,null,null,null,null,null,null,null,null,null,null,4695,null,null,null,null,null,null,null,null,null,null,null,null,null,null,null,null,null,null,null,4695]
[null,4746,null,null,null,null,null,null,null,null,null,null,null,null,null,null,null,null,null,null,null,4746,null,null,null,null,null,null,null,null,null,null,null,null,null,null,null,null,null,null,null,4746,null,null,null,null,null,null,null,null,null,null,null,null,null,null,null,null,null,null,null,4746,null,null,null,null,null,null,null,null,null,null,null,null,null,null,null,null,null,null,null,4746,null,null,null,null,null,null,null,null,null,null,null,null,null,null,null,null,null,null,null,4746,null,null,null,null,null,null,null,null,null,null,null,null,null,null,null,null,null,null,null,4746,null,null,null,null,null,null,null,null,null,null,null,null,null,null,null,null,null,null,null,4746,null,null,null,null,null,null,null,null,null,null,null,null,null,null,null,null,null,null,null,4746,null,null,null,null,null,null,null,null,null,null,null,null,null,null,null,null,null,null,null,4746]
[null,4781,null,null,null,null,null,null,null,null,null,null,null,null,null,null,null,null,null,null,null,4781,null,null,null,null,null,null,null,null,null,null,null,null,null,null,null,null,null,null,null,4781,null,null,null,null,null,null,null,null,null,null,null,null,null,null,null,null,null,null,null,4781,null,null,null,null,null,null,null,null,null,null,null,null,null,null,null,null,null,null,null,4781,null,null,null,null,null,null,null,null,null,null,null,null,null,null,null,null,null,null,null,4781,null,null,null,null,null,null,null,null,null,null,null,null,null,null,null,null,null,null,null,4781,null,null,null,null,null,null,null,null,null,null,null,null,null,null,null,null,null,null,null,4781,null,null,null,null,null,null,null,null,null,null,null,null,null,null,null,null,null,null,null,4781,null,null,null,null,null,null,null,null,null,null,null,null,null,null,null,null,null,null,null,4781]
[null,4798,null,null,null,null,null,null,null,null,null,null,null,null,null,null,null,null,null,null,null,4798,null,null,null,null,null,null,null,null,null,null,null,null,null,null,null,null,null,null,null,4798,null,null,null,null,null,null,null,null,null,null,null,null,null,null,null,null,null,null,null,4798,null,null,null,null,null,null,null,null,null,null,null,null,null,null,null,null,null,null,null,4798,null,null,null,null,null,null,null,null,null,null,null,null,null,null,null,null,null,null,null,4798,null,null,null,null,null,null,null,null,null,null,null,null,null,null,null,null,null,null,null,4798,null,null,null,null,null,null,null,null,null,null,null,null,null,null,null,null,null,null,null,4798,null,null,null,null,null,null,null,null,null,null,null,null,null,null,null,null,null,null,null,4798,null,null,null,null,null,null,null,null,null,null,null,null,null,null,null,null,null,null,null,4798]
[null,4832,null,null,null,null,null,null,null,null,null,null,null,null,null,null,null,null,null,null,null,4832,null,null,null,null,null,null,null,null,null,null,null,null,null,null,null,null,null,null,null,4832,null,null,null,null,null,null,null,null,null,null,null,null,null,null,null,null,null,null,null,4832,null,null,null,null,null,null,null,null,null,null,null,null,null,null,null,null,null,null,null,4832,null,null,null,null,null,null,null,null,null,null,null,null,null,null,null,null,null,null,null,4832,null,null,null,null,null,null,null,null,null,null,null,null,null,null,null,null,null,null,null,4832,null,null,null,null,null,null,null,null,null,null,null,null,null,null,null,null,null,null,null,4832,null,null,null,null,null,null,null,null,null,null,null,null,null,null,null,null,null,null,null,4832,null,null,null,null,null,null,null,null,null,null,null,null,null,null,null,null,null,null,null,4832]
[null,4883,null,null,null,null,null,null,null,null,null,null,null,null,null,null,null,null,null,null,null,4883,null,null,null,null,null,null,null,null,null,null,null,null,null,null,null,null,null,null,null,4883,null,null,null,null,null,null,null,null,null,null,null,null,null,null,null,null,null,null,null,4883,null,null,null,null,null,null,null,null,null,null,null,null,null,null,null,null,null,null,null,4883,null,null,null,null,null,null,null,null,null,null,null,null,null,null,null,null,null,null,null,4883,null,null,null,null,null,null,null,null,null,null,null,null,null,null,null,null,null,null,null,4883,null,null,null,null,null,null,null,null,null,null,null,null,null,null,null,null,null,null,null,4883,null,null,null,null,null,null,null,null,null,null,null,null,null,null,null,null,null,null,null,4883,null,null,null,null,null,null,null,null,null,null,null,null,null,null,null,null,null,null,null,4883]
[null,4900,null,null,null,null,null,null,null,null,null,null,null,null,null,null,null,null,null,null,null,4900,null,null,null,null,null,null,null,null,null,null,null,null,null,null,null,null,null,null,null,4900,null,null,null,null,null,null,null,null,null,null,null,null,null,null,null,null,null,null,null,4900,null,null,null,null,null,null,null,null,null,null,null,null,null,null,null,null,null,null,null,4900,null,null,null,null,null,null,null,null,null,null,null,null,null,null,null,null,null,null,null,4900,null,null,null,null,null,null,null,null,null,null,null,null,null,null,null,null,null,null,null,4900,null,null,null,null,null,null,null,null,null,null,null,null,null,null,null,null,null,null,null,4900,null,null,null,null,null,null,null,null,null,null,null,null,null,null,null,null,null,null,null,4900,null,null,null,null,null,null,null,null,null,null,null,null,null,null,null,null,null,null,null,4900]
[null,4935,null,null,null,null,null,null,null,null,null,null,null,null,null,null,null,null,null,null,null,4935,null,null,null,null,null,null,null,null,null,null,null,null,null,null,null,null,null,null,null,4935,null,null,null,null,null,null,null,null,null,null,null,null,null,null,null,null,null,null,null,4935,null,null,null,null,null,null,null,null,null,null,null,null,null,null,null,null,null,null,null,4935,null,null,null,null,null,null,null,null,null,null,null,null,null,null,null,null,null,null,null,4935,null,null,null,null,null,null,null,null,null,null,null,null,null,null,null,null,null,null,null,4935,null,null,null,null,null,null,null,null,null,null,null,null,null,null,null,null,null,null,null,4935,null,null,null,null,null,null,null,null,null,null,null,null,null,null,null,null,null,null,null,4935,null,null,null,null,null,null,null,null,null,null,null,null,null,null,null,null,null,null,null,4935]
[null,4986,null,null,null,null,null,null,null,null,null,null,null,null,null,null,null,null,null,null,null,4986,null,null,null,null,null,null,null,null,null,null,null,null,null,null,null,null,null,null,null,4986,null,null,null,null,null,null,null,null,null,null,null,null,null,null,null,null,null,null,null,4986,null,null,null,null,null,null,null,null,null,null,null,null,null,null,null,null,null,null,null,4986,null,null,null,null,null,null,null,null,null,null,null,null,null,null,null,null,null,null,null,4986,null,null,null,null,null,null,null,null,null,null,null,null,null,null,null,null,null,null,null,4986,null,null,null,null,null,null,null,null,null,null,null,null,null,null,null,null,null,null,null,4986,null,null,null,null,null,null,null,null,null,null,null,null,null,null,null,null,null,null,null,4986,null,null,null,null,null,null,null,null,null,null,null,null,null,null,null,null,null,null,null,4986]
[null,5003,null,null,null,null,null,null,null,null,null,null,null,null,null,null,null,null,null,null,null,5003,null,null,null,null,null,null,null,null,null,null,null,null,null,null,null,null,null,null,null,5003,null,null,null,null,null,null,null,null,null,null,null,null,null,null,null,null,null,null,null,5003,null,null,null,null,null,null,null,null,null,null,null,null,null,null,null,null,null,null,null,5003,null,null,null,null,null,null,null,null,null,null,null,null,null,null,null,null,null,null,null,5003,null,null,null,null,null,null,null,null,null,null,null,null,null,null,null,null,null,null,null,5003,null,null,null,null,null,null,null,null,null,null,null,null,null,null,null,null,null,null,null,5003,null,null,null,null,null,null,null,null,null,null,null,null,null,null,null,null,null,null,null,5003,null,null,null,null,null,null,null,null,null,null,null,null,null,null,null,null,null,null,null,5003]
[null,5038,null,null,null,null,null,null,null,null,null,null,null,null,null,null,null,null,null,null,null,5038,null,null,null,null,null,null,null,null,null,null,null,null,null,null,null,null,null,null,null,5038,null,null,null,null,null,null,null,null,null,null,null,null,null,null,null,null,null,null,null,5038,null,null,null,null,null,null,null,null,null,null,null,null,null,null,null,null,null,null,null,5038,null,null,null,null,null,null,null,null,null,null,null,null,null,null,null,null,null,null,null,5038,null,null,null,null,null,null,null,null,null,null,null,null,null,null,null,null,null,null,null,5038,null,null,null,null,null,null,null,null,null,null,null,null,null,null,null,null,null,null,null,5038,null,null,null,null,null,null,null,null,null,null,null,null,null,null,null,null,null,null,null,5038,null,null,null,null,null,null,null,null,null,null,null,null,null,null,null,null,null,null,null,5038]
[null,5089,null,null,null,null,null,null,null,null,null,null,null,null,null,null,null,null,null,null,null,5089,null,null,null,null,null,null,null,null,null,null,null,null,null,null,null,null,null,null,null,5089,null,null,null,null,null,null,null,null,null,null,null,null,null,null,null,null,null,null,null,5089,null,null,null,null,null,null,null,null,null,null,null,null,null,null,null,null,null,null,null,5089,null,null,null,null,null,null,null,null,null,null,null,null,null,null,null,null,null,null,null,5089,null,null,null,null,null,null,null,null,null,null,null,null,null,null,null,null,null,null,null,5089,null,null,null,null,null,null,null,null,null,null,null,null,null,null,null,null,null,null,null,5089,null,null,null,null,null,null,null,null,null,null,null,null,null,null,null,null,null,null,null,5089,null,null,null,null,null,null,null,null,null,null,null,null,null,null,null,null,null,null,null,5089]
[null,5124,null,null,null,null,null,null,null,null,null,null,null,null,null,null,null,null,null,null,null,5124,null,null,null,null,null,null,null,null,null,null,null,null,null,null,null,null,null,null,null,5124,null,null,null,null,null,null,null,null,null,null,null,null,null,null,null,null,null,null,null,5124,null,null,null,null,null,null,null,null,null,null,null,null,null,null,null,null,null,null,null,5124,null,null,null,null,null,null,null,null,null,null,null,null,null,null,null,null,null,null,null,5124,null,null,null,null,null,null,null,null,null,null,null,null,null,null,null,null,null,null,null,5124,null,null,null,null,null,null,null,null,null,null,null,null,null,null,null,null,null,null,null,5124,null,null,null,null,null,null,null,null,null,null,null,null,null,null,null,null,null,null,null,5124,null,null,null,null,null,null,null,null,null,null,null,null,null,null,null,null,null,null,null,5124]
[null,5141,null,null,null,null,null,null,null,null,null,null,null,null,null,null,null,null,null,null,null,5141,null,null,null,null,null,null,null,null,null,null,null,null,null,null,null,null,null,null,null,5141,null,null,null,null,null,null,null,null,null,null,null,null,null,null,null,null,null,null,null,5141,null,null,null,null,null,null,null,null,null,null,null,null,null,null,null,null,null,null,null,5141,null,null,null,null,null,null,null,null,null,null,null,null,null,null,null,null,null,null,null,5141,null,null,null,null,null,null,null,null,null,null,null,null,null,null,null,null,null,null,null,5141,null,null,null,null,null,null,null,null,null,null,null,null,null,null,null,null,null,null,null,5141,null,null,null,null,null,null,null,null,null,null,null,null,null,null,null,null,null,null,null,5141,null,null,null,null,null,null,null,null,null,null,null,null,null,null,null,null,null,null,null,5141]
[null,5192,null,null,null,null,null,null,null,null,null,null,null,null,null,null,null,null,null,null,null,5192,null,null,null,null,null,null,null,null,null,null,null,null,null,null,null,null,null,null,null,5192,null,null,null,null,null,null,null,null,null,null,null,null,null,null,null,null,null,null,null,5192,null,null,null,null,null,null,null,null,null,null,null,null,null,null,null,null,null,null,null,5192,null,null,null,null,null,null,null,null,null,null,null,null,null,null,null,null,null,null,null,5192,null,null,null,null,null,null,null,null,null,null,null,null,null,null,null,null,null,null,null,5192,null,null,null,null,null,null,null,null,null,null,null,null,null,null,null,null,null,null,null,5192,null,null,null,null,null,null,null,null,null,null,null,null,null,null,null,null,null,null,null,5192,null,null,null,null,null,null,null,null,null,null,null,null,null,null,null,null,null,null,null,5192]
[null,5227,null,null,null,null,null,null,null,null,null,null,null,null,null,null,null,null,null,null,null,5227,null,null,null,null,null,null,null,null,null,null,null,null,null,null,null,null,null,null,null,5227,null,null,null,null,null,null,null,null,null,null,null,null,null,null,null,null,null,null,null,5227,null,null,null,null,null,null,null,null,null,null,null,null,null,null,null,null,null,null,null,5227,null,null,null,null,null,null,null,null,null,null,null,null,null,null,null,null,null,null,null,5227,null,null,null,null,null,null,null,null,null,null,null,null,null,null,null,null,null,null,null,5227,null,null,null,null,null,null,null,null,null,null,null,null,null,null,null,null,null,null,null,5227,null,null,null,null,null,null,null,null,null,null,null,null,null,null,null,null,null,null,null,5227,null,null,null,null,null,null,null,null,null,null,null,null,null,null,null,null,null,null,null,5227]
[null,5244,null,null,null,null,null,null,null,null,null,null,null,null,null,null,null,null,null,null,null,5244,null,null,null,null,null,null,null,null,null,null,null,null,null,null,null,null,null,null,null,5244,null,null,null,null,null,null,null,null,null,null,null,null,null,null,null,null,null,null,null,5244,null,null,null,null,null,null,null,null,null,null,null,null,null,null,null,null,null,null,null,5244,null,null,null,null,null,null,null,null,null,null,null,null,null,null,null,null,null,null,null,5244,null,null,null,null,null,null,null,null,null,null,null,null,null,null,null,null,null,null,null,5244,null,null,null,null,null,null,null,null,null,null,null,null,null,null,null,null,null,null,null,5244,null,null,null,null,null,null,null,null,null,null,null,null,null,null,null,null,null,null,null,5244,null,null,null,null,null,null,null,null,null,null,null,null,null,null,null,null,null,null,null,5244]
[null,5295,null,null,null,null,null,null,null,null,null,null,null,null,null,null,null,null,null,null,null,5295,null,null,null,null,null,null,null,null,null,null,null,null,null,null,null,null,null,null,null,5295,null,null,null,null,null,null,null,null,null,null,null,null,null,null,null,null,null,null,null,5295,null,null,null,null,null,null,null,null,null,null,null,null,null,null,null,null,null,null,null,5295,null,null,null,null,null,null,null,null,null,null,null,null,null,null,null,null,null,null,null,5295,null,null,null,null,null,null,null,null,null,null,null,null,null,null,null,null,null,null,null,5295,null,null,null,null,null,null,null,null,null,null,null,null,null,null,null,null,null,null,null,5295,null,null,null,null,null,null,null,null,null,null,null,null,null,null,null,null,null,null,null,5295,null,null,null,null,null,null,null,null,null,null,null,null,null,null,null,null,null,null,null,5295]
[null,5330,null,null,null,null,null,null,null,null,null,null,null,null,null,null,null,null,null,null,null,5330,null,null,null,null,null,null,null,null,null,null,null,null,null,null,null,null,null,null,null,5330,null,null,null,null,null,null,null,null,null,null,null,null,null,null,null,null,null,null,null,5330,null,null,null,null,null,null,null,null,null,null,null,null,null,null,null,null,null,null,null,5330,null,null,null,null,null,null,null,null,null,null,null,null,null,null,null,null,null,null,null,5330,null,null,null,null,null,null,null,null,null,null,null,null,null,null,null,null,null,null,null,5330,null,null,null,null,null,null,null,null,null,null,null,null,null,null,null,null,null,null,null,5330,null,null,null,null,null,null,null,null,null,null,null,null,null,null,null,null,null,null,null,5330,null,null,null,null,null,null,null,null,null,null,null,null,null,null,null,null,null,null,null,5330]
[null,5347,null,null,null,null,null,null,null,null,null,null,null,null,null,null,null,null,null,null,null,5347,null,null,null,null,null,null,null,null,null,null,null,null,null,null,null,null,null,null,null,5347,null,null,null,null,null,null,null,null,null,null,null,null,null,null,null,null,null,null,null,5347,null,null,null,null,null,null,null,null,null,null,null,null,null,null,null,null,null,null,null,5347,null,null,null,null,null,null,null,null,null,null,null,null,null,null,null,null,null,null,null,5347,null,null,null,null,null,null,null,null,null,null,null,null,null,null,null,null,null,null,null,5347,null,null,null,null,null,null,null,null,null,null,null,null,null,null,null,null,null,null,null,5347,null,null,null,null,null,null,null,null,null,null,null,null,null,null,null,null,null,null,null,5347,null,null,null,null,null,null,null,null,null,null,null,null,null,null,null,null,null,null,null,5347]
[null,5382,null,null,null,null,null,null,null,null,null,null,null,null,null,null,null,null,null,null,null,5382,null,null,null,null,null,null,null,null,null,null,null,null,null,null,null,null,null,null,null,5382,null,null,null,null,null,null,null,null,null,null,null,null,null,null,null,null,null,null,null,5382,null,null,null,null,null,null,null,null,null,null,null,null,null,null,null,null,null,null,null,5382,null,null,null,null,null,null,null,null,null,null,null,null,null,null,null,null,null,null,null,5382,null,null,null,null,null,null,null,null,null,null,null,null,null,null,null,null,null,null,null,5382,null,null,null,null,null,null,null,null,null,null,null,null,null,null,null,null,null,null,null,5382,null,null,null,null,null,null,null,null,null,null,null,null,null,null,null,null,null,null,null,5382,null,null,null,null,null,null,null,null,null,null,null,null,null,null,null,null,null,null,null,5382]
[null,5433,null,null,null,null,null,null,null,null,null,null,null,null,null,null,null,null,null,null,null,5433,null,null,null,null,null,null,null,null,null,null,null,null,null,null,null,null,null,null,null,5433,null,null,null,null,null,null,null,null,null,null,null,null,null,null,null,null,null,null,null,5433,null,null,null,null,null,null,null,null,null,null,null,null,null,null,null,null,null,null,null,5433,null,null,null,null,null,null,null,null,null,null,null,null,null,null,null,null,null,null,null,5433,null,null,null,null,null,null,null,null,null,null,null,null,null,null,null,null,null,null,null,5433,null,null,null,null,null,null,null,null,null,null,null,null,null,null,null,null,null,null,null,5433,null,null,null,null,null,null,null,null,null,null,null,null,null,null,null,null,null,null,null,5433,null,null,null,null,null,null,null,null,null,null,null,null,null,null,null,null,null,null,null,5433]
[null,5450,null,null,null,null,null,null,null,null,null,null,null,null,null,null,null,null,null,null,null,5450,null,null,null,null,null,null,null,null,null,null,null,null,null,null,null,null,null,null,null,5450,null,null,null,null,null,null,null,null,null,null,null,null,null,null,null,null,null,null,null,5450,null,null,null,null,null,null,null,null,null,null,null,null,null,null,null,null,null,null,null,5450,null,null,null,null,null,null,null,null,null,null,null,null,null,null,null,null,null,null,null,5450,null,null,null,null,null,null,null,null,null,null,null,null,null,null,null,null,null,null,null,5450,null,null,null,null,null,null,null,null,null,null,null,null,null,null,null,null,null,null,null,5450,null,null,null,null,null,null,null,null,null,null,null,null,null,null,null,null,null,null,null,5450,null,null,null,null,null,null,null,null,null,null,null,null,null,null,null,null,null,null,null,5450]
[null,5485,null,null,null,null,null,null,null,null,null,null,null,null,null,null,null,null,null,null,null,5485,null,null,null,null,null,null,null,null,null,null,null,null,null,null,null,null,null,null,null,5485,null,null,null,null,null,null,null,null,null,null,null,null,null,null,null,null,null,null,null,5485,null,null,null,null,null,null,null,null,null,null,null,null,null,null,null,null,null,null,null,5485,null,null,null,null,null,null,null,null,null,null,null,null,null,null,null,null,null,null,null,5485,null,null,null,null,null,null,null,null,null,null,null,null,null,null,null,null,null,null,null,5485,null,null,null,null,null,null,null,null,null,null,null,null,null,null,null,null,null,null,null,5485,null,null,null,null,null,null,null,null,null,null,null,null,null,null,null,null,null,null,null,5485,null,null,null,null,null,null,null,null,null,null,null,null,null,null,null,null,null,null,null,5485]
[null,5536,null,null,null,null,null,null,null,null,null,null,null,null,null,null,null,null,null,null,null,5536,null,null,null,null,null,null,null,null,null,null,null,null,null,null,null,null,null,null,null,5536,null,null,null,null,null,null,null,null,null,null,null,null,null,null,null,null,null,null,null,5536,null,null,null,null,null,null,null,null,null,null,null,null,null,null,null,null,null,null,null,5536,null,null,null,null,null,null,null,null,null,null,null,null,null,null,null,null,null,null,null,5536,null,null,null,null,null,null,null,null,null,null,null,null,null,null,null,null,null,null,null,5536,null,null,null,null,null,null,null,null,null,null,null,null,null,null,null,null,null,null,null,5536,null,null,null,null,null,null,null,null,null,null,null,null,null,null,null,null,null,null,null,5536,null,null,null,null,null,null,null,null,null,null,null,null,null,null,null,null,null,null,null,5536]
[null,5553,null,null,null,null,null,null,null,null,null,null,null,null,null,null,null,null,null,null,null,5553,null,null,null,null,null,null,null,null,null,null,null,null,null,null,null,null,null,null,null,5553,null,null,null,null,null,null,null,null,null,null,null,null,null,null,null,null,null,null,null,5553,null,null,null,null,null,null,null,null,null,null,null,null,null,null,null,null,null,null,null,5553,null,null,null,null,null,null,null,null,null,null,null,null,null,null,null,null,null,null,null,5553,null,null,null,null,null,null,null,null,null,null,null,null,null,null,null,null,null,null,null,5553,null,null,null,null,null,null,null,null,null,null,null,null,null,null,null,null,null,null,null,5553,null,null,null,null,null,null,null,null,null,null,null,null,null,null,null,null,null,null,null,5553,null,null,null,null,null,null,null,null,null,null,null,null,null,null,null,null,null,null,null,5553]
[null,5588,null,null,null,null,null,null,null,null,null,null,null,null,null,null,null,null,null,null,null,5588,null,null,null,null,null,null,null,null,null,null,null,null,null,null,null,null,null,null,null,5588,null,null,null,null,null,null,null,null,null,null,null,null,null,null,null,null,null,null,null,5588,null,null,null,null,null,null,null,null,null,null,null,null,null,null,null,null,null,null,null,5588,null,null,null,null,null,null,null,null,null,null,null,null,null,null,null,null,null,null,null,5588,null,null,null,null,null,null,null,null,null,null,null,null,null,null,null,null,null,null,null,5588,null,null,null,null,null,null,null,null,null,null,null,null,null,null,null,null,null,null,null,5588,null,null,null,null,null,null,null,null,null,null,null,null,null,null,null,null,null,null,null,5588,null,null,null,null,null,null,null,null,null,null,null,null,null,null,null,null,null,null,null,5588]
[null,5622,null,null,null,null,null,null,null,null,null,null,null,null,null,null,null,null,null,null,null,5622,null,null,null,null,null,null,null,null,null,null,null,null,null,null,null,null,null,null,null,5622,null,null,null,null,null,null,null,null,null,null,null,null,null,null,null,null,null,null,null,5622,null,null,null,null,null,null,null,null,null,null,null,null,null,null,null,null,null,null,null,5622,null,null,null,null,null,null,null,null,null,null,null,null,null,null,null,null,null,null,null,5622,null,null,null,null,null,null,null,null,null,null,null,null,null,null,null,null,null,null,null,5622,null,null,null,null,null,null,null,null,null,null,null,null,null,null,null,null,null,null,null,5622,null,null,null,null,null,null,null,null,null,null,null,null,null,null,null,null,null,null,null,5622,null,null,null,null,null,null,null,null,null,null,null,null,null,null,null,null,null,null,null,5622]
[null,5673,null,null,null,null,null,null,null,null,null,null,null,null,null,null,null,null,null,null,null,5673,null,null,null,null,null,null,null,null,null,null,null,null,null,null,null,null,null,null,null,5673,null,null,null,null,null,null,null,null,null,null,null,null,null,null,null,null,null,null,null,5673,null,null,null,null,null,null,null,null,null,null,null,null,null,null,null,null,null,null,null,5673,null,null,null,null,null,null,null,null,null,null,null,null,null,null,null,null,null,null,null,5673,null,null,null,null,null,null,null,null,null,null,null,null,null,null,null,null,null,null,null,5673,null,null,null,null,null,null,null,null,null,null,null,null,null,null,null,null,null,null,null,5673,null,null,null,null,null,null,null,null,null,null,null,null,null,null,null,null,null,null,null,5673,null,null,null,null,null,null,null,null,null,null,null,null,null,null,null,null,null,null,null,5673]
[null,5690,null,null,null,null,null,null,null,null,null,null,null,null,null,null,null,null,null,null,null,5690,null,null,null,null,null,null,null,null,null,null,null,null,null,null,null,null,null,null,null,5690,null,null,null,null,null,null,null,null,null,null,null,null,null,null,null,null,null,null,null,5690,null,null,null,null,null,null,null,null,null,null,null,null,null,null,null,null,null,null,null,5690,null,null,null,null,null,null,null,null,null,null,null,null,null,null,null,null,null,null,null,5690,null,null,null,null,null,null,null,null,null,null,null,null,null,null,null,null,null,null,null,5690,null,null,null,null,null,null,null,null,null,null,null,null,null,null,null,null,null,null,null,5690,null,null,null,null,null,null,null,null,null,null,null,null,null,null,null,null,null,null,null,5690,null,null,null,null,null,null,null,null,null,null,null,null,null,null,null,null,null,null,null,5690]
[null,5741,null,null,null,null,null,null,null,null,null,null,null,null,null,null,null,null,null,null,null,5741,null,null,null,null,null,null,null,null,null,null,null,null,null,null,null,null,null,null,null,5741,null,null,null,null,null,null,null,null,null,null,null,null,null,null,null,null,null,null,null,5741,null,null,null,null,null,null,null,null,null,null,null,null,null,null,null,null,null,null,null,5741,null,null,null,null,null,null,null,null,null,null,null,null,null,null,null,null,null,null,null,5741,null,null,null,null,null,null,null,null,null,null,null,null,null,null,null,null,null,null,null,5741,null,null,null,null,null,null,null,null,null,null,null,null,null,null,null,null,null,null,null,5741,null,null,null,null,null,null,null,null,null,null,null,null,null,null,null,null,null,null,null,5741,null,null,null,null,null,null,null,null,null,null,null,null,null,null,null,null,null,null,null,5741]
[null,5776,null,null,null,null,null,null,null,null,null,null,null,null,null,null,null,null,null,null,null,5776,null,null,null,null,null,null,null,null,null,null,null,null,null,null,null,null,null,null,null,5776,null,null,null,null,null,null,null,null,null,null,null,null,null,null,null,null,null,null,null,5776,null,null,null,null,null,null,null,null,null,null,null,null,null,null,null,null,null,null,null,5776,null,null,null,null,null,null,null,null,null,null,null,null,null,null,null,null,null,null,null,5776,null,null,null,null,null,null,null,null,null,null,null,null,null,null,null,null,null,null,null,5776,null,null,null,null,null,null,null,null,null,null,null,null,null,null,null,null,null,null,null,5776,null,null,null,null,null,null,null,null,null,null,null,null,null,null,null,null,null,null,null,5776,null,null,null,null,null,null,null,null,null,null,null,null,null,null,null,null,null,null,null,5776]
[null,5793,null,null,null,null,null,null,null,null,null,null,null,null,null,null,null,null,null,null,null,5793,null,null,null,null,null,null,null,null,null,null,null,null,null,null,null,null,null,null,null,5793,null,null,null,null,null,null,null,null,null,null,null,null,null,null,null,null,null,null,null,5793,null,null,null,null,null,null,null,null,null,null,null,null,null,null,null,null,null,null,null,5793,null,null,null,null,null,null,null,null,null,null,null,null,null,null,null,null,null,null,null,5793,null,null,null,null,null,null,null,null,null,null,null,null,null,null,null,null,null,null,null,5793,null,null,null,null,null,null,null,null,null,null,null,null,null,null,null,null,null,null,null,5793,null,null,null,null,null,null,null,null,null,null,null,null,null,null,null,null,null,null,null,5793,null,null,null,null,null,null,null,null,null,null,null,null,null,null,null,null,null,null,null,5793]
[null,5828,null,null,null,null,null,null,null,null,null,null,null,null,null,null,null,null,null,null,null,5828,null,null,null,null,null,null,null,null,null,null,null,null,null,null,null,null,null,null,null,5828,null,null,null,null,null,null,null,null,null,null,null,null,null,null,null,null,null,null,null,5828,null,null,null,null,null,null,null,null,null,null,null,null,null,null,null,null,null,null,null,5828,null,null,null,null,null,null,null,null,null,null,null,null,null,null,null,null,null,null,null,5828,null,null,null,null,null,null,null,null,null,null,null,null,null,null,null,null,null,null,null,5828,null,null,null,null,null,null,null,null,null,null,null,null,null,null,null,null,null,null,null,5828,null,null,null,null,null,null,null,null,null,null,null,null,null,null,null,null,null,null,null,5828,null,null,null,null,null,null,null,null,null,null,null,null,null,null,null,null,null,null,null,5828]
[null,5879,null,null,null,null,null,null,null,null,null,null,null,null,null,null,null,null,null,null,null,5879,null,null,null,null,null,null,null,null,null,null,null,null,null,null,null,null,null,null,null,5879,null,null,null,null,null,null,null,null,null,null,null,null,null,null,null,null,null,null,null,5879,null,null,null,null,null,null,null,null,null,null,null,null,null,null,null,null,null,null,null,5879,null,null,null,null,null,null,null,null,null,null,null,null,null,null,null,null,null,null,null,5879,null,null,null,null,null,null,null,null,null,null,null,null,null,null,null,null,null,null,null,5879,null,null,null,null,null,null,null,null,null,null,null,null,null,null,null,null,null,null,null,5879,null,null,null,null,null,null,null,null,null,null,null,null,null,null,null,null,null,null,null,5879,null,null,null,null,null,null,null,null,null,null,null,null,null,null,null,null,null,null,null,5879]
[null,5896,null,null,null,null,null,null,null,null,null,null,null,null,null,null,null,null,null,null,null,5896,null,null,null,null,null,null,null,null,null,null,null,null,null,null,null,null,null,null,null,5896,null,null,null,null,null,null,null,null,null,null,null,null,null,null,null,null,null,null,null,5896,null,null,null,null,null,null,null,null,null,null,null,null,null,null,null,null,null,null,null,5896,null,null,null,null,null,null,null,null,null,null,null,null,null,null,null,null,null,null,null,5896,null,null,null,null,null,null,null,null,null,null,null,null,null,null,null,null,null,null,null,5896,null,null,null,null,null,null,null,null,null,null,null,null,null,null,null,null,null,null,null,5896,null,null,null,null,null,null,null,null,null,null,null,null,null,null,null,null,null,null,null,5896,null,null,null,null,null,null,null,null,null,null,null,null,null,null,null,null,null,null,null,5896]
[null,5931,null,null,null,null,null,null,null,null,null,null,null,null,null,null,null,null,null,null,null,5931,null,null,null,null,null,null,null,null,null,null,null,null,null,null,null,null,null,null,null,5931,null,null,null,null,null,null,null,null,null,null,null,null,null,null,null,null,null,null,null,5931,null,null,null,null,null,null,null,null,null,null,null,null,null,null,null,null,null,null,null,5931,null,null,null,null,null,null,null,null,null,null,null,null,null,null,null,null,null,null,null,5931,null,null,null,null,null,null,null,null,null,null,null,null,null,null,null,null,null,null,null,5931,null,null,null,null,null,null,null,null,null,null,null,null,null,null,null,null,null,null,null,5931,null,null,null,null,null,null,null,null,null,null,null,null,null,null,null,null,null,null,null,5931,null,null,null,null,null,null,null,null,null,null,null,null,null,null,null,null,null,null,null,5931]
[null,5948,null,null,null,null,null,null,null,null,null,null,null,null,null,null,null,null,null,null,null,5948,null,null,null,null,null,null,null,null,null,null,null,null,null,null,null,null,null,null,null,5948,null,null,null,null,null,null,null,null,null,null,null,null,null,null,null,null,null,null,null,5948,null,null,null,null,null,null,null,null,null,null,null,null,null,null,null,null,null,null,null,5948,null,null,null,null,null,null,null,null,null,null,null,null,null,null,null,null,null,null,null,5948,null,null,null,null,null,null,null,null,null,null,null,null,null,null,null,null,null,null,null,5948,null,null,null,null,null,null,null,null,null,null,null,null,null,null,null,null,null,null,null,5948,null,null,null,null,null,null,null,null,null,null,null,null,null,null,null,null,null,null,null,5948,null,null,null,null,null,null,null,null,null,null,null,null,null,null,null,null,null,null,null,5948]
[null,5999,null,null,null,null,null,null,null,null,null,null,null,null,null,null,null,null,null,null,null,5999,null,null,null,null,null,null,null,null,null,null,null,null,null,null,null,null,null,null,null,5999,null,null,null,null,null,null,null,null,null,null,null,null,null,null,null,null,null,null,null,5999,null,null,null,null,null,null,null,null,null,null,null,null,null,null,null,null,null,null,null,5999,null,null,null,null,null,null,null,null,null,null,null,null,null,null,null,null,null,null,null,5999,null,null,null,null,null,null,null,null,null,null,null,null,null,null,null,null,null,null,null,5999,null,null,null,null,null,null,null,null,null,null,null,null,null,null,null,null,null,null,null,5999,null,null,null,null,null,null,null,null,null,null,null,null,null,null,null,null,null,null,null,5999,null,null,null,null,null,null,null,null,null,null,null,null,null,null,null,null,null,null,null,5999]
[null,6034,null,null,null,null,null,null,null,null,null,null,null,null,null,null,null,null,null,null,null,6034,null,null,null,null,null,null,null,null,null,null,null,null,null,null,null,null,null,null,null,6034,null,null,null,null,null,null,null,null,null,null,null,null,null,null,null,null,null,null,null,6034,null,null,null,null,null,null,null,null,null,null,null,null,null,null,null,null,null,null,null,6034,null,null,null,null,null,null,null,null,null,null,null,null,null,null,null,null,null,null,null,6034,null,null,null,null,null,null,null,null,null,null,null,null,null,null,null,null,null,null,null,6034,null,null,null,null,null,null,null,null,null,null,null,null,null,null,null,null,null,null,null,6034,null,null,null,null,null,null,null,null,null,null,null,null,null,null,null,null,null,null,null,6034,null,null,null,null,null,null,null,null,null,null,null,null,null,null,null,null,null,null,null,6034]
[null,6051,null,null,null,null,null,null,null,null,null,null,null,null,null,null,null,null,null,null,null,6051,null,null,null,null,null,null,null,null,null,null,null,null,null,null,null,null,null,null,null,6051,null,null,null,null,null,null,null,null,null,null,null,null,null,null,null,null,null,null,null,6051,null,null,null,null,null,null,null,null,null,null,null,null,null,null,null,null,null,null,null,6051,null,null,null,null,null,null,null,null,null,null,null,null,null,null,null,null,null,null,null,6051,null,null,null,null,null,null,null,null,null,null,null,null,null,null,null,null,null,null,null,6051,null,null,null,null,null,null,null,null,null,null,null,null,null,null,null,null,null,null,null,6051,null,null,null,null,null,null,null,null,null,null,null,null,null,null,null,null,null,null,null,6051,null,null,null,null,null,null,null,null,null,null,null,null,null,null,null,null,null,null,null,6051]
[null,6086,null,null,null,null,null,null,null,null,null,null,null,null,null,null,null,null,null,null,null,6086,null,null,null,null,null,null,null,null,null,null,null,null,null,null,null,null,null,null,null,6086,null,null,null,null,null,null,null,null,null,null,null,null,null,null,null,null,null,null,null,6086,null,null,null,null,null,null,null,null,null,null,null,null,null,null,null,null,null,null,null,6086,null,null,null,null,null,null,null,null,null,null,null,null,null,null,null,null,null,null,null,6086,null,null,null,null,null,null,null,null,null,null,null,null,null,null,null,null,null,null,null,6086,null,null,null,null,null,null,null,null,null,null,null,null,null,null,null,null,null,null,null,6086,null,null,null,null,null,null,null,null,null,null,null,null,null,null,null,null,null,null,null,6086,null,null,null,null,null,null,null,null,null,null,null,null,null,null,null,null,null,null,null,6086]
[null,6137,null,null,null,null,null,null,null,null,null,null,null,null,null,null,null,null,null,null,null,6137,null,null,null,null,null,null,null,null,null,null,null,null,null,null,null,null,null,null,null,6137,null,null,null,null,null,null,null,null,null,null,null,null,null,null,null,null,null,null,null,6137,null,null,null,null,null,null,null,null,null,null,null,null,null,null,null,null,null,null,null,6137,null,null,null,null,null,null,null,null,null,null,null,null,null,null,null,null,null,null,null,6137,null,null,null,null,null,null,null,null,null,null,null,null,null,null,null,null,null,null,null,6137,null,null,null,null,null,null,null,null,null,null,null,null,null,null,null,null,null,null,null,6137,null,null,null,null,null,null,null,null,null,null,null,null,null,null,null,null,null,null,null,6137,null,null,null,null,null,null,null,null,null,null,null,null,null,null,null,null,null,null,null,6137]
[null,6154,null,null,null,null,null,null,null,null,null,null,null,null,null,null,null,null,null,null,null,6154,null,null,null,null,null,null,null,null,null,null,null,null,null,null,null,null,null,null,null,6154,null,null,null,null,null,null,null,null,null,null,null,null,null,null,null,null,null,null,null,6154,null,null,null,null,null,null,null,null,null,null,null,null,null,null,null,null,null,null,null,6154,null,null,null,null,null,null,null,null,null,null,null,null,null,null,null,null,null,null,null,6154,null,null,null,null,null,null,null,null,null,null,null,null,null,null,null,null,null,null,null,6154,null,null,null,null,null,null,null,null,null,null,null,null,null,null,null,null,null,null,null,6154,null,null,null,null,null,null,null,null,null,null,null,null,null,null,null,null,null,null,null,6154,null,null,null,null,null,null,null,null,null,null,null,null,null,null,null,null,null,null,null,6154]
[null,6189,null,null,null,null,null,null,null,null,null,null,null,null,null,null,null,null,null,null,null,6189,null,null,null,null,null,null,null,null,null,null,null,null,null,null,null,null,null,null,null,6189,null,null,null,null,null,null,null,null,null,null,null,null,null,null,null,null,null,null,null,6189,null,null,null,null,null,null,null,null,null,null,null,null,null,null,null,null,null,null,null,6189,null,null,null,null,null,null,null,null,null,null,null,null,null,null,null,null,null,null,null,6189,null,null,null,null,null,null,null,null,null,null,null,null,null,null,null,null,null,null,null,6189,null,null,null,null,null,null,null,null,null,null,null,null,null,null,null,null,null,null,null,6189,null,null,null,null,null,null,null,null,null,null,null,null,null,null,null,null,null,null,null,6189,null,null,null,null,null,null,null,null,null,null,null,null,null,null,null,null,null,null,null,6189]
[null,6240,null,null,null,null,null,null,null,null,null,null,null,null,null,null,null,null,null,null,null,6240,null,null,null,null,null,null,null,null,null,null,null,null,null,null,null,null,null,null,null,6240,null,null,null,null,null,null,null,null,null,null,null,null,null,null,null,null,null,null,null,6240,null,null,null,null,null,null,null,null,null,null,null,null,null,null,null,null,null,null,null,6240,null,null,null,null,null,null,null,null,null,null,null,null,null,null,null,null,null,null,null,6240,null,null,null,null,null,null,null,null,null,null,null,null,null,null,null,null,null,null,null,6240,null,null,null,null,null,null,null,null,null,null,null,null,null,null,null,null,null,null,null,6240,null,null,null,null,null,null,null,null,null,null,null,null,null,null,null,null,null,null,null,6240,null,null,null,null,null,null,null,null,null,null,null,null,null,null,null,null,null,null,null,6240]
[null,6257,null,null,null,null,null,null,null,null,null,null,null,null,null,null,null,null,null,null,null,6257,null,null,null,null,null,null,null,null,null,null,null,null,null,null,null,null,null,null,null,6257,null,null,null,null,null,null,null,null,null,null,null,null,null,null,null,null,null,null,null,6257,null,null,null,null,null,null,null,null,null,null,null,null,null,null,null,null,null,null,null,6257,null,null,null,null,null,null,null,null,null,null,null,null,null,null,null,null,null,null,null,6257,null,null,null,null,null,null,null,null,null,null,null,null,null,null,null,null,null,null,null,6257,null,null,null,null,null,null,null,null,null,null,null,null,null,null,null,null,null,null,null,6257,null,null,null,null,null,null,null,null,null,null,null,null,null,null,null,null,null,null,null,6257,null,null,null,null,null,null,null,null,null,null,null,null,null,null,null,null,null,null,null,6257]
[null,6292,null,null,null,null,null,null,null,null,null,null,null,null,null,null,null,null,null,null,null,6292,null,null,null,null,null,null,null,null,null,null,null,null,null,null,null,null,null,null,null,6292,null,null,null,null,null,null,null,null,null,null,null,null,null,null,null,null,null,null,null,6292,null,null,null,null,null,null,null,null,null,null,null,null,null,null,null,null,null,null,null,6292,null,null,null,null,null,null,null,null,null,null,null,null,null,null,null,null,null,null,null,6292,null,null,null,null,null,null,null,null,null,null,null,null,null,null,null,null,null,null,null,6292,null,null,null,null,null,null,null,null,null,null,null,null,null,null,null,null,null,null,null,6292,null,null,null,null,null,null,null,null,null,null,null,null,null,null,null,null,null,null,null,6292,null,null,null,null,null,null,null,null,null,null,null,null,null,null,null,null,null,null,null,6292]
[null,6343,null,null,null,null,null,null,null,null,null,null,null,null,null,null,null,null,null,null,null,6343,null,null,null,null,null,null,null,null,null,null,null,null,null,null,null,null,null,null,null,6343,null,null,null,null,null,null,null,null,null,null,null,null,null,null,null,null,null,null,null,6343,null,null,null,null,null,null,null,null,null,null,null,null,null,null,null,null,null,null,null,6343,null,null,null,null,null,null,null,null,null,null,null,null,null,null,null,null,null,null,null,6343,null,null,null,null,null,null,null,null,null,null,null,null,null,null,null,null,null,null,null,6343,null,null,null,null,null,null,null,null,null,null,null,null,null,null,null,null,null,null,null,6343,null,null,null,null,null,null,null,null,null,null,null,null,null,null,null,null,null,null,null,6343,null,null,null,null,null,null,null,null,null,null,null,null,null,null,null,null,null,null,null,6343]
[null,6372,null,null,null,null,null,null,null,null,null,null,null,null,null,null,null,null,null,null,null,6372,null,null,null,null,null,null,null,null,null,null,null,null,null,null,null,null,null,null,null,6372,null,null,null,null,null,null,null,null,null,null,null,null,null,null,null,null,null,null,null,6372,null,null,null,null,null,null,null,null,null,null,null,null,null,null,null,null,null,null,null,6372,null,null,null,null,null,null,null,null,null,null,null,null,null,null,null,null,null,null,null,6372,null,null,null,null,null,null,null,null,null,null,null,null,null,null,null,null,null,null,null,6372,null,null,null,null,null,null,null,null,null,null,null,null,null,null,null,null,null,null,null,6372,null,null,null,null,null,null,null,null,null,null,null,null,null,null,null,null,null,null,null,6372,null,null,null,null,null,null,null,null,null,null,null,null,null,null,null,null,null,null,null,6372]
[null,6394,null,null,null,null,null,null,null,null,null,null,null,null,null,null,null,null,null,null,null,6394,null,null,null,null,null,null,null,null,null,null,null,null,null,null,null,null,null,null,null,6394,null,null,null,null,null,null,null,null,null,null,null,null,null,null,null,null,null,null,null,6394,null,null,null,null,null,null,null,null,null,null,null,null,null,null,null,null,null,null,null,6394,null,null,null,null,null,null,null,null,null,null,null,null,null,null,null,null,null,null,null,6394,null,null,null,null,null,null,null,null,null,null,null,null,null,null,null,null,null,null,null,6394,null,null,null,null,null,null,null,null,null,null,null,null,null,null,null,null,null,null,null,6394,null,null,null,null,null,null,null,null,null,null,null,null,null,null,null,null,null,null,null,6394,null,null,null,null,null,null,null,null,null,null,null,null,null,null,null,null,null,null,null,6394]
[null,6445,null,null,null,null,null,null,null,null,null,null,null,null,null,null,null,null,null,null,null,6445,null,null,null,null,null,null,null,null,null,null,null,null,null,null,null,null,null,null,null,6445,null,null,null,null,null,null,null,null,null,null,null,null,null,null,null,null,null,null,null,6445,null,null,null,null,null,null,null,null,null,null,null,null,null,null,null,null,null,null,null,6445,null,null,null,null,null,null,null,null,null,null,null,null,null,null,null,null,null,null,null,6445,null,null,null,null,null,null,null,null,null,null,null,null,null,null,null,null,null,null,null,6445,null,null,null,null,null,null,null,null,null,null,null,null,null,null,null,null,null,null,null,6445,null,null,null,null,null,null,null,null,null,null,null,null,null,null,null,null,null,null,null,6445,null,null,null,null,null,null,null,null,null,null,null,null,null,null,null,null,null,null,null,6445]
[null,6480,null,null,null,null,null,null,null,null,null,null,null,null,null,null,null,null,null,null,null,6480,null,null,null,null,null,null,null,null,null,null,null,null,null,null,null,null,null,null,null,6480,null,null,null,null,null,null,null,null,null,null,null,null,null,null,null,null,null,null,null,6480,null,null,null,null,null,null,null,null,null,null,null,null,null,null,null,null,null,null,null,6480,null,null,null,null,null,null,null,null,null,null,null,null,null,null,null,null,null,null,null,6480,null,null,null,null,null,null,null,null,null,null,null,null,null,null,null,null,null,null,null,6480,null,null,null,null,null,null,null,null,null,null,null,null,null,null,null,null,null,null,null,6480,null,null,null,null,null,null,null,null,null,null,null,null,null,null,null,null,null,null,null,6480,null,null,null,null,null,null,null,null,null,null,null,null,null,null,null,null,null,null,null,6480]
[null,6497,null,null,null,null,null,null,null,null,null,null,null,null,null,null,null,null,null,null,null,6497,null,null,null,null,null,null,null,null,null,null,null,null,null,null,null,null,null,null,null,6497,null,null,null,null,null,null,null,null,null,null,null,null,null,null,null,null,null,null,null,6497,null,null,null,null,null,null,null,null,null,null,null,null,null,null,null,null,null,null,null,6497,null,null,null,null,null,null,null,null,null,null,null,null,null,null,null,null,null,null,null,6497,null,null,null,null,null,null,null,null,null,null,null,null,null,null,null,null,null,null,null,6497,null,null,null,null,null,null,null,null,null,null,null,null,null,null,null,null,null,null,null,6497,null,null,null,null,null,null,null,null,null,null,null,null,null,null,null,null,null,null,null,6497,null,null,null,null,null,null,null,null,null,null,null,null,null,null,null,null,null,null,null,6497]
[null,6532,null,null,null,null,null,null,null,null,null,null,null,null,null,null,null,null,null,null,null,6532,null,null,null,null,null,null,null,null,null,null,null,null,null,null,null,null,null,null,null,6532,null,null,null,null,null,null,null,null,null,null,null,null,null,null,null,null,null,null,null,6532,null,null,null,null,null,null,null,null,null,null,null,null,null,null,null,null,null,null,null,6532,null,null,null,null,null,null,null,null,null,null,null,null,null,null,null,null,null,null,null,6532,null,null,null,null,null,null,null,null,null,null,null,null,null,null,null,null,null,null,null,6532,null,null,null,null,null,null,null,null,null,null,null,null,null,null,null,null,null,null,null,6532,null,null,null,null,null,null,null,null,null,null,null,null,null,null,null,null,null,null,null,6532,null,null,null,null,null,null,null,null,null,null,null,null,null,null,null,null,null,null,null,6532]
[null,6583,null,null,null,null,null,null,null,null,null,null,null,null,null,null,null,null,null,null,null,6583,null,null,null,null,null,null,null,null,null,null,null,null,null,null,null,null,null,null,null,6583,null,null,null,null,null,null,null,null,null,null,null,null,null,null,null,null,null,null,null,6583,null,null,null,null,null,null,null,null,null,null,null,null,null,null,null,null,null,null,null,6583,null,null,null,null,null,null,null,null,null,null,null,null,null,null,null,null,null,null,null,6583,null,null,null,null,null,null,null,null,null,null,null,null,null,null,null,null,null,null,null,6583,null,null,null,null,null,null,null,null,null,null,null,null,null,null,null,null,null,null,null,6583,null,null,null,null,null,null,null,null,null,null,null,null,null,null,null,null,null,null,null,6583,null,null,null,null,null,null,null,null,null,null,null,null,null,null,null,null,null,null,null,6583]
[null,6600,null,null,null,null,null,null,null,null,null,null,null,null,null,null,null,null,null,null,null,6600,null,null,null,null,null,null,null,null,null,null,null,null,null,null,null,null,null,null,null,6600,null,null,null,null,null,null,null,null,null,null,null,null,null,null,null,null,null,null,null,6600,null,null,null,null,null,null,null,null,null,null,null,null,null,null,null,null,null,null,null,6600,null,null,null,null,null,null,null,null,null,null,null,null,null,null,null,null,null,null,null,6600,null,null,null,null,null,null,null,null,null,null,null,null,null,null,null,null,null,null,null,6600,null,null,null,null,null,null,null,null,null,null,null,null,null,null,null,null,null,null,null,6600,null,null,null,null,null,null,null,null,null,null,null,null,null,null,null,null,null,null,null,6600,null,null,null,null,null,null,null,null,null,null,null,null,null,null,null,null,null,null,null,6600]
[null,6635,null,null,null,null,null,null,null,null,null,null,null,null,null,null,null,null,null,null,null,6635,null,null,null,null,null,null,null,null,null,null,null,null,null,null,null,null,null,null,null,6635,null,null,null,null,null,null,null,null,null,null,null,null,null,null,null,null,null,null,null,6635,null,null,null,null,null,null,null,null,null,null,null,null,null,null,null,null,null,null,null,6635,null,null,null,null,null,null,null,null,null,null,null,null,null,null,null,null,null,null,null,6635,null,null,null,null,null,null,null,null,null,null,null,null,null,null,null,null,null,null,null,6635,null,null,null,null,null,null,null,null,null,null,null,null,null,null,null,null,null,null,null,6635,null,null,null,null,null,null,null,null,null,null,null,null,null,null,null,null,null,null,null,6635,null,null,null,null,null,null,null,null,null,null,null,null,null,null,null,null,null,null,null,6635]
[null,6686,null,null,null,null,null,null,null,null,null,null,null,null,null,null,null,null,null,null,null,6686,null,null,null,null,null,null,null,null,null,null,null,null,null,null,null,null,null,null,null,6686,null,null,null,null,null,null,null,null,null,null,null,null,null,null,null,null,null,null,null,6686,null,null,null,null,null,null,null,null,null,null,null,null,null,null,null,null,null,null,null,6686,null,null,null,null,null,null,null,null,null,null,null,null,null,null,null,null,null,null,null,6686,null,null,null,null,null,null,null,null,null,null,null,null,null,null,null,null,null,null,null,6686,null,null,null,null,null,null,null,null,null,null,null,null,null,null,null,null,null,null,null,6686,null,null,null,null,null,null,null,null,null,null,null,null,null,null,null,null,null,null,null,6686,null,null,null,null,null,null,null,null,null,null,null,null,null,null,null,null,null,null,null,6686]
[null,6703,null,null,null,null,null,null,null,null,null,null,null,null,null,null,null,null,null,null,null,6703,null,null,null,null,null,null,null,null,null,null,null,null,null,null,null,null,null,null,null,6703,null,null,null,null,null,null,null,null,null,null,null,null,null,null,null,null,null,null,null,6703,null,null,null,null,null,null,null,null,null,null,null,null,null,null,null,null,null,null,null,6703,null,null,null,null,null,null,null,null,null,null,null,null,null,null,null,null,null,null,null,6703,null,null,null,null,null,null,null,null,null,null,null,null,null,null,null,null,null,null,null,6703,null,null,null,null,null,null,null,null,null,null,null,null,null,null,null,null,null,null,null,6703,null,null,null,null,null,null,null,null,null,null,null,null,null,null,null,null,null,null,null,6703,null,null,null,null,null,null,null,null,null,null,null,null,null,null,null,null,null,null,null,6703]
[null,6738,null,null,null,null,null,null,null,null,null,null,null,null,null,null,null,null,null,null,null,6738,null,null,null,null,null,null,null,null,null,null,null,null,null,null,null,null,null,null,null,6738,null,null,null,null,null,null,null,null,null,null,null,null,null,null,null,null,null,null,null,6738,null,null,null,null,null,null,null,null,null,null,null,null,null,null,null,null,null,null,null,6738,null,null,null,null,null,null,null,null,null,null,null,null,null,null,null,null,null,null,null,6738,null,null,null,null,null,null,null,null,null,null,null,null,null,null,null,null,null,null,null,6738,null,null,null,null,null,null,null,null,null,null,null,null,null,null,null,null,null,null,null,6738,null,null,null,null,null,null,null,null,null,null,null,null,null,null,null,null,null,null,null,6738,null,null,null,null,null,null,null,null,null,null,null,null,null,null,null,null,null,null,null,6738]
[null,6789,null,null,null,null,null,null,null,null,null,null,null,null,null,null,null,null,null,null,null,6789,null,null,null,null,null,null,null,null,null,null,null,null,null,null,null,null,null,null,null,6789,null,null,null,null,null,null,null,null,null,null,null,null,null,null,null,null,null,null,null,6789,null,null,null,null,null,null,null,null,null,null,null,null,null,null,null,null,null,null,null,6789,null,null,null,null,null,null,null,null,null,null,null,null,null,null,null,null,null,null,null,6789,null,null,null,null,null,null,null,null,null,null,null,null,null,null,null,null,null,null,null,6789,null,null,null,null,null,null,null,null,null,null,null,null,null,null,null,null,null,null,null,6789,null,null,null,null,null,null,null,null,null,null,null,null,null,null,null,null,null,null,null,6789,null,null,null,null,null,null,null,null,null,null,null,null,null,null,null,null,null,null,null,6789]
[null,6824,null,null,null,null,null,null,null,null,null,null,null,null,null,null,null,null,null,null,null,6824,null,null,null,null,null,null,null,null,null,null,null,null,null,null,null,null,null,null,null,6824,null,null,null,null,null,null,null,null,null,null,null,null,null,null,null,null,null,null,null,6824,null,null,null,null,null,null,null,null,null,null,null,null,null,null,null,null,null,null,null,6824,null,null,null,null,null,null,null,null,null,null,null,null,null,null,null,null,null,null,null,6824,null,null,null,null,null,null,null,null,null,null,null,null,null,null,null,null,null,null,null,6824,null,null,null,null,null,null,null,null,null,null,null,null,null,null,null,null,null,null,null,6824,null,null,null,null,null,null,null,null,null,null,null,null,null,null,null,null,null,null,null,6824,null,null,null,null,null,null,null,null,null,null,null,null,null,null,null,null,null,null,null,6824]
[null,6841,null,null,null,null,null,null,null,null,null,null,null,null,null,null,null,null,null,null,null,6841,null,null,null,null,null,null,null,null,null,null,null,null,null,null,null,null,null,null,null,6841,null,null,null,null,null,null,null,null,null,null,null,null,null,null,null,null,null,null,null,6841,null,null,null,null,null,null,null,null,null,null,null,null,null,null,null,null,null,null,null,6841,null,null,null,null,null,null,null,null,null,null,null,null,null,null,null,null,null,null,null,6841,null,null,null,null,null,null,null,null,null,null,null,null,null,null,null,null,null,null,null,6841,null,null,null,null,null,null,null,null,null,null,null,null,null,null,null,null,null,null,null,6841,null,null,null,null,null,null,null,null,null,null,null,null,null,null,null,null,null,null,null,6841,null,null,null,null,null,null,null,null,null,null,null,null,null,null,null,null,null,null,null,6841]
[null,6892,null,null,null,null,null,null,null,null,null,null,null,null,null,null,null,null,null,null,null,6892,null,null,null,null,null,null,null,null,null,null,null,null,null,null,null,null,null,null,null,6892,null,null,null,null,null,null,null,null,null,null,null,null,null,null,null,null,null,null,null,6892,null,null,null,null,null,null,null,null,null,null,null,null,null,null,null,null,null,null,null,6892,null,null,null,null,null,null,null,null,null,null,null,null,null,null,null,null,null,null,null,6892,null,null,null,null,null,null,null,null,null,null,null,null,null,null,null,null,null,null,null,6892,null,null,null,null,null,null,null,null,null,null,null,null,null,null,null,null,null,null,null,6892,null,null,null,null,null,null,null,null,null,null,null,null,null,null,null,null,null,null,null,6892,null,null,null,null,null,null,null,null,null,null,null,null,null,null,null,null,null,null,null,6892]
[null,6927,null,null,null,null,null,null,null,null,null,null,null,null,null,null,null,null,null,null,null,6927,null,null,null,null,null,null,null,null,null,null,null,null,null,null,null,null,null,null,null,6927,null,null,null,null,null,null,null,null,null,null,null,null,null,null,null,null,null,null,null,6927,null,null,null,null,null,null,null,null,null,null,null,null,null,null,null,null,null,null,null,6927,null,null,null,null,null,null,null,null,null,null,null,null,null,null,null,null,null,null,null,6927,null,null,null,null,null,null,null,null,null,null,null,null,null,null,null,null,null,null,null,6927,null,null,null,null,null,null,null,null,null,null,null,null,null,null,null,null,null,null,null,6927,null,null,null,null,null,null,null,null,null,null,null,null,null,null,null,null,null,null,null,6927,null,null,null,null,null,null,null,null,null,null,null,null,null,null,null,null,null,null,null,6927]
[null,6944,null,null,null,null,null,null,null,null,null,null,null,null,null,null,null,null,null,null,null,6944,null,null,null,null,null,null,null,null,null,null,null,null,null,null,null,null,null,null,null,6944,null,null,null,null,null,null,null,null,null,null,null,null,null,null,null,null,null,null,null,6944,null,null,null,null,null,null,null,null,null,null,null,null,null,null,null,null,null,null,null,6944,null,null,null,null,null,null,null,null,null,null,null,null,null,null,null,null,null,null,null,6944,null,null,null,null,null,null,null,null,null,null,null,null,null,null,null,null,null,null,null,6944,null,null,null,null,null,null,null,null,null,null,null,null,null,null,null,null,null,null,null,6944,null,null,null,null,null,null,null,null,null,null,null,null,null,null,null,null,null,null,null,6944,null,null,null,null,null,null,null,null,null,null,null,null,null,null,null,null,null,null,null,6944]
[null,6979,null,null,null,null,null,null,null,null,null,null,null,null,null,null,null,null,null,null,null,6979,null,null,null,null,null,null,null,null,null,null,null,null,null,null,null,null,null,null,null,6979,null,null,null,null,null,null,null,null,null,null,null,null,null,null,null,null,null,null,null,6979,null,null,null,null,null,null,null,null,null,null,null,null,null,null,null,null,null,null,null,6979,null,null,null,null,null,null,null,null,null,null,null,null,null,null,null,null,null,null,null,6979,null,null,null,null,null,null,null,null,null,null,null,null,null,null,null,null,null,null,null,6979,null,null,null,null,null,null,null,null,null,null,null,null,null,null,null,null,null,null,null,6979,null,null,null,null,null,null,null,null,null,null,null,null,null,null,null,null,null,null,null,6979,null,null,null,null,null,null,null,null,null,null,null,null,null,null,null,null,null,null,null,6979]
[null,7030,null,null,null,null,null,null,null,null,null,null,null,null,null,null,null,null,null,null,null,7030,null,null,null,null,null,null,null,null,null,null,null,null,null,null,null,null,null,null,null,7030,null,null,null,null,null,null,null,null,null,null,null,null,null,null,null,null,null,null,null,7030,null,null,null,null,null,null,null,null,null,null,null,null,null,null,null,null,null,null,null,7030,null,null,null,null,null,null,null,null,null,null,null,null,null,null,null,null,null,null,null,7030,null,null,null,null,null,null,null,null,null,null,null,null,null,null,null,null,null,null,null,7030,null,null,null,null,null,null,null,null,null,null,null,null,null,null,null,null,null,null,null,7030,null,null,null,null,null,null,null,null,null,null,null,null,null,null,null,null,null,null,null,7030,null,null,null,null,null,null,null,null,null,null,null,null,null,null,null,null,null,null,null,7030]
[null,7047,null,null,null,null,null,null,null,null,null,null,null,null,null,null,null,null,null,null,null,7047,null,null,null,null,null,null,null,null,null,null,null,null,null,null,null,null,null,null,null,7047,null,null,null,null,null,null,null,null,null,null,null,null,null,null,null,null,null,null,null,7047,null,null,null,null,null,null,null,null,null,null,null,null,null,null,null,null,null,null,null,7047,null,null,null,null,null,null,null,null,null,null,null,null,null,null,null,null,null,null,null,7047,null,null,null,null,null,null,null,null,null,null,null,null,null,null,null,null,null,null,null,7047,null,null,null,null,null,null,null,null,null,null,null,null,null,null,null,null,null,null,null,7047,null,null,null,null,null,null,null,null,null,null,null,null,null,null,null,null,null,null,null,7047,null,null,null,null,null,null,null,null,null,null,null,null,null,null,null,null,null,null,null,7047]
[null,7082,null,null,null,null,null,null,null,null,null,null,null,null,null,null,null,null,null,null,null,7082,null,null,null,null,null,null,null,null,null,null,null,null,null,null,null,null,null,null,null,7082,null,null,null,null,null,null,null,null,null,null,null,null,null,null,null,null,null,null,null,7082,null,null,null,null,null,null,null,null,null,null,null,null,null,null,null,null,null,null,null,7082,null,null,null,null,null,null,null,null,null,null,null,null,null,null,null,null,null,null,null,7082,null,null,null,null,null,null,null,null,null,null,null,null,null,null,null,null,null,null,null,7082,null,null,null,null,null,null,null,null,null,null,null,null,null,null,null,null,null,null,null,7082,null,null,null,null,null,null,null,null,null,null,null,null,null,null,null,null,null,null,null,7082,null,null,null,null,null,null,null,null,null,null,null,null,null,null,null,null,null,null,null,7082]
[null,7133,null,null,null,null,null,null,null,null,null,null,null,null,null,null,null,null,null,null,null,7133,null,null,null,null,null,null,null,null,null,null,null,null,null,null,null,null,null,null,null,7133,null,null,null,null,null,null,null,null,null,null,null,null,null,null,null,null,null,null,null,7133,null,null,null,null,null,null,null,null,null,null,null,null,null,null,null,null,null,null,null,7133,null,null,null,null,null,null,null,null,null,null,null,null,null,null,null,null,null,null,null,7133,null,null,null,null,null,null,null,null,null,null,null,null,null,null,null,null,null,null,null,7133,null,null,null,null,null,null,null,null,null,null,null,null,null,null,null,null,null,null,null,7133,null,null,null,null,null,null,null,null,null,null,null,null,null,null,null,null,null,null,null,7133,null,null,null,null,null,null,null,null,null,null,null,null,null,null,null,null,null,null,null,7133]
[null,7158,null,null,null,null,null,null,null,null,null,null,null,null,null,null,null,null,null,null,null,7158,null,null,null,null,null,null,null,null,null,null,null,null,null,null,null,null,null,null,null,7158,null,null,null,null,null,null,null,null,null,null,null,null,null,null,null,null,null,null,null,7158,null,null,null,null,null,null,null,null,null,null,null,null,null,null,null,null,null,null,null,7158,null,null,null,null,null,null,null,null,null,null,null,null,null,null,null,null,null,null,null,7158,null,null,null,null,null,null,null,null,null,null,null,null,null,null,null,null,null,null,null,7158,null,null,null,null,null,null,null,null,null,null,null,null,null,null,null,null,null,null,null,7158,null,null,null,null,null,null,null,null,null,null,null,null,null,null,null,null,null,null,null,7158,null,null,null,null,null,null,null,null,null,null,null,null,null,null,null,null,null,null,null,7158]
[null,7184,null,null,null,null,null,null,null,null,null,null,null,null,null,null,null,null,null,null,null,7184,null,null,null,null,null,null,null,null,null,null,null,null,null,null,null,null,null,null,null,7184,null,null,null,null,null,null,null,null,null,null,null,null,null,null,null,null,null,null,null,7184,null,null,null,null,null,null,null,null,null,null,null,null,null,null,null,null,null,null,null,7184,null,null,null,null,null,null,null,null,null,null,null,null,null,null,null,null,null,null,null,7184,null,null,null,null,null,null,null,null,null,null,null,null,null,null,null,null,null,null,null,7184,null,null,null,null,null,null,null,null,null,null,null,null,null,null,null,null,null,null,null,7184,null,null,null,null,null,null,null,null,null,null,null,null,null,null,null,null,null,null,null,7184,null,null,null,null,null,null,null,null,null,null,null,null,null,null,null,null,null,null,null,7184]
[null,7235,null,null,null,null,null,null,null,null,null,null,null,null,null,null,null,null,null,null,null,7235,null,null,null,null,null,null,null,null,null,null,null,null,null,null,null,null,null,null,null,7235,null,null,null,null,null,null,null,null,null,null,null,null,null,null,null,null,null,null,null,7235,null,null,null,null,null,null,null,null,null,null,null,null,null,null,null,null,null,null,null,7235,null,null,null,null,null,null,null,null,null,null,null,null,null,null,null,null,null,null,null,7235,null,null,null,null,null,null,null,null,null,null,null,null,null,null,null,null,null,null,null,7235,null,null,null,null,null,null,null,null,null,null,null,null,null,null,null,null,null,null,null,7235,null,null,null,null,null,null,null,null,null,null,null,null,null,null,null,null,null,null,null,7235,null,null,null,null,null,null,null,null,null,null,null,null,null,null,null,null,null,null,null,7235]
[null,7270,null,null,null,null,null,null,null,null,null,null,null,null,null,null,null,null,null,null,null,7270,null,null,null,null,null,null,null,null,null,null,null,null,null,null,null,null,null,null,null,7270,null,null,null,null,null,null,null,null,null,null,null,null,null,null,null,null,null,null,null,7270,null,null,null,null,null,null,null,null,null,null,null,null,null,null,null,null,null,null,null,7270,null,null,null,null,null,null,null,null,null,null,null,null,null,null,null,null,null,null,null,7270,null,null,null,null,null,null,null,null,null,null,null,null,null,null,null,null,null,null,null,7270,null,null,null,null,null,null,null,null,null,null,null,null,null,null,null,null,null,null,null,7270,null,null,null,null,null,null,null,null,null,null,null,null,null,null,null,null,null,null,null,7270,null,null,null,null,null,null,null,null,null,null,null,null,null,null,null,null,null,null,null,7270]
[null,7287,null,null,null,null,null,null,null,null,null,null,null,null,null,null,null,null,null,null,null,7287,null,null,null,null,null,null,null,null,null,null,null,null,null,null,null,null,null,null,null,7287,null,null,null,null,null,null,null,null,null,null,null,null,null,null,null,null,null,null,null,7287,null,null,null,null,null,null,null,null,null,null,null,null,null,null,null,null,null,null,null,7287,null,null,null,null,null,null,null,null,null,null,null,null,null,null,null,null,null,null,null,7287,null,null,null,null,null,null,null,null,null,null,null,null,null,null,null,null,null,null,null,7287,null,null,null,null,null,null,null,null,null,null,null,null,null,null,null,null,null,null,null,7287,null,null,null,null,null,null,null,null,null,null,null,null,null,null,null,null,null,null,null,7287,null,null,null,null,null,null,null,null,null,null,null,null,null,null,null,null,null,null,null,7287]
[null,7338,null,null,null,null,null,null,null,null,null,null,null,null,null,null,null,null,null,null,null,7338,null,null,null,null,null,null,null,null,null,null,null,null,null,null,null,null,null,null,null,7338,null,null,null,null,null,null,null,null,null,null,null,null,null,null,null,null,null,null,null,7338,null,null,null,null,null,null,null,null,null,null,null,null,null,null,null,null,null,null,null,7338,null,null,null,null,null,null,null,null,null,null,null,null,null,null,null,null,null,null,null,7338,null,null,null,null,null,null,null,null,null,null,null,null,null,null,null,null,null,null,null,7338,null,null,null,null,null,null,null,null,null,null,null,null,null,null,null,null,null,null,null,7338,null,null,null,null,null,null,null,null,null,null,null,null,null,null,null,null,null,null,null,7338,null,null,null,null,null,null,null,null,null,null,null,null,null,null,null,null,null,null,null,7338]
[null,7373,null,null,null,null,null,null,null,null,null,null,null,null,null,null,null,null,null,null,null,7373,null,null,null,null,null,null,null,null,null,null,null,null,null,null,null,null,null,null,null,7373,null,null,null,null,null,null,null,null,null,null,null,null,null,null,null,null,null,null,null,7373,null,null,null,null,null,null,null,null,null,null,null,null,null,null,null,null,null,null,null,7373,null,null,null,null,null,null,null,null,null,null,null,null,null,null,null,null,null,null,null,7373,null,null,null,null,null,null,null,null,null,null,null,null,null,null,null,null,null,null,null,7373,null,null,null,null,null,null,null,null,null,null,null,null,null,null,null,null,null,null,null,7373,null,null,null,null,null,null,null,null,null,null,null,null,null,null,null,null,null,null,null,7373,null,null,null,null,null,null,null,null,null,null,null,null,null,null,null,null,null,null,null,7373]
[null,7390,null,null,null,null,null,null,null,null,null,null,null,null,null,null,null,null,null,null,null,7390,null,null,null,null,null,null,null,null,null,null,null,null,null,null,null,null,null,null,null,7390,null,null,null,null,null,null,null,null,null,null,null,null,null,null,null,null,null,null,null,7390,null,null,null,null,null,null,null,null,null,null,null,null,null,null,null,null,null,null,null,7390,null,null,null,null,null,null,null,null,null,null,null,null,null,null,null,null,null,null,null,7390,null,null,null,null,null,null,null,null,null,null,null,null,null,null,null,null,null,null,null,7390,null,null,null,null,null,null,null,null,null,null,null,null,null,null,null,null,null,null,null,7390,null,null,null,null,null,null,null,null,null,null,null,null,null,null,null,null,null,null,null,7390,null,null,null,null,null,null,null,null,null,null,null,null,null,null,null,null,null,null,null,7390]
[null,7441,null,null,null,null,null,null,null,null,null,null,null,null,null,null,null,null,null,null,null,7441,null,null,null,null,null,null,null,null,null,null,null,null,null,null,null,null,null,null,null,7441,null,null,null,null,null,null,null,null,null,null,null,null,null,null,null,null,null,null,null,7441,null,null,null,null,null,null,null,null,null,null,null,null,null,null,null,null,null,null,null,7441,null,null,null,null,null,null,null,null,null,null,null,null,null,null,null,null,null,null,null,7441,null,null,null,null,null,null,null,null,null,null,null,null,null,null,null,null,null,null,null,7441,null,null,null,null,null,null,null,null,null,null,null,null,null,null,null,null,null,null,null,7441,null,null,null,null,null,null,null,null,null,null,null,null,null,null,null,null,null,null,null,7441,null,null,null,null,null,null,null,null,null,null,null,null,null,null,null,null,null,null,null,7441]
[null,7442,null,null,null,null,null,null,null,null,null,null,null,null,null,null,null,null,null,null,null,7442,null,null,null,null,null,null,null,null,null,null,null,null,null,null,null,null,null,null,null,7442,null,null,null,null,null,null,null,null,null,null,null,null,null,null,null,null,null,null,null,7442,null,null,null,null,null,null,null,null,null,null,null,null,null,null,null,null,null,null,null,7442,null,null,null,null,null,null,null,null,null,null,null,null,null,null,null,null,null,null,null,7442,null,null,null,null,null,null,null,null,null,null,null,null,null,null,null,null,null,null,null,7442,null,null,null,null,null,null,null,null,null,null,null,null,null,null,null,null,null,null,null,7442,null,null,null,null,null,null,null,null,null,null,null,null,null,null,null,null,null,null,null,7442,null,null,null,null,null,null,null,null,null,null,null,null,null,null,null,null,null,null,null,7442]
[null,7493,null,null,null,null,null,null,null,null,null,null,null,null,null,null,null,null,null,null,null,7493,null,null,null,null,null,null,null,null,null,null,null,null,null,null,null,null,null,null,null,7493,null,null,null,null,null,null,null,null,null,null,null,null,null,null,null,null,null,null,null,7493,null,null,null,null,null,null,null,null,null,null,null,null,null,null,null,null,null,null,null,7493,null,null,null,null,null,null,null,null,null,null,null,null,null,null,null,null,null,null,null,7493,null,null,null,null,null,null,null,null,null,null,null,null,null,null,null,null,null,null,null,7493,null,null,null,null,null,null,null,null,null,null,null,null,null,null,null,null,null,null,null,7493,null,null,null,null,null,null,null,null,null,null,null,null,null,null,null,null,null,null,null,7493,null,null,null,null,null,null,null,null,null,null,null,null,null,null,null,null,null,null,null,7493]
[null,7528,null,null,null,null,null,null,null,null,null,null,null,null,null,null,null,null,null,null,null,7528,null,null,null,null,null,null,null,null,null,null,null,null,null,null,null,null,null,null,null,7528,null,null,null,null,null,null,null,null,null,null,null,null,null,null,null,null,null,null,null,7528,null,null,null,null,null,null,null,null,null,null,null,null,null,null,null,null,null,null,null,7528,null,null,null,null,null,null,null,null,null,null,null,null,null,null,null,null,null,null,null,7528,null,null,null,null,null,null,null,null,null,null,null,null,null,null,null,null,null,null,null,7528,null,null,null,null,null,null,null,null,null,null,null,null,null,null,null,null,null,null,null,7528,null,null,null,null,null,null,null,null,null,null,null,null,null,null,null,null,null,null,null,7528,null,null,null,null,null,null,null,null,null,null,null,null,null,null,null,null,null,null,null,7528]
[null,7545,null,null,null,null,null,null,null,null,null,null,null,null,null,null,null,null,null,null,null,7545,null,null,null,null,null,null,null,null,null,null,null,null,null,null,null,null,null,null,null,7545,null,null,null,null,null,null,null,null,null,null,null,null,null,null,null,null,null,null,null,7545,null,null,null,null,null,null,null,null,null,null,null,null,null,null,null,null,null,null,null,7545,null,null,null,null,null,null,null,null,null,null,null,null,null,null,null,null,null,null,null,7545,null,null,null,null,null,null,null,null,null,null,null,null,null,null,null,null,null,null,null,7545,null,null,null,null,null,null,null,null,null,null,null,null,null,null,null,null,null,null,null,7545,null,null,null,null,null,null,null,null,null,null,null,null,null,null,null,null,null,null,null,7545,null,null,null,null,null,null,null,null,null,null,null,null,null,null,null,null,null,null,null,7545]
[null,7596,null,null,null,null,null,null,null,null,null,null,null,null,null,null,null,null,null,null,null,7596,null,null,null,null,null,null,null,null,null,null,null,null,null,null,null,null,null,null,null,7596,null,null,null,null,null,null,null,null,null,null,null,null,null,null,null,null,null,null,null,7596,null,null,null,null,null,null,null,null,null,null,null,null,null,null,null,null,null,null,null,7596,null,null,null,null,null,null,null,null,null,null,null,null,null,null,null,null,null,null,null,7596,null,null,null,null,null,null,null,null,null,null,null,null,null,null,null,null,null,null,null,7596,null,null,null,null,null,null,null,null,null,null,null,null,null,null,null,null,null,null,null,7596,null,null,null,null,null,null,null,null,null,null,null,null,null,null,null,null,null,null,null,7596,null,null,null,null,null,null,null,null,null,null,null,null,null,null,null,null,null,null,null,7596]
[null,7631,null,null,null,null,null,null,null,null,null,null,null,null,null,null,null,null,null,null,null,7631,null,null,null,null,null,null,null,null,null,null,null,null,null,null,null,null,null,null,null,7631,null,null,null,null,null,null,null,null,null,null,null,null,null,null,null,null,null,null,null,7631,null,null,null,null,null,null,null,null,null,null,null,null,null,null,null,null,null,null,null,7631,null,null,null,null,null,null,null,null,null,null,null,null,null,null,null,null,null,null,null,7631,null,null,null,null,null,null,null,null,null,null,null,null,null,null,null,null,null,null,null,7631,null,null,null,null,null,null,null,null,null,null,null,null,null,null,null,null,null,null,null,7631,null,null,null,null,null,null,null,null,null,null,null,null,null,null,null,null,null,null,null,7631,null,null,null,null,null,null,null,null,null,null,null,null,null,null,null,null,null,null,null,7631]
[null,7648,null,null,null,null,null,null,null,null,null,null,null,null,null,null,null,null,null,null,null,7648,null,null,null,null,null,null,null,null,null,null,null,null,null,null,null,null,null,null,null,7648,null,null,null,null,null,null,null,null,null,null,null,null,null,null,null,null,null,null,null,7648,null,null,null,null,null,null,null,null,null,null,null,null,null,null,null,null,null,null,null,7648,null,null,null,null,null,null,null,null,null,null,null,null,null,null,null,null,null,null,null,7648,null,null,null,null,null,null,null,null,null,null,null,null,null,null,null,null,null,null,null,7648,null,null,null,null,null,null,null,null,null,null,null,null,null,null,null,null,null,null,null,7648,null,null,null,null,null,null,null,null,null,null,null,null,null,null,null,null,null,null,null,7648,null,null,null,null,null,null,null,null,null,null,null,null,null,null,null,null,null,null,null,7648]
[null,7683,null,null,null,null,null,null,null,null,null,null,null,null,null,null,null,null,null,null,null,7683,null,null,null,null,null,null,null,null,null,null,null,null,null,null,null,null,null,null,null,7683,null,null,null,null,null,null,null,null,null,null,null,null,null,null,null,null,null,null,null,7683,null,null,null,null,null,null,null,null,null,null,null,null,null,null,null,null,null,null,null,7683,null,null,null,null,null,null,null,null,null,null,null,null,null,null,null,null,null,null,null,7683,null,null,null,null,null,null,null,null,null,null,null,null,null,null,null,null,null,null,null,7683,null,null,null,null,null,null,null,null,null,null,null,null,null,null,null,null,null,null,null,7683,null,null,null,null,null,null,null,null,null,null,null,null,null,null,null,null,null,null,null,7683,null,null,null,null,null,null,null,null,null,null,null,null,null,null,null,null,null,null,null,7683]
[null,7734,null,null,null,null,null,null,null,null,null,null,null,null,null,null,null,null,null,null,null,7734,null,null,null,null,null,null,null,null,null,null,null,null,null,null,null,null,null,null,null,7734,null,null,null,null,null,null,null,null,null,null,null,null,null,null,null,null,null,null,null,7734,null,null,null,null,null,null,null,null,null,null,null,null,null,null,null,null,null,null,null,7734,null,null,null,null,null,null,null,null,null,null,null,null,null,null,null,null,null,null,null,7734,null,null,null,null,null,null,null,null,null,null,null,null,null,null,null,null,null,null,null,7734,null,null,null,null,null,null,null,null,null,null,null,null,null,null,null,null,null,null,null,7734,null,null,null,null,null,null,null,null,null,null,null,null,null,null,null,null,null,null,null,7734,null,null,null,null,null,null,null,null,null,null,null,null,null,null,null,null,null,null,null,7734]
[null,7751,null,null,null,null,null,null,null,null,null,null,null,null,null,null,null,null,null,null,null,7751,null,null,null,null,null,null,null,null,null,null,null,null,null,null,null,null,null,null,null,7751,null,null,null,null,null,null,null,null,null,null,null,null,null,null,null,null,null,null,null,7751,null,null,null,null,null,null,null,null,null,null,null,null,null,null,null,null,null,null,null,7751,null,null,null,null,null,null,null,null,null,null,null,null,null,null,null,null,null,null,null,7751,null,null,null,null,null,null,null,null,null,null,null,null,null,null,null,null,null,null,null,7751,null,null,null,null,null,null,null,null,null,null,null,null,null,null,null,null,null,null,null,7751,null,null,null,null,null,null,null,null,null,null,null,null,null,null,null,null,null,null,null,7751,null,null,null,null,null,null,null,null,null,null,null,null,null,null,null,null,null,null,null,7751]
[null,7786,null,null,null,null,null,null,null,null,null,null,null,null,null,null,null,null,null,null,null,7786,null,null,null,null,null,null,null,null,null,null,null,null,null,null,null,null,null,null,null,7786,null,null,null,null,null,null,null,null,null,null,null,null,null,null,null,null,null,null,null,7786,null,null,null,null,null,null,null,null,null,null,null,null,null,null,null,null,null,null,null,7786,null,null,null,null,null,null,null,null,null,null,null,null,null,null,null,null,null,null,null,7786,null,null,null,null,null,null,null,null,null,null,null,null,null,null,null,null,null,null,null,7786,null,null,null,null,null,null,null,null,null,null,null,null,null,null,null,null,null,null,null,7786,null,null,null,null,null,null,null,null,null,null,null,null,null,null,null,null,null,null,null,7786,null,null,null,null,null,null,null,null,null,null,null,null,null,null,null,null,null,null,null,7786]
[null,7837,null,null,null,null,null,null,null,null,null,null,null,null,null,null,null,null,null,null,null,7837,null,null,null,null,null,null,null,null,null,null,null,null,null,null,null,null,null,null,null,7837,null,null,null,null,null,null,null,null,null,null,null,null,null,null,null,null,null,null,null,7837,null,null,null,null,null,null,null,null,null,null,null,null,null,null,null,null,null,null,null,7837,null,null,null,null,null,null,null,null,null,null,null,null,null,null,null,null,null,null,null,7837,null,null,null,null,null,null,null,null,null,null,null,null,null,null,null,null,null,null,null,7837,null,null,null,null,null,null,null,null,null,null,null,null,null,null,null,null,null,null,null,7837,null,null,null,null,null,null,null,null,null,null,null,null,null,null,null,null,null,null,null,7837,null,null,null,null,null,null,null,null,null,null,null,null,null,null,null,null,null,null,null,7837]
[null,7854,null,null,null,null,null,null,null,null,null,null,null,null,null,null,null,null,null,null,null,7854,null,null,null,null,null,null,null,null,null,null,null,null,null,null,null,null,null,null,null,7854,null,null,null,null,null,null,null,null,null,null,null,null,null,null,null,null,null,null,null,7854,null,null,null,null,null,null,null,null,null,null,null,null,null,null,null,null,null,null,null,7854,null,null,null,null,null,null,null,null,null,null,null,null,null,null,null,null,null,null,null,7854,null,null,null,null,null,null,null,null,null,null,null,null,null,null,null,null,null,null,null,7854,null,null,null,null,null,null,null,null,null,null,null,null,null,null,null,null,null,null,null,7854,null,null,null,null,null,null,null,null,null,null,null,null,null,null,null,null,null,null,null,7854,null,null,null,null,null,null,null,null,null,null,null,null,null,null,null,null,null,null,null,7854]
[null,7889,null,null,null,null,null,null,null,null,null,null,null,null,null,null,null,null,null,null,null,7889,null,null,null,null,null,null,null,null,null,null,null,null,null,null,null,null,null,null,null,7889,null,null,null,null,null,null,null,null,null,null,null,null,null,null,null,null,null,null,null,7889,null,null,null,null,null,null,null,null,null,null,null,null,null,null,null,null,null,null,null,7889,null,null,null,null,null,null,null,null,null,null,null,null,null,null,null,null,null,null,null,7889,null,null,null,null,null,null,null,null,null,null,null,null,null,null,null,null,null,null,null,7889,null,null,null,null,null,null,null,null,null,null,null,null,null,null,null,null,null,null,null,7889,null,null,null,null,null,null,null,null,null,null,null,null,null,null,null,null,null,null,null,7889,null,null,null,null,null,null,null,null,null,null,null,null,null,null,null,null,null,null,null,7889]
[null,7948,null,null,null,null,null,null,null,null,null,null,null,null,null,null,null,null,null,null,null,7948,null,null,null,null,null,null,null,null,null,null,null,null,null,null,null,null,null,null,null,7948,null,null,null,null,null,null,null,null,null,null,null,null,null,null,null,null,null,null,null,7948,null,null,null,null,null,null,null,null,null,null,null,null,null,null,null,null,null,null,null,7948,null,null,null,null,null,null,null,null,null,null,null,null,null,null,null,null,null,null,null,7948,null,null,null,null,null,null,null,null,null,null,null,null,null,null,null,null,null,null,null,7948,null,null,null,null,null,null,null,null,null,null,null,null,null,null,null,null,null,null,null,7948,null,null,null,null,null,null,null,null,null,null,null,null,null,null,null,null,null,null,null,7948,null,null,null,null,null,null,null,null,null,null,null,null,null,null,null,null,null,null,null,7948]
[null,7974,null,null,null,null,null,null,null,null,null,null,null,null,null,null,null,null,null,null,null,7974,null,null,null,null,null,null,null,null,null,null,null,null,null,null,null,null,null,null,null,7974,null,null,null,null,null,null,null,null,null,null,null,null,null,null,null,null,null,null,null,7974,null,null,null,null,null,null,null,null,null,null,null,null,null,null,null,null,null,null,null,7974,null,null,null,null,null,null,null,null,null,null,null,null,null,null,null,null,null,null,null,7974,null,null,null,null,null,null,null,null,null,null,null,null,null,null,null,null,null,null,null,7974,null,null,null,null,null,null,null,null,null,null,null,null,null,null,null,null,null,null,null,7974,null,null,null,null,null,null,null,null,null,null,null,null,null,null,null,null,null,null,null,7974,null,null,null,null,null,null,null,null,null,null,null,null,null,null,null,null,null,null,null,7974]
[null,7991,null,null,null,null,null,null,null,null,null,null,null,null,null,null,null,null,null,null,null,7991,null,null,null,null,null,null,null,null,null,null,null,null,null,null,null,null,null,null,null,7991,null,null,null,null,null,null,null,null,null,null,null,null,null,null,null,null,null,null,null,7991,null,null,null,null,null,null,null,null,null,null,null,null,null,null,null,null,null,null,null,7991,null,null,null,null,null,null,null,null,null,null,null,null,null,null,null,null,null,null,null,7991,null,null,null,null,null,null,null,null,null,null,null,null,null,null,null,null,null,null,null,7991,null,null,null,null,null,null,null,null,null,null,null,null,null,null,null,null,null,null,null,7991,null,null,null,null,null,null,null,null,null,null,null,null,null,null,null,null,null,null,null,7991,null,null,null,null,null,null,null,null,null,null,null,null,null,null,null,null,null,null,null,7991]
[null,8042,null,null,null,null,null,null,null,null,null,null,null,null,null,null,null,null,null,null,null,8042,null,null,null,null,null,null,null,null,null,null,null,null,null,null,null,null,null,null,null,8042,null,null,null,null,null,null,null,null,null,null,null,null,null,null,null,null,null,null,null,8042,null,null,null,null,null,null,null,null,null,null,null,null,null,null,null,null,null,null,null,8042,null,null,null,null,null,null,null,null,null,null,null,null,null,null,null,null,null,null,null,8042,null,null,null,null,null,null,null,null,null,null,null,null,null,null,null,null,null,null,null,8042,null,null,null,null,null,null,null,null,null,null,null,null,null,null,null,null,null,null,null,8042,null,null,null,null,null,null,null,null,null,null,null,null,null,null,null,null,null,null,null,8042,null,null,null,null,null,null,null,null,null,null,null,null,null,null,null,null,null,null,null,8042]
[null,8077,null,null,null,null,null,null,null,null,null,null,null,null,null,null,null,null,null,null,null,8077,null,null,null,null,null,null,null,null,null,null,null,null,null,null,null,null,null,null,null,8077,null,null,null,null,null,null,null,null,null,null,null,null,null,null,null,null,null,null,null,8077,null,null,null,null,null,null,null,null,null,null,null,null,null,null,null,null,null,null,null,8077,null,null,null,null,null,null,null,null,null,null,null,null,null,null,null,null,null,null,null,8077,null,null,null,null,null,null,null,null,null,null,null,null,null,null,null,null,null,null,null,8077,null,null,null,null,null,null,null,null,null,null,null,null,null,null,null,null,null,null,null,8077,null,null,null,null,null,null,null,null,null,null,null,null,null,null,null,null,null,null,null,8077,null,null,null,null,null,null,null,null,null,null,null,null,null,null,null,null,null,null,null,8077]
[null,8094,null,null,null,null,null,null,null,null,null,null,null,null,null,null,null,null,null,null,null,8094,null,null,null,null,null,null,null,null,null,null,null,null,null,null,null,null,null,null,null,8094,null,null,null,null,null,null,null,null,null,null,null,null,null,null,null,null,null,null,null,8094,null,null,null,null,null,null,null,null,null,null,null,null,null,null,null,null,null,null,null,8094,null,null,null,null,null,null,null,null,null,null,null,null,null,null,null,null,null,null,null,8094,null,null,null,null,null,null,null,null,null,null,null,null,null,null,null,null,null,null,null,8094,null,null,null,null,null,null,null,null,null,null,null,null,null,null,null,null,null,null,null,8094,null,null,null,null,null,null,null,null,null,null,null,null,null,null,null,null,null,null,null,8094,null,null,null,null,null,null,null,null,null,null,null,null,null,null,null,null,null,null,null,8094]
[null,8145,null,null,null,null,null,null,null,null,null,null,null,null,null,null,null,null,null,null,null,8145,null,null,null,null,null,null,null,null,null,null,null,null,null,null,null,null,null,null,null,8145,null,null,null,null,null,null,null,null,null,null,null,null,null,null,null,null,null,null,null,8145,null,null,null,null,null,null,null,null,null,null,null,null,null,null,null,null,null,null,null,8145,null,null,null,null,null,null,null,null,null,null,null,null,null,null,null,null,null,null,null,8145,null,null,null,null,null,null,null,null,null,null,null,null,null,null,null,null,null,null,null,8145,null,null,null,null,null,null,null,null,null,null,null,null,null,null,null,null,null,null,null,8145,null,null,null,null,null,null,null,null,null,null,null,null,null,null,null,null,null,null,null,8145,null,null,null,null,null,null,null,null,null,null,null,null,null,null,null,null,null,null,null,8145]
[null,8180,null,null,null,null,null,null,null,null,null,null,null,null,null,null,null,null,null,null,null,8180,null,null,null,null,null,null,null,null,null,null,null,null,null,null,null,null,null,null,null,8180,null,null,null,null,null,null,null,null,null,null,null,null,null,null,null,null,null,null,null,8180,null,null,null,null,null,null,null,null,null,null,null,null,null,null,null,null,null,null,null,8180,null,null,null,null,null,null,null,null,null,null,null,null,null,null,null,null,null,null,null,8180,null,null,null,null,null,null,null,null,null,null,null,null,null,null,null,null,null,null,null,8180,null,null,null,null,null,null,null,null,null,null,null,null,null,null,null,null,null,null,null,8180,null,null,null,null,null,null,null,null,null,null,null,null,null,null,null,null,null,null,null,8180,null,null,null,null,null,null,null,null,null,null,null,null,null,null,null,null,null,null,null,8180]
[null,8197,null,null,null,null,null,null,null,null,null,null,null,null,null,null,null,null,null,null,null,8197,null,null,null,null,null,null,null,null,null,null,null,null,null,null,null,null,null,null,null,8197,null,null,null,null,null,null,null,null,null,null,null,null,null,null,null,null,null,null,null,8197,null,null,null,null,null,null,null,null,null,null,null,null,null,null,null,null,null,null,null,8197,null,null,null,null,null,null,null,null,null,null,null,null,null,null,null,null,null,null,null,8197,null,null,null,null,null,null,null,null,null,null,null,null,null,null,null,null,null,null,null,8197,null,null,null,null,null,null,null,null,null,null,null,null,null,null,null,null,null,null,null,8197,null,null,null,null,null,null,null,null,null,null,null,null,null,null,null,null,null,null,null,8197,null,null,null,null,null,null,null,null,null,null,null,null,null,null,null,null,null,null,null,8197]
[null,8232,null,null,null,null,null,null,null,null,null,null,null,null,null,null,null,null,null,null,null,8232,null,null,null,null,null,null,null,null,null,null,null,null,null,null,null,null,null,null,null,8232,null,null,null,null,null,null,null,null,null,null,null,null,null,null,null,null,null,null,null,8232,null,null,null,null,null,null,null,null,null,null,null,null,null,null,null,null,null,null,null,8232,null,null,null,null,null,null,null,null,null,null,null,null,null,null,null,null,null,null,null,8232,null,null,null,null,null,null,null,null,null,null,null,null,null,null,null,null,null,null,null,8232,null,null,null,null,null,null,null,null,null,null,null,null,null,null,null,null,null,null,null,8232,null,null,null,null,null,null,null,null,null,null,null,null,null,null,null,null,null,null,null,8232,null,null,null,null,null,null,null,null,null,null,null,null,null,null,null,null,null,null,null,8232]
[null,8283,null,null,null,null,null,null,null,null,null,null,null,null,null,null,null,null,null,null,null,8283,null,null,null,null,null,null,null,null,null,null,null,null,null,null,null,null,null,null,null,8283,null,null,null,null,null,null,null,null,null,null,null,null,null,null,null,null,null,null,null,8283,null,null,null,null,null,null,null,null,null,null,null,null,null,null,null,null,null,null,null,8283,null,null,null,null,null,null,null,null,null,null,null,null,null,null,null,null,null,null,null,8283,null,null,null,null,null,null,null,null,null,null,null,null,null,null,null,null,null,null,null,8283,null,null,null,null,null,null,null,null,null,null,null,null,null,null,null,null,null,null,null,8283,null,null,null,null,null,null,null,null,null,null,null,null,null,null,null,null,null,null,null,8283,null,null,null,null,null,null,null,null,null,null,null,null,null,null,null,null,null,null,null,8283]
[null,8300,null,null,null,null,null,null,null,null,null,null,null,null,null,null,null,null,null,null,null,8300,null,null,null,null,null,null,null,null,null,null,null,null,null,null,null,null,null,null,null,8300,null,null,null,null,null,null,null,null,null,null,null,null,null,null,null,null,null,null,null,8300,null,null,null,null,null,null,null,null,null,null,null,null,null,null,null,null,null,null,null,8300,null,null,null,null,null,null,null,null,null,null,null,null,null,null,null,null,null,null,null,8300,null,null,null,null,null,null,null,null,null,null,null,null,null,null,null,null,null,null,null,8300,null,null,null,null,null,null,null,null,null,null,null,null,null,null,null,null,null,null,null,8300,null,null,null,null,null,null,null,null,null,null,null,null,null,null,null,null,null,null,null,8300,null,null,null,null,null,null,null,null,null,null,null,null,null,null,null,null,null,null,null,8300]
[null,8335,null,null,null,null,null,null,null,null,null,null,null,null,null,null,null,null,null,null,null,8335,null,null,null,null,null,null,null,null,null,null,null,null,null,null,null,null,null,null,null,8335,null,null,null,null,null,null,null,null,null,null,null,null,null,null,null,null,null,null,null,8335,null,null,null,null,null,null,null,null,null,null,null,null,null,null,null,null,null,null,null,8335,null,null,null,null,null,null,null,null,null,null,null,null,null,null,null,null,null,null,null,8335,null,null,null,null,null,null,null,null,null,null,null,null,null,null,null,null,null,null,null,8335,null,null,null,null,null,null,null,null,null,null,null,null,null,null,null,null,null,null,null,8335,null,null,null,null,null,null,null,null,null,null,null,null,null,null,null,null,null,null,null,8335,null,null,null,null,null,null,null,null,null,null,null,null,null,null,null,null,null,null,null,8335]
[null,8386,null,null,null,null,null,null,null,null,null,null,null,null,null,null,null,null,null,null,null,8386,null,null,null,null,null,null,null,null,null,null,null,null,null,null,null,null,null,null,null,8386,null,null,null,null,null,null,null,null,null,null,null,null,null,null,null,null,null,null,null,8386,null,null,null,null,null,null,null,null,null,null,null,null,null,null,null,null,null,null,null,8386,null,null,null,null,null,null,null,null,null,null,null,null,null,null,null,null,null,null,null,8386,null,null,null,null,null,null,null,null,null,null,null,null,null,null,null,null,null,null,null,8386,null,null,null,null,null,null,null,null,null,null,null,null,null,null,null,null,null,null,null,8386,null,null,null,null,null,null,null,null,null,null,null,null,null,null,null,null,null,null,null,8386,null,null,null,null,null,null,null,null,null,null,null,null,null,null,null,null,null,null,null,8386]
[null,8421,null,null,null,null,null,null,null,null,null,null,null,null,null,null,null,null,null,null,null,8421,null,null,null,null,null,null,null,null,null,null,null,null,null,null,null,null,null,null,null,8421,null,null,null,null,null,null,null,null,null,null,null,null,null,null,null,null,null,null,null,8421,null,null,null,null,null,null,null,null,null,null,null,null,null,null,null,null,null,null,null,8421,null,null,null,null,null,null,null,null,null,null,null,null,null,null,null,null,null,null,null,8421,null,null,null,null,null,null,null,null,null,null,null,null,null,null,null,null,null,null,null,8421,null,null,null,null,null,null,null,null,null,null,null,null,null,null,null,null,null,null,null,8421,null,null,null,null,null,null,null,null,null,null,null,null,null,null,null,null,null,null,null,8421,null,null,null,null,null,null,null,null,null,null,null,null,null,null,null,null,null,null,null,8421]
[null,8438,null,null,null,null,null,null,null,null,null,null,null,null,null,null,null,null,null,null,null,8438,null,null,null,null,null,null,null,null,null,null,null,null,null,null,null,null,null,null,null,8438,null,null,null,null,null,null,null,null,null,null,null,null,null,null,null,null,null,null,null,8438,null,null,null,null,null,null,null,null,null,null,null,null,null,null,null,null,null,null,null,8438,null,null,null,null,null,null,null,null,null,null,null,null,null,null,null,null,null,null,null,8438,null,null,null,null,null,null,null,null,null,null,null,null,null,null,null,null,null,null,null,8438,null,null,null,null,null,null,null,null,null,null,null,null,null,null,null,null,null,null,null,8438,null,null,null,null,null,null,null,null,null,null,null,null,null,null,null,null,null,null,null,8438,null,null,null,null,null,null,null,null,null,null,null,null,null,null,null,null,null,null,null,8438]
[null,8489,null,null,null,null,null,null,null,null,null,null,null,null,null,null,null,null,null,null,null,8489,null,null,null,null,null,null,null,null,null,null,null,null,null,null,null,null,null,null,null,8489,null,null,null,null,null,null,null,null,null,null,null,null,null,null,null,null,null,null,null,8489,null,null,null,null,null,null,null,null,null,null,null,null,null,null,null,null,null,null,null,8489,null,null,null,null,null,null,null,null,null,null,null,null,null,null,null,null,null,null,null,8489,null,null,null,null,null,null,null,null,null,null,null,null,null,null,null,null,null,null,null,8489,null,null,null,null,null,null,null,null,null,null,null,null,null,null,null,null,null,null,null,8489,null,null,null,null,null,null,null,null,null,null,null,null,null,null,null,null,null,null,null,8489,null,null,null,null,null,null,null,null,null,null,null,null,null,null,null,null,null,null,null,8489]
[null,8524,null,null,null,null,null,null,null,null,null,null,null,null,null,null,null,null,null,null,null,8524,null,null,null,null,null,null,null,null,null,null,null,null,null,null,null,null,null,null,null,8524,null,null,null,null,null,null,null,null,null,null,null,null,null,null,null,null,null,null,null,8524,null,null,null,null,null,null,null,null,null,null,null,null,null,null,null,null,null,null,null,8524,null,null,null,null,null,null,null,null,null,null,null,null,null,null,null,null,null,null,null,8524,null,null,null,null,null,null,null,null,null,null,null,null,null,null,null,null,null,null,null,8524,null,null,null,null,null,null,null,null,null,null,null,null,null,null,null,null,null,null,null,8524,null,null,null,null,null,null,null,null,null,null,null,null,null,null,null,null,null,null,null,8524,null,null,null,null,null,null,null,null,null,null,null,null,null,null,null,null,null,null,null,8524]
[null,8541,null,null,null,null,null,null,null,null,null,null,null,null,null,null,null,null,null,null,null,8541,null,null,null,null,null,null,null,null,null,null,null,null,null,null,null,null,null,null,null,8541,null,null,null,null,null,null,null,null,null,null,null,null,null,null,null,null,null,null,null,8541,null,null,null,null,null,null,null,null,null,null,null,null,null,null,null,null,null,null,null,8541,null,null,null,null,null,null,null,null,null,null,null,null,null,null,null,null,null,null,null,8541,null,null,null,null,null,null,null,null,null,null,null,null,null,null,null,null,null,null,null,8541,null,null,null,null,null,null,null,null,null,null,null,null,null,null,null,null,null,null,null,8541,null,null,null,null,null,null,null,null,null,null,null,null,null,null,null,null,null,null,null,8541,null,null,null,null,null,null,null,null,null,null,null,null,null,null,null,null,null,null,null,8541]
[null,8592,null,null,null,null,null,null,null,null,null,null,null,null,null,null,null,null,null,null,null,8592,null,null,null,null,null,null,null,null,null,null,null,null,null,null,null,null,null,null,null,8592,null,null,null,null,null,null,null,null,null,null,null,null,null,null,null,null,null,null,null,8592,null,null,null,null,null,null,null,null,null,null,null,null,null,null,null,null,null,null,null,8592,null,null,null,null,null,null,null,null,null,null,null,null,null,null,null,null,null,null,null,8592,null,null,null,null,null,null,null,null,null,null,null,null,null,null,null,null,null,null,null,8592,null,null,null,null,null,null,null,null,null,null,null,null,null,null,null,null,null,null,null,8592,null,null,null,null,null,null,null,null,null,null,null,null,null,null,null,null,null,null,null,8592,null,null,null,null,null,null,null,null,null,null,null,null,null,null,null,null,null,null,null,8592]
[null,8627,null,null,null,null,null,null,null,null,null,null,null,null,null,null,null,null,null,null,null,8627,null,null,null,null,null,null,null,null,null,null,null,null,null,null,null,null,null,null,null,8627,null,null,null,null,null,null,null,null,null,null,null,null,null,null,null,null,null,null,null,8627,null,null,null,null,null,null,null,null,null,null,null,null,null,null,null,null,null,null,null,8627,null,null,null,null,null,null,null,null,null,null,null,null,null,null,null,null,null,null,null,8627,null,null,null,null,null,null,null,null,null,null,null,null,null,null,null,null,null,null,null,8627,null,null,null,null,null,null,null,null,null,null,null,null,null,null,null,null,null,null,null,8627,null,null,null,null,null,null,null,null,null,null,null,null,null,null,null,null,null,null,null,8627,null,null,null,null,null,null,null,null,null,null,null,null,null,null,null,null,null,null,null,8627]
[null,8644,null,null,null,null,null,null,null,null,null,null,null,null,null,null,null,null,null,null,null,8644,null,null,null,null,null,null,null,null,null,null,null,null,null,null,null,null,null,null,null,8644,null,null,null,null,null,null,null,null,null,null,null,null,null,null,null,null,null,null,null,8644,null,null,null,null,null,null,null,null,null,null,null,null,null,null,null,null,null,null,null,8644,null,null,null,null,null,null,null,null,null,null,null,null,null,null,null,null,null,null,null,8644,null,null,null,null,null,null,null,null,null,null,null,null,null,null,null,null,null,null,null,8644,null,null,null,null,null,null,null,null,null,null,null,null,null,null,null,null,null,null,null,8644,null,null,null,null,null,null,null,null,null,null,null,null,null,null,null,null,null,null,null,8644,null,null,null,null,null,null,null,null,null,null,null,null,null,null,null,null,null,null,null,8644]
[null,8679,null,null,null,null,null,null,null,null,null,null,null,null,null,null,null,null,null,null,null,8679,null,null,null,null,null,null,null,null,null,null,null,null,null,null,null,null,null,null,null,8679,null,null,null,null,null,null,null,null,null,null,null,null,null,null,null,null,null,null,null,8679,null,null,null,null,null,null,null,null,null,null,null,null,null,null,null,null,null,null,null,8679,null,null,null,null,null,null,null,null,null,null,null,null,null,null,null,null,null,null,null,8679,null,null,null,null,null,null,null,null,null,null,null,null,null,null,null,null,null,null,null,8679,null,null,null,null,null,null,null,null,null,null,null,null,null,null,null,null,null,null,null,8679,null,null,null,null,null,null,null,null,null,null,null,null,null,null,null,null,null,null,null,8679,null,null,null,null,null,null,null,null,null,null,null,null,null,null,null,null,null,null,null,8679]
[null,8699,null,null,null,null,null,null,null,null,null,null,null,null,null,null,null,null,null,null,null,8699,null,null,null,null,null,null,null,null,null,null,null,null,null,null,null,null,null,null,null,8699,null,null,null,null,null,null,null,null,null,null,null,null,null,null,null,null,null,null,null,8699,null,null,null,null,null,null,null,null,null,null,null,null,null,null,null,null,null,null,null,8699,null,null,null,null,null,null,null,null,null,null,null,null,null,null,null,null,null,null,null,8699,null,null,null,null,null,null,null,null,null,null,null,null,null,null,null,null,null,null,null,8699,null,null,null,null,null,null,null,null,null,null,null,null,null,null,null,null,null,null,null,8699,null,null,null,null,null,null,null,null,null,null,null,null,null,null,null,null,null,null,null,8699,null,null,null,null,null,null,null,null,null,null,null,null,null,null,null,null,null,null,null,8699]
[null,8700,null,null,null,null,null,null,null,null,null,null,null,null,null,null,null,null,null,null,null,8700,null,null,null,null,null,null,null,null,null,null,null,null,null,null,null,null,null,null,null,8700,null,null,null,null,null,null,null,null,null,null,null,null,null,null,null,null,null,null,null,8700,null,null,null,null,null,null,null,null,null,null,null,null,null,null,null,null,null,null,null,8700,null,null,null,null,null,null,null,null,null,null,null,null,null,null,null,null,null,null,null,8700,null,null,null,null,null,null,null,null,null,null,null,null,null,null,null,null,null,null,null,8700,null,null,null,null,null,null,null,null,null,null,null,null,null,null,null,null,null,null,null,8700,null,null,null,null,null,null,null,null,null,null,null,null,null,null,null,null,null,null,null,8700,null,null,null,null,null,null,null,null,null,null,null,null,null,null,null,null,null,null,null,8700]
[null,8701,null,null,null,null,null,null,null,null,null,null,null,null,null,null,null,null,null,null,null,8701,null,null,null,null,null,null,null,null,null,null,null,null,null,null,null,null,null,null,null,8701,null,null,null,null,null,null,null,null,null,null,null,null,null,null,null,null,null,null,null,8701,null,null,null,null,null,null,null,null,null,null,null,null,null,null,null,null,null,null,null,8701,null,null,null,null,null,null,null,null,null,null,null,null,null,null,null,null,null,null,null,8701,null,null,null,null,null,null,null,null,null,null,null,null,null,null,null,null,null,null,null,8701,null,null,null,null,null,null,null,null,null,null,null,null,null,null,null,null,null,null,null,8701,null,null,null,null,null,null,null,null,null,null,null,null,null,null,null,null,null,null,null,8701,null,null,null,null,null,null,null,null,null,null,null,null,null,null,null,null,null,null,null,8701]
[null,8702,null,null,null,null,null,null,null,null,null,null,null,null,null,null,null,null,null,null,null,8702,null,null,null,null,null,null,null,null,null,null,null,null,null,null,null,null,null,null,null,8702,null,null,null,null,null,null,null,null,null,null,null,null,null,null,null,null,null,null,null,8702,null,null,null,null,null,null,null,null,null,null,null,null,null,null,null,null,null,null,null,8702,null,null,null,null,null,null,null,null,null,null,null,null,null,null,null,null,null,null,null,8702,null,null,null,null,null,null,null,null,null,null,null,null,null,null,null,null,null,null,null,8702,null,null,null,null,null,null,null,null,null,null,null,null,null,null,null,null,null,null,null,8702,null,null,null,null,null,null,null,null,null,null,null,null,null,null,null,null,null,null,null,8702,null,null,null,null,null,null,null,null,null,null,null,null,null,null,null,null,null,null,null,8702]
[null,8703,null,null,null,null,null,null,null,null,null,null,null,null,null,null,null,null,null,null,null,8703,null,null,null,null,null,null,null,null,null,null,null,null,null,null,null,null,null,null,null,8703,null,null,null,null,null,null,null,null,null,null,null,null,null,null,null,null,null,null,null,8703,null,null,null,null,null,null,null,null,null,null,null,null,null,null,null,null,null,null,null,8703,null,null,null,null,null,null,null,null,null,null,null,null,null,null,null,null,null,null,null,8703,null,null,null,null,null,null,null,null,null,null,null,null,null,null,null,null,null,null,null,8703,null,null,null,null,null,null,null,null,null,null,null,null,null,null,null,null,null,null,null,8703,null,null,null,null,null,null,null,null,null,null,null,null,null,null,null,null,null,null,null,8703,null,null,null,null,null,null,null,null,null,null,null,null,null,null,null,null,null,null,null,8703]
[null,8704,null,null,null,null,null,null,null,null,null,null,null,null,null,null,null,null,null,null,null,8704,null,null,null,null,null,null,null,null,null,null,null,null,null,null,null,null,null,null,null,8704,null,null,null,null,null,null,null,null,null,null,null,null,null,null,null,null,null,null,null,8704,null,null,null,null,null,null,null,null,null,null,null,null,null,null,null,null,null,null,null,8704,null,null,null,null,null,null,null,null,null,null,null,null,null,null,null,null,null,null,null,8704,null,null,null,null,null,null,null,null,null,null,null,null,null,null,null,null,null,null,null,8704,null,null,null,null,null,null,null,null,null,null,null,null,null,null,null,null,null,null,null,8704,null,null,null,null,null,null,null,null,null,null,null,null,null,null,null,null,null,null,null,8704,null,null,null,null,null,null,null,null,null,null,null,null,null,null,null,null,null,null,null,8704]
[null,8705,null,null,null,null,null,null,null,null,null,null,null,null,null,null,null,null,null,null,null,8705,null,null,null,null,null,null,null,null,null,null,null,null,null,null,null,null,null,null,null,8705,null,null,null,null,null,null,null,null,null,null,null,null,null,null,null,null,null,null,null,8705,null,null,null,null,null,null,null,null,null,null,null,null,null,null,null,null,null,null,null,8705,null,null,null,null,null,null,null,null,null,null,null,null,null,null,null,null,null,null,null,8705,null,null,null,null,null,null,null,null,null,null,null,null,null,null,null,null,null,null,null,8705,null,null,null,null,null,null,null,null,null,null,null,null,null,null,null,null,null,null,null,8705,null,null,null,null,null,null,null,null,null,null,null,null,null,null,null,null,null,null,null,8705,null,null,null,null,null,null,null,null,null,null,null,null,null,null,null,null,null,null,null,8705]
[null,8706,null,null,null,null,null,null,null,null,null,null,null,null,null,null,null,null,null,null,null,8706,null,null,null,null,null,null,null,null,null,null,null,null,null,null,null,null,null,null,null,8706,null,null,null,null,null,null,null,null,null,null,null,null,null,null,null,null,null,null,null,8706,null,null,null,null,null,null,null,null,null,null,null,null,null,null,null,null,null,null,null,8706,null,null,null,null,null,null,null,null,null,null,null,null,null,null,null,null,null,null,null,8706,null,null,null,null,null,null,null,null,null,null,null,null,null,null,null,null,null,null,null,8706,null,null,null,null,null,null,null,null,null,null,null,null,null,null,null,null,null,null,null,8706,null,null,null,null,null,null,null,null,null,null,null,null,null,null,null,null,null,null,null,8706,null,null,null,null,null,null,null,null,null,null,null,null,null,null,null,null,null,null,null,8706]
[null,8707,null,null,null,null,null,null,null,null,null,null,null,null,null,null,null,null,null,null,null,8707,null,null,null,null,null,null,null,null,null,null,null,null,null,null,null,null,null,null,null,8707,null,null,null,null,null,null,null,null,null,null,null,null,null,null,null,null,null,null,null,8707,null,null,null,null,null,null,null,null,null,null,null,null,null,null,null,null,null,null,null,8707,null,null,null,null,null,null,null,null,null,null,null,null,null,null,null,null,null,null,null,8707,null,null,null,null,null,null,null,null,null,null,null,null,null,null,null,null,null,null,null,8707,null,null,null,null,null,null,null,null,null,null,null,null,null,null,null,null,null,null,null,8707,null,null,null,null,null,null,null,null,null,null,null,null,null,null,null,null,null,null,null,8707,null,null,null,null,null,null,null,null,null,null,null,null,null,null,null,null,null,null,null,8707]
[null,8708,null,null,null,null,null,null,null,null,null,null,null,null,null,null,null,null,null,null,null,8708,null,null,null,null,null,null,null,null,null,null,null,null,null,null,null,null,null,null,null,8708,null,null,null,null,null,null,null,null,null,null,null,null,null,null,null,null,null,null,null,8708,null,null,null,null,null,null,null,null,null,null,null,null,null,null,null,null,null,null,null,8708,null,null,null,null,null,null,null,null,null,null,null,null,null,null,null,null,null,null,null,8708,null,null,null,null,null,null,null,null,null,null,null,null,null,null,null,null,null,null,null,8708,null,null,null,null,null,null,null,null,null,null,null,null,null,null,null,null,null,null,null,8708,null,null,null,null,null,null,null,null,null,null,null,null,null,null,null,null,null,null,null,8708,null,null,null,null,null,null,null,null,null,null,null,null,null,null,null,null,null,null,null,8708]
[null,8709,null,null,null,null,null,null,null,null,null,null,null,null,null,null,null,null,null,null,null,8709,null,null,null,null,null,null,null,null,null,null,null,null,null,null,null,null,null,null,null,8709,null,null,null,null,null,null,null,null,null,null,null,null,null,null,null,null,null,null,null,8709,null,null,null,null,null,null,null,null,null,null,null,null,null,null,null,null,null,null,null,8709,null,null,null,null,null,null,null,null,null,null,null,null,null,null,null,null,null,null,null,8709,null,null,null,null,null,null,null,null,null,null,null,null,null,null,null,null,null,null,null,8709,null,null,null,null,null,null,null,null,null,null,null,null,null,null,null,null,null,null,null,8709,null,null,null,null,null,null,null,null,null,null,null,null,null,null,null,null,null,null,null,8709,null,null,null,null,null,null,null,null,null,null,null,null,null,null,null,null,null,null,null,8709]
[null,8710,null,null,null,null,null,null,null,null,null,null,null,null,null,null,null,null,null,null,null,8710,null,null,null,null,null,null,null,null,null,null,null,null,null,null,null,null,null,null,null,8710,null,null,null,null,null,null,null,null,null,null,null,null,null,null,null,null,null,null,null,8710,null,null,null,null,null,null,null,null,null,null,null,null,null,null,null,null,null,null,null,8710,null,null,null,null,null,null,null,null,null,null,null,null,null,null,null,null,null,null,null,8710,null,null,null,null,null,null,null,null,null,null,null,null,null,null,null,null,null,null,null,8710,null,null,null,null,null,null,null,null,null,null,null,null,null,null,null,null,null,null,null,8710,null,null,null,null,null,null,null,null,null,null,null,null,null,null,null,null,null,null,null,8710,null,null,null,null,null,null,null,null,null,null,null,null,null,null,null,null,null,null,null,8710]
[null,8711,null,null,null,null,null,null,null,null,null,null,null,null,null,null,null,null,null,null,null,8711,null,null,null,null,null,null,null,null,null,null,null,null,null,null,null,null,null,null,null,8711,null,null,null,null,null,null,null,null,null,null,null,null,null,null,null,null,null,null,null,8711,null,null,null,null,null,null,null,null,null,null,null,null,null,null,null,null,null,null,null,8711,null,null,null,null,null,null,null,null,null,null,null,null,null,null,null,null,null,null,null,8711,null,null,null,null,null,null,null,null,null,null,null,null,null,null,null,null,null,null,null,8711,null,null,null,null,null,null,null,null,null,null,null,null,null,null,null,null,null,null,null,8711,null,null,null,null,null,null,null,null,null,null,null,null,null,null,null,null,null,null,null,8711,null,null,null,null,null,null,null,null,null,null,null,null,null,null,null,null,null,null,null,8711]
[null,8712,null,null,null,null,null,null,null,null,null,null,null,null,null,null,null,null,null,null,null,8712,null,null,null,null,null,null,null,null,null,null,null,null,null,null,null,null,null,null,null,8712,null,null,null,null,null,null,null,null,null,null,null,null,null,null,null,null,null,null,null,8712,null,null,null,null,null,null,null,null,null,null,null,null,null,null,null,null,null,null,null,8712,null,null,null,null,null,null,null,null,null,null,null,null,null,null,null,null,null,null,null,8712,null,null,null,null,null,null,null,null,null,null,null,null,null,null,null,null,null,null,null,8712,null,null,null,null,null,null,null,null,null,null,null,null,null,null,null,null,null,null,null,8712,null,null,null,null,null,null,null,null,null,null,null,null,null,null,null,null,null,null,null,8712,null,null,null,null,null,null,null,null,null,null,null,null,null,null,null,null,null,null,null,8712]
[null,8713,null,null,null,null,null,null,null,null,null,null,null,null,null,null,null,null,null,null,null,8713,null,null,null,null,null,null,null,null,null,null,null,null,null,null,null,null,null,null,null,8713,null,null,null,null,null,null,null,null,null,null,null,null,null,null,null,null,null,null,null,8713,null,null,null,null,null,null,null,null,null,null,null,null,null,null,null,null,null,null,null,8713,null,null,null,null,null,null,null,null,null,null,null,null,null,null,null,null,null,null,null,8713,null,null,null,null,null,null,null,null,null,null,null,null,null,null,null,null,null,null,null,8713,null,null,null,null,null,null,null,null,null,null,null,null,null,null,null,null,null,null,null,8713,null,null,null,null,null,null,null,null,null,null,null,null,null,null,null,null,null,null,null,8713,null,null,null,null,null,null,null,null,null,null,null,null,null,null,null,null,null,null,null,8713]
[null,8714,null,null,null,null,null,null,null,null,null,null,null,null,null,null,null,null,null,null,null,8714,null,null,null,null,null,null,null,null,null,null,null,null,null,null,null,null,null,null,null,8714,null,null,null,null,null,null,null,null,null,null,null,null,null,null,null,null,null,null,null,8714,null,null,null,null,null,null,null,null,null,null,null,null,null,null,null,null,null,null,null,8714,null,null,null,null,null,null,null,null,null,null,null,null,null,null,null,null,null,null,null,8714,null,null,null,null,null,null,null,null,null,null,null,null,null,null,null,null,null,null,null,8714,null,null,null,null,null,null,null,null,null,null,null,null,null,null,null,null,null,null,null,8714,null,null,null,null,null,null,null,null,null,null,null,null,null,null,null,null,null,null,null,8714,null,null,null,null,null,null,null,null,null,null,null,null,null,null,null,null,null,null,null,8714]
[null,8715,null,null,null,null,null,null,null,null,null,null,null,null,null,null,null,null,null,null,null,8715,null,null,null,null,null,null,null,null,null,null,null,null,null,null,null,null,null,null,null,8715,null,null,null,null,null,null,null,null,null,null,null,null,null,null,null,null,null,null,null,8715,null,null,null,null,null,null,null,null,null,null,null,null,null,null,null,null,null,null,null,8715,null,null,null,null,null,null,null,null,null,null,null,null,null,null,null,null,null,null,null,8715,null,null,null,null,null,null,null,null,null,null,null,null,null,null,null,null,null,null,null,8715,null,null,null,null,null,null,null,null,null,null,null,null,null,null,null,null,null,null,null,8715,null,null,null,null,null,null,null,null,null,null,null,null,null,null,null,null,null,null,null,8715,null,null,null,null,null,null,null,null,null,null,null,null,null,null,null,null,null,null,null,8715]
[null,8716,null,null,null,null,null,null,null,null,null,null,null,null,null,null,null,null,null,null,null,8716,null,null,null,null,null,null,null,null,null,null,null,null,null,null,null,null,null,null,null,8716,null,null,null,null,null,null,null,null,null,null,null,null,null,null,null,null,null,null,null,8716,null,null,null,null,null,null,null,null,null,null,null,null,null,null,null,null,null,null,null,8716,null,null,null,null,null,null,null,null,null,null,null,null,null,null,null,null,null,null,null,8716,null,null,null,null,null,null,null,null,null,null,null,null,null,null,null,null,null,null,null,8716,null,null,null,null,null,null,null,null,null,null,null,null,null,null,null,null,null,null,null,8716,null,null,null,null,null,null,null,null,null,null,null,null,null,null,null,null,null,null,null,8716,null,null,null,null,null,null,null,null,null,null,null,null,null,null,null,null,null,null,null,8716]
[null,8717,null,null,null,null,null,null,null,null,null,null,null,null,null,null,null,null,null,null,null,8717,null,null,null,null,null,null,null,null,null,null,null,null,null,null,null,null,null,null,null,8717,null,null,null,null,null,null,null,null,null,null,null,null,null,null,null,null,null,null,null,8717,null,null,null,null,null,null,null,null,null,null,null,null,null,null,null,null,null,null,null,8717,null,null,null,null,null,null,null,null,null,null,null,null,null,null,null,null,null,null,null,8717,null,null,null,null,null,null,null,null,null,null,null,null,null,null,null,null,null,null,null,8717,null,null,null,null,null,null,null,null,null,null,null,null,null,null,null,null,null,null,null,8717,null,null,null,null,null,null,null,null,null,null,null,null,null,null,null,null,null,null,null,8717,null,null,null,null,null,null,null,null,null,null,null,null,null,null,null,null,null,null,null,8717]
[null,8718,null,null,null,null,null,null,null,null,null,null,null,null,null,null,null,null,null,null,null,8718,null,null,null,null,null,null,null,null,null,null,null,null,null,null,null,null,null,null,null,8718,null,null,null,null,null,null,null,null,null,null,null,null,null,null,null,null,null,null,null,8718,null,null,null,null,null,null,null,null,null,null,null,null,null,null,null,null,null,null,null,8718,null,null,null,null,null,null,null,null,null,null,null,null,null,null,null,null,null,null,null,8718,null,null,null,null,null,null,null,null,null,null,null,null,null,null,null,null,null,null,null,8718,null,null,null,null,null,null,null,null,null,null,null,null,null,null,null,null,null,null,null,8718,null,null,null,null,null,null,null,null,null,null,null,null,null,null,null,null,null,null,null,8718,null,null,null,null,null,null,null,null,null,null,null,null,null,null,null,null,null,null,null,8718]
[null,8719,null,null,null,null,null,null,null,null,null,null,null,null,null,null,null,null,null,null,null,8719,null,null,null,null,null,null,null,null,null,null,null,null,null,null,null,null,null,null,null,8719,null,null,null,null,null,null,null,null,null,null,null,null,null,null,null,null,null,null,null,8719,null,null,null,null,null,null,null,null,null,null,null,null,null,null,null,null,null,null,null,8719,null,null,null,null,null,null,null,null,null,null,null,null,null,null,null,null,null,null,null,8719,null,null,null,null,null,null,null,null,null,null,null,null,null,null,null,null,null,null,null,8719,null,null,null,null,null,null,null,null,null,null,null,null,null,null,null,null,null,null,null,8719,null,null,null,null,null,null,null,null,null,null,null,null,null,null,null,null,null,null,null,8719,null,null,null,null,null,null,null,null,null,null,null,null,null,null,null,null,null,null,null,8719]
[null,8720,null,null,null,null,null,null,null,null,null,null,null,null,null,null,null,null,null,null,null,8720,null,null,null,null,null,null,null,null,null,null,null,null,null,null,null,null,null,null,null,8720,null,null,null,null,null,null,null,null,null,null,null,null,null,null,null,null,null,null,null,8720,null,null,null,null,null,null,null,null,null,null,null,null,null,null,null,null,null,null,null,8720,null,null,null,null,null,null,null,null,null,null,null,null,null,null,null,null,null,null,null,8720,null,null,null,null,null,null,null,null,null,null,null,null,null,null,null,null,null,null,null,8720,null,null,null,null,null,null,null,null,null,null,null,null,null,null,null,null,null,null,null,8720,null,null,null,null,null,null,null,null,null,null,null,null,null,null,null,null,null,null,null,8720,null,null,null,null,null,null,null,null,null,null,null,null,null,null,null,null,null,null,null,8720]
[null,8721,null,null,null,null,null,null,null,null,null,null,null,null,null,null,null,null,null,null,null,8721,null,null,null,null,null,null,null,null,null,null,null,null,null,null,null,null,null,null,null,8721,null,null,null,null,null,null,null,null,null,null,null,null,null,null,null,null,null,null,null,8721,null,null,null,null,null,null,null,null,null,null,null,null,null,null,null,null,null,null,null,8721,null,null,null,null,null,null,null,null,null,null,null,null,null,null,null,null,null,null,null,8721,null,null,null,null,null,null,null,null,null,null,null,null,null,null,null,null,null,null,null,8721,null,null,null,null,null,null,null,null,null,null,null,null,null,null,null,null,null,null,null,8721,null,null,null,null,null,null,null,null,null,null,null,null,null,null,null,null,null,null,null,8721,null,null,null,null,null,null,null,null,null,null,null,null,null,null,null,null,null,null,null,8721]
[null,8722,null,null,null,null,null,null,null,null,null,null,null,null,null,null,null,null,null,null,null,8722,null,null,null,null,null,null,null,null,null,null,null,null,null,null,null,null,null,null,null,8722,null,null,null,null,null,null,null,null,null,null,null,null,null,null,null,null,null,null,null,8722,null,null,null,null,null,null,null,null,null,null,null,null,null,null,null,null,null,null,null,8722,null,null,null,null,null,null,null,null,null,null,null,null,null,null,null,null,null,null,null,8722,null,null,null,null,null,null,null,null,null,null,null,null,null,null,null,null,null,null,null,8722,null,null,null,null,null,null,null,null,null,null,null,null,null,null,null,null,null,null,null,8722,null,null,null,null,null,null,null,null,null,null,null,null,null,null,null,null,null,null,null,8722,null,null,null,null,null,null,null,null,null,null,null,null,null,null,null,null,null,null,null,8722]
[null,8723,null,null,null,null,null,null,null,null,null,null,null,null,null,null,null,null,null,null,null,8723,null,null,null,null,null,null,null,null,null,null,null,null,null,null,null,null,null,null,null,8723,null,null,null,null,null,null,null,null,null,null,null,null,null,null,null,null,null,null,null,8723,null,null,null,null,null,null,null,null,null,null,null,null,null,null,null,null,null,null,null,8723,null,null,null,null,null,null,null,null,null,null,null,null,null,null,null,null,null,null,null,8723,null,null,null,null,null,null,null,null,null,null,null,null,null,null,null,null,null,null,null,8723,null,null,null,null,null,null,null,null,null,null,null,null,null,null,null,null,null,null,null,8723,null,null,null,null,null,null,null,null,null,null,null,null,null,null,null,null,null,null,null,8723,null,null,null,null,null,null,null,null,null,null,null,null,null,null,null,null,null,null,null,8723]
[null,8724,null,null,null,null,null,null,null,null,null,null,null,null,null,null,null,null,null,null,null,8724,null,null,null,null,null,null,null,null,null,null,null,null,null,null,null,null,null,null,null,8724,null,null,null,null,null,null,null,null,null,null,null,null,null,null,null,null,null,null,null,8724,null,null,null,null,null,null,null,null,null,null,null,null,null,null,null,null,null,null,null,8724,null,null,null,null,null,null,null,null,null,null,null,null,null,null,null,null,null,null,null,8724,null,null,null,null,null,null,null,null,null,null,null,null,null,null,null,null,null,null,null,8724,null,null,null,null,null,null,null,null,null,null,null,null,null,null,null,null,null,null,null,8724,null,null,null,null,null,null,null,null,null,null,null,null,null,null,null,null,null,null,null,8724,null,null,null,null,null,null,null,null,null,null,null,null,null,null,null,null,null,null,null,8724]
[null,8725,null,null,null,null,null,null,null,null,null,null,null,null,null,null,null,null,null,null,null,8725,null,null,null,null,null,null,null,null,null,null,null,null,null,null,null,null,null,null,null,8725,null,null,null,null,null,null,null,null,null,null,null,null,null,null,null,null,null,null,null,8725,null,null,null,null,null,null,null,null,null,null,null,null,null,null,null,null,null,null,null,8725,null,null,null,null,null,null,null,null,null,null,null,null,null,null,null,null,null,null,null,8725,null,null,null,null,null,null,null,null,null,null,null,null,null,null,null,null,null,null,null,8725,null,null,null,null,null,null,null,null,null,null,null,null,null,null,null,null,null,null,null,8725,null,null,null,null,null,null,null,null,null,null,null,null,null,null,null,null,null,null,null,8725,null,null,null,null,null,null,null,null,null,null,null,null,null,null,null,null,null,null,null,8725]
[null,8726,null,null,null,null,null,null,null,null,null,null,null,null,null,null,null,null,null,null,null,8726,null,null,null,null,null,null,null,null,null,null,null,null,null,null,null,null,null,null,null,8726,null,null,null,null,null,null,null,null,null,null,null,null,null,null,null,null,null,null,null,8726,null,null,null,null,null,null,null,null,null,null,null,null,null,null,null,null,null,null,null,8726,null,null,null,null,null,null,null,null,null,null,null,null,null,null,null,null,null,null,null,8726,null,null,null,null,null,null,null,null,null,null,null,null,null,null,null,null,null,null,null,8726,null,null,null,null,null,null,null,null,null,null,null,null,null,null,null,null,null,null,null,8726,null,null,null,null,null,null,null,null,null,null,null,null,null,null,null,null,null,null,null,8726,null,null,null,null,null,null,null,null,null,null,null,null,null,null,null,null,null,null,null,8726]
[null,8727,null,null,null,null,null,null,null,null,null,null,null,null,null,null,null,null,null,null,null,8727,null,null,null,null,null,null,null,null,null,null,null,null,null,null,null,null,null,null,null,8727,null,null,null,null,null,null,null,null,null,null,null,null,null,null,null,null,null,null,null,8727,null,null,null,null,null,null,null,null,null,null,null,null,null,null,null,null,null,null,null,8727,null,null,null,null,null,null,null,null,null,null,null,null,null,null,null,null,null,null,null,8727,null,null,null,null,null,null,null,null,null,null,null,null,null,null,null,null,null,null,null,8727,null,null,null,null,null,null,null,null,null,null,null,null,null,null,null,null,null,null,null,8727,null,null,null,null,null,null,null,null,null,null,null,null,null,null,null,null,null,null,null,8727,null,null,null,null,null,null,null,null,null,null,null,null,null,null,null,null,null,null,null,8727]
[null,8728,null,null,null,null,null,null,null,null,null,null,null,null,null,null,null,null,null,null,null,8728,null,null,null,null,null,null,null,null,null,null,null,null,null,null,null,null,null,null,null,8728,null,null,null,null,null,null,null,null,null,null,null,null,null,null,null,null,null,null,null,8728,null,null,null,null,null,null,null,null,null,null,null,null,null,null,null,null,null,null,null,8728,null,null,null,null,null,null,null,null,null,null,null,null,null,null,null,null,null,null,null,8728,null,null,null,null,null,null,null,null,null,null,null,null,null,null,null,null,null,null,null,8728,null,null,null,null,null,null,null,null,null,null,null,null,null,null,null,null,null,null,null,8728,null,null,null,null,null,null,null,null,null,null,null,null,null,null,null,null,null,null,null,8728,null,null,null,null,null,null,null,null,null,null,null,null,null,null,null,null,null,null,null,8728]
[null,8729,null,null,null,null,null,null,null,null,null,null,null,null,null,null,null,null,null,null,null,8729,null,null,null,null,null,null,null,null,null,null,null,null,null,null,null,null,null,null,null,8729,null,null,null,null,null,null,null,null,null,null,null,null,null,null,null,null,null,null,null,8729,null,null,null,null,null,null,null,null,null,null,null,null,null,null,null,null,null,null,null,8729,null,null,null,null,null,null,null,null,null,null,null,null,null,null,null,null,null,null,null,8729,null,null,null,null,null,null,null,null,null,null,null,null,null,null,null,null,null,null,null,8729,null,null,null,null,null,null,null,null,null,null,null,null,null,null,null,null,null,null,null,8729,null,null,null,null,null,null,null,null,null,null,null,null,null,null,null,null,null,null,null,8729,null,null,null,null,null,null,null,null,null,null,null,null,null,null,null,null,null,null,null,8729]
[null,8730,null,null,null,null,null,null,null,null,null,null,null,null,null,null,null,null,null,null,null,8730,null,null,null,null,null,null,null,null,null,null,null,null,null,null,null,null,null,null,null,8730,null,null,null,null,null,null,null,null,null,null,null,null,null,null,null,null,null,null,null,8730,null,null,null,null,null,null,null,null,null,null,null,null,null,null,null,null,null,null,null,8730,null,null,null,null,null,null,null,null,null,null,null,null,null,null,null,null,null,null,null,8730,null,null,null,null,null,null,null,null,null,null,null,null,null,null,null,null,null,null,null,8730,null,null,null,null,null,null,null,null,null,null,null,null,null,null,null,null,null,null,null,8730,null,null,null,null,null,null,null,null,null,null,null,null,null,null,null,null,null,null,null,8730,null,null,null,null,null,null,null,null,null,null,null,null,null,null,null,null,null,null,null,8730]
[null,8731,null,null,null,null,null,null,null,null,null,null,null,null,null,null,null,null,null,null,null,8731,null,null,null,null,null,null,null,null,null,null,null,null,null,null,null,null,null,null,null,8731,null,null,null,null,null,null,null,null,null,null,null,null,null,null,null,null,null,null,null,8731,null,null,null,null,null,null,null,null,null,null,null,null,null,null,null,null,null,null,null,8731,null,null,null,null,null,null,null,null,null,null,null,null,null,null,null,null,null,null,null,8731,null,null,null,null,null,null,null,null,null,null,null,null,null,null,null,null,null,null,null,8731,null,null,null,null,null,null,null,null,null,null,null,null,null,null,null,null,null,null,null,8731,null,null,null,null,null,null,null,null,null,null,null,null,null,null,null,null,null,null,null,8731,null,null,null,null,null,null,null,null,null,null,null,null,null,null,null,null,null,null,null,8731]
[null,8732,null,null,null,null,null,null,null,null,null,null,null,null,null,null,null,null,null,null,null,8732,null,null,null,null,null,null,null,null,null,null,null,null,null,null,null,null,null,null,null,8732,null,null,null,null,null,null,null,null,null,null,null,null,null,null,null,null,null,null,null,8732,null,null,null,null,null,null,null,null,null,null,null,null,null,null,null,null,null,null,null,8732,null,null,null,null,null,null,null,null,null,null,null,null,null,null,null,null,null,null,null,8732,null,null,null,null,null,null,null,null,null,null,null,null,null,null,null,null,null,null,null,8732,null,null,null,null,null,null,null,null,null,null,null,null,null,null,null,null,null,null,null,8732,null,null,null,null,null,null,null,null,null,null,null,null,null,null,null,null,null,null,null,8732,null,null,null,null,null,null,null,null,null,null,null,null,null,null,null,null,null,null,null,8732]
[null,8733,null,null,null,null,null,null,null,null,null,null,null,null,null,null,null,null,null,null,null,8733,null,null,null,null,null,null,null,null,null,null,null,null,null,null,null,null,null,null,null,8733,null,null,null,null,null,null,null,null,null,null,null,null,null,null,null,null,null,null,null,8733,null,null,null,null,null,null,null,null,null,null,null,null,null,null,null,null,null,null,null,8733,null,null,null,null,null,null,null,null,null,null,null,null,null,null,null,null,null,null,null,8733,null,null,null,null,null,null,null,null,null,null,null,null,null,null,null,null,null,null,null,8733,null,null,null,null,null,null,null,null,null,null,null,null,null,null,null,null,null,null,null,8733,null,null,null,null,null,null,null,null,null,null,null,null,null,null,null,null,null,null,null,8733,null,null,null,null,null,null,null,null,null,null,null,null,null,null,null,null,null,null,null,8733]
[null,8734,null,null,null,null,null,null,null,null,null,null,null,null,null,null,null,null,null,null,null,8734,null,null,null,null,null,null,null,null,null,null,null,null,null,null,null,null,null,null,null,8734,null,null,null,null,null,null,null,null,null,null,null,null,null,null,null,null,null,null,null,8734,null,null,null,null,null,null,null,null,null,null,null,null,null,null,null,null,null,null,null,8734,null,null,null,null,null,null,null,null,null,null,null,null,null,null,null,null,null,null,null,8734,null,null,null,null,null,null,null,null,null,null,null,null,null,null,null,null,null,null,null,8734,null,null,null,null,null,null,null,null,null,null,null,null,null,null,null,null,null,null,null,8734,null,null,null,null,null,null,null,null,null,null,null,null,null,null,null,null,null,null,null,8734,null,null,null,null,null,null,null,null,null,null,null,null,null,null,null,null,null,null,null,8734]
[null,8735,null,null,null,null,null,null,null,null,null,null,null,null,null,null,null,null,null,null,null,8735,null,null,null,null,null,null,null,null,null,null,null,null,null,null,null,null,null,null,null,8735,null,null,null,null,null,null,null,null,null,null,null,null,null,null,null,null,null,null,null,8735,null,null,null,null,null,null,null,null,null,null,null,null,null,null,null,null,null,null,null,8735,null,null,null,null,null,null,null,null,null,null,null,null,null,null,null,null,null,null,null,8735,null,null,null,null,null,null,null,null,null,null,null,null,null,null,null,null,null,null,null,8735,null,null,null,null,null,null,null,null,null,null,null,null,null,null,null,null,null,null,null,8735,null,null,null,null,null,null,null,null,null,null,null,null,null,null,null,null,null,null,null,8735,null,null,null,null,null,null,null,null,null,null,null,null,null,null,null,null,null,null,null,8735]
[null,8736,null,null,null,null,null,null,null,null,null,null,null,null,null,null,null,null,null,null,null,8736,null,null,null,null,null,null,null,null,null,null,null,null,null,null,null,null,null,null,null,8736,null,null,null,null,null,null,null,null,null,null,null,null,null,null,null,null,null,null,null,8736,null,null,null,null,null,null,null,null,null,null,null,null,null,null,null,null,null,null,null,8736,null,null,null,null,null,null,null,null,null,null,null,null,null,null,null,null,null,null,null,8736,null,null,null,null,null,null,null,null,null,null,null,null,null,null,null,null,null,null,null,8736,null,null,null,null,null,null,null,null,null,null,null,null,null,null,null,null,null,null,null,8736,null,null,null,null,null,null,null,null,null,null,null,null,null,null,null,null,null,null,null,8736,null,null,null,null,null,null,null,null,null,null,null,null,null,null,null,null,null,null,null,8736]
[null,8737,null,null,null,null,null,null,null,null,null,null,null,null,null,null,null,null,null,null,null,8737,null,null,null,null,null,null,null,null,null,null,null,null,null,null,null,null,null,null,null,8737,null,null,null,null,null,null,null,null,null,null,null,null,null,null,null,null,null,null,null,8737,null,null,null,null,null,null,null,null,null,null,null,null,null,null,null,null,null,null,null,8737,null,null,null,null,null,null,null,null,null,null,null,null,null,null,null,null,null,null,null,8737,null,null,null,null,null,null,null,null,null,null,null,null,null,null,null,null,null,null,null,8737,null,null,null,null,null,null,null,null,null,null,null,null,null,null,null,null,null,null,null,8737,null,null,null,null,null,null,null,null,null,null,null,null,null,null,null,null,null,null,null,8737,null,null,null,null,null,null,null,null,null,null,null,null,null,null,null,null,null,null,null,8737]
[null,8738,null,null,null,null,null,null,null,null,null,null,null,null,null,null,null,null,null,null,null,8738,null,null,null,null,null,null,null,null,null,null,null,null,null,null,null,null,null,null,null,8738,null,null,null,null,null,null,null,null,null,null,null,null,null,null,null,null,null,null,null,8738,null,null,null,null,null,null,null,null,null,null,null,null,null,null,null,null,null,null,null,8738,null,null,null,null,null,null,null,null,null,null,null,null,null,null,null,null,null,null,null,8738,null,null,null,null,null,null,null,null,null,null,null,null,null,null,null,null,null,null,null,8738,null,null,null,null,null,null,null,null,null,null,null,null,null,null,null,null,null,null,null,8738,null,null,null,null,null,null,null,null,null,null,null,null,null,null,null,null,null,null,null,8738,null,null,null,null,null,null,null,null,null,null,null,null,null,null,null,null,null,null,null,8738]
[null,8739,null,null,null,null,null,null,null,null,null,null,null,null,null,null,null,null,null,null,null,8739,null,null,null,null,null,null,null,null,null,null,null,null,null,null,null,null,null,null,null,8739,null,null,null,null,null,null,null,null,null,null,null,null,null,null,null,null,null,null,null,8739,null,null,null,null,null,null,null,null,null,null,null,null,null,null,null,null,null,null,null,8739,null,null,null,null,null,null,null,null,null,null,null,null,null,null,null,null,null,null,null,8739,null,null,null,null,null,null,null,null,null,null,null,null,null,null,null,null,null,null,null,8739,null,null,null,null,null,null,null,null,null,null,null,null,null,null,null,null,null,null,null,8739,null,null,null,null,null,null,null,null,null,null,null,null,null,null,null,null,null,null,null,8739,null,null,null,null,null,null,null,null,null,null,null,null,null,null,null,null,null,null,null,8739]
[null,8740,null,null,null,null,null,null,null,null,null,null,null,null,null,null,null,null,null,null,null,8740,null,null,null,null,null,null,null,null,null,null,null,null,null,null,null,null,null,null,null,8740,null,null,null,null,null,null,null,null,null,null,null,null,null,null,null,null,null,null,null,8740,null,null,null,null,null,null,null,null,null,null,null,null,null,null,null,null,null,null,null,8740,null,null,null,null,null,null,null,null,null,null,null,null,null,null,null,null,null,null,null,8740,null,null,null,null,null,null,null,null,null,null,null,null,null,null,null,null,null,null,null,8740,null,null,null,null,null,null,null,null,null,null,null,null,null,null,null,null,null,null,null,8740,null,null,null,null,null,null,null,null,null,null,null,null,null,null,null,null,null,null,null,8740,null,null,null,null,null,null,null,null,null,null,null,null,null,null,null,null,null,null,null,8740]
[null,8741,null,null,null,null,null,null,null,null,null,null,null,null,null,null,null,null,null,null,null,8741,null,null,null,null,null,null,null,null,null,null,null,null,null,null,null,null,null,null,null,8741,null,null,null,null,null,null,null,null,null,null,null,null,null,null,null,null,null,null,null,8741,null,null,null,null,null,null,null,null,null,null,null,null,null,null,null,null,null,null,null,8741,null,null,null,null,null,null,null,null,null,null,null,null,null,null,null,null,null,null,null,8741,null,null,null,null,null,null,null,null,null,null,null,null,null,null,null,null,null,null,null,8741,null,null,null,null,null,null,null,null,null,null,null,null,null,null,null,null,null,null,null,8741,null,null,null,null,null,null,null,null,null,null,null,null,null,null,null,null,null,null,null,8741,null,null,null,null,null,null,null,null,null,null,null,null,null,null,null,null,null,null,null,8741]
[null,8742,null,null,null,null,null,null,null,null,null,null,null,null,null,null,null,null,null,null,null,8742,null,null,null,null,null,null,null,null,null,null,null,null,null,null,null,null,null,null,null,8742,null,null,null,null,null,null,null,null,null,null,null,null,null,null,null,null,null,null,null,8742,null,null,null,null,null,null,null,null,null,null,null,null,null,null,null,null,null,null,null,8742,null,null,null,null,null,null,null,null,null,null,null,null,null,null,null,null,null,null,null,8742,null,null,null,null,null,null,null,null,null,null,null,null,null,null,null,null,null,null,null,8742,null,null,null,null,null,null,null,null,null,null,null,null,null,null,null,null,null,null,null,8742,null,null,null,null,null,null,null,null,null,null,null,null,null,null,null,null,null,null,null,8742,null,null,null,null,null,null,null,null,null,null,null,null,null,null,null,null,null,null,null,8742]
[null,8743,null,null,null,null,null,null,null,null,null,null,null,null,null,null,null,null,null,null,null,8743,null,null,null,null,null,null,null,null,null,null,null,null,null,null,null,null,null,null,null,8743,null,null,null,null,null,null,null,null,null,null,null,null,null,null,null,null,null,null,null,8743,null,null,null,null,null,null,null,null,null,null,null,null,null,null,null,null,null,null,null,8743,null,null,null,null,null,null,null,null,null,null,null,null,null,null,null,null,null,null,null,8743,null,null,null,null,null,null,null,null,null,null,null,null,null,null,null,null,null,null,null,8743,null,null,null,null,null,null,null,null,null,null,null,null,null,null,null,null,null,null,null,8743,null,null,null,null,null,null,null,null,null,null,null,null,null,null,null,null,null,null,null,8743,null,null,null,null,null,null,null,null,null,null,null,null,null,null,null,null,null,null,null,8743]
[null,8744,null,null,null,null,null,null,null,null,null,null,null,null,null,null,null,null,null,null,null,8744,null,null,null,null,null,null,null,null,null,null,null,null,null,null,null,null,null,null,null,8744,null,null,null,null,null,null,null,null,null,null,null,null,null,null,null,null,null,null,null,8744,null,null,null,null,null,null,null,null,null,null,null,null,null,null,null,null,null,null,null,8744,null,null,null,null,null,null,null,null,null,null,null,null,null,null,null,null,null,null,null,8744,null,null,null,null,null,null,null,null,null,null,null,null,null,null,null,null,null,null,null,8744,null,null,null,null,null,null,null,null,null,null,null,null,null,null,null,null,null,null,null,8744,null,null,null,null,null,null,null,null,null,null,null,null,null,null,null,null,null,null,null,8744,null,null,null,null,null,null,null,null,null,null,null,null,null,null,null,null,null,null,null,8744]
[null,8745,null,null,null,null,null,null,null,null,null,null,null,null,null,null,null,null,null,null,null,8745,null,null,null,null,null,null,null,null,null,null,null,null,null,null,null,null,null,null,null,8745,null,null,null,null,null,null,null,null,null,null,null,null,null,null,null,null,null,null,null,8745,null,null,null,null,null,null,null,null,null,null,null,null,null,null,null,null,null,null,null,8745,null,null,null,null,null,null,null,null,null,null,null,null,null,null,null,null,null,null,null,8745,null,null,null,null,null,null,null,null,null,null,null,null,null,null,null,null,null,null,null,8745,null,null,null,null,null,null,null,null,null,null,null,null,null,null,null,null,null,null,null,8745,null,null,null,null,null,null,null,null,null,null,null,null,null,null,null,null,null,null,null,8745,null,null,null,null,null,null,null,null,null,null,null,null,null,null,null,null,null,null,null,8745]
[null,8746,null,null,null,null,null,null,null,null,null,null,null,null,null,null,null,null,null,null,null,8746,null,null,null,null,null,null,null,null,null,null,null,null,null,null,null,null,null,null,null,8746,null,null,null,null,null,null,null,null,null,null,null,null,null,null,null,null,null,null,null,8746,null,null,null,null,null,null,null,null,null,null,null,null,null,null,null,null,null,null,null,8746,null,null,null,null,null,null,null,null,null,null,null,null,null,null,null,null,null,null,null,8746,null,null,null,null,null,null,null,null,null,null,null,null,null,null,null,null,null,null,null,8746,null,null,null,null,null,null,null,null,null,null,null,null,null,null,null,null,null,null,null,8746,null,null,null,null,null,null,null,null,null,null,null,null,null,null,null,null,null,null,null,8746,null,null,null,null,null,null,null,null,null,null,null,null,null,null,null,null,null,null,null,8746]
[null,8747,null,null,null,null,null,null,null,null,null,null,null,null,null,null,null,null,null,null,null,8747,null,null,null,null,null,null,null,null,null,null,null,null,null,null,null,null,null,null,null,8747,null,null,null,null,null,null,null,null,null,null,null,null,null,null,null,null,null,null,null,8747,null,null,null,null,null,null,null,null,null,null,null,null,null,null,null,null,null,null,null,8747,null,null,null,null,null,null,null,null,null,null,null,null,null,null,null,null,null,null,null,8747,null,null,null,null,null,null,null,null,null,null,null,null,null,null,null,null,null,null,null,8747,null,null,null,null,null,null,null,null,null,null,null,null,null,null,null,null,null,null,null,8747,null,null,null,null,null,null,null,null,null,null,null,null,null,null,null,null,null,null,null,8747,null,null,null,null,null,null,null,null,null,null,null,null,null,null,null,null,null,null,null,8747]
[null,8748,null,null,null,null,null,null,null,null,null,null,null,null,null,null,null,null,null,null,null,8748,null,null,null,null,null,null,null,null,null,null,null,null,null,null,null,null,null,null,null,8748,null,null,null,null,null,null,null,null,null,null,null,null,null,null,null,null,null,null,null,8748,null,null,null,null,null,null,null,null,null,null,null,null,null,null,null,null,null,null,null,8748,null,null,null,null,null,null,null,null,null,null,null,null,null,null,null,null,null,null,null,8748,null,null,null,null,null,null,null,null,null,null,null,null,null,null,null,null,null,null,null,8748,null,null,null,null,null,null,null,null,null,null,null,null,null,null,null,null,null,null,null,8748,null,null,null,null,null,null,null,null,null,null,null,null,null,null,null,null,null,null,null,8748,null,null,null,null,null,null,null,null,null,null,null,null,null,null,null,null,null,null,null,8748]
[null,8749,null,null,null,null,null,null,null,null,null,null,null,null,null,null,null,null,null,null,null,8749,null,null,null,null,null,null,null,null,null,null,null,null,null,null,null,null,null,null,null,8749,null,null,null,null,null,null,null,null,null,null,null,null,null,null,null,null,null,null,null,8749,null,null,null,null,null,null,null,null,null,null,null,null,null,null,null,null,null,null,null,8749,null,null,null,null,null,null,null,null,null,null,null,null,null,null,null,null,null,null,null,8749,null,null,null,null,null,null,null,null,null,null,null,null,null,null,null,null,null,null,null,8749,null,null,null,null,null,null,null,null,null,null,null,null,null,null,null,null,null,null,null,8749,null,null,null,null,null,null,null,null,null,null,null,null,null,null,null,null,null,null,null,8749,null,null,null,null,null,null,null,null,null,null,null,null,null,null,null,null,null,null,null,8749]
[null,8750,null,null,null,null,null,null,null,null,null,null,null,null,null,null,null,null,null,null,null,8750,null,null,null,null,null,null,null,null,null,null,null,null,null,null,null,null,null,null,null,8750,null,null,null,null,null,null,null,null,null,null,null,null,null,null,null,null,null,null,null,8750,null,null,null,null,null,null,null,null,null,null,null,null,null,null,null,null,null,null,null,8750,null,null,null,null,null,null,null,null,null,null,null,null,null,null,null,null,null,null,null,8750,null,null,null,null,null,null,null,null,null,null,null,null,null,null,null,null,null,null,null,8750,null,null,null,null,null,null,null,null,null,null,null,null,null,null,null,null,null,null,null,8750,null,null,null,null,null,null,null,null,null,null,null,null,null,null,null,null,null,null,null,8750,null,null,null,null,null,null,null,null,null,null,null,null,null,null,null,null,null,null,null,8750]
[null,8751,null,null,null,null,null,null,null,null,null,null,null,null,null,null,null,null,null,null,null,8751,null,null,null,null,null,null,null,null,null,null,null,null,null,null,null,null,null,null,null,8751,null,null,null,null,null,null,null,null,null,null,null,null,null,null,null,null,null,null,null,8751,null,null,null,null,null,null,null,null,null,null,null,null,null,null,null,null,null,null,null,8751,null,null,null,null,null,null,null,null,null,null,null,null,null,null,null,null,null,null,null,8751,null,null,null,null,null,null,null,null,null,null,null,null,null,null,null,null,null,null,null,8751,null,null,null,null,null,null,null,null,null,null,null,null,null,null,null,null,null,null,null,8751,null,null,null,null,null,null,null,null,null,null,null,null,null,null,null,null,null,null,null,8751,null,null,null,null,null,null,null,null,null,null,null,null,null,null,null,null,null,null,null,8751]
[null,8752,null,null,null,null,null,null,null,null,null,null,null,null,null,null,null,null,null,null,null,8752,null,null,null,null,null,null,null,null,null,null,null,null,null,null,null,null,null,null,null,8752,null,null,null,null,null,null,null,null,null,null,null,null,null,null,null,null,null,null,null,8752,null,null,null,null,null,null,null,null,null,null,null,null,null,null,null,null,null,null,null,8752,null,null,null,null,null,null,null,null,null,null,null,null,null,null,null,null,null,null,null,8752,null,null,null,null,null,null,null,null,null,null,null,null,null,null,null,null,null,null,null,8752,null,null,null,null,null,null,null,null,null,null,null,null,null,null,null,null,null,null,null,8752,null,null,null,null,null,null,null,null,null,null,null,null,null,null,null,null,null,null,null,8752,null,null,null,null,null,null,null,null,null,null,null,null,null,null,null,null,null,null,null,8752]
[null,8753,null,null,null,null,null,null,null,null,null,null,null,null,null,null,null,null,null,null,null,8753,null,null,null,null,null,null,null,null,null,null,null,null,null,null,null,null,null,null,null,8753,null,null,null,null,null,null,null,null,null,null,null,null,null,null,null,null,null,null,null,8753,null,null,null,null,null,null,null,null,null,null,null,null,null,null,null,null,null,null,null,8753,null,null,null,null,null,null,null,null,null,null,null,null,null,null,null,null,null,null,null,8753,null,null,null,null,null,null,null,null,null,null,null,null,null,null,null,null,null,null,null,8753,null,null,null,null,null,null,null,null,null,null,null,null,null,null,null,null,null,null,null,8753,null,null,null,null,null,null,null,null,null,null,null,null,null,null,null,null,null,null,null,8753,null,null,null,null,null,null,null,null,null,null,null,null,null,null,null,null,null,null,null,8753]
[null,8754,null,null,null,null,null,null,null,null,null,null,null,null,null,null,null,null,null,null,null,8754,null,null,null,null,null,null,null,null,null,null,null,null,null,null,null,null,null,null,null,8754,null,null,null,null,null,null,null,null,null,null,null,null,null,null,null,null,null,null,null,8754,null,null,null,null,null,null,null,null,null,null,null,null,null,null,null,null,null,null,null,8754,null,null,null,null,null,null,null,null,null,null,null,null,null,null,null,null,null,null,null,8754,null,null,null,null,null,null,null,null,null,null,null,null,null,null,null,null,null,null,null,8754,null,null,null,null,null,null,null,null,null,null,null,null,null,null,null,null,null,null,null,8754,null,null,null,null,null,null,null,null,null,null,null,null,null,null,null,null,null,null,null,8754,null,null,null,null,null,null,null,null,null,null,null,null,null,null,null,null,null,null,null,8754]
[null,8755,null,null,null,null,null,null,null,null,null,null,null,null,null,null,null,null,null,null,null,8755,null,null,null,null,null,null,null,null,null,null,null,null,null,null,null,null,null,null,null,8755,null,null,null,null,null,null,null,null,null,null,null,null,null,null,null,null,null,null,null,8755,null,null,null,null,null,null,null,null,null,null,null,null,null,null,null,null,null,null,null,8755,null,null,null,null,null,null,null,null,null,null,null,null,null,null,null,null,null,null,null,8755,null,null,null,null,null,null,null,null,null,null,null,null,null,null,null,null,null,null,null,8755,null,null,null,null,null,null,null,null,null,null,null,null,null,null,null,null,null,null,null,8755,null,null,null,null,null,null,null,null,null,null,null,null,null,null,null,null,null,null,null,8755,null,null,null,null,null,null,null,null,null,null,null,null,null,null,null,null,null,null,null,8755]
[null,8756,null,null,null,null,null,null,null,null,null,null,null,null,null,null,null,null,null,null,null,8756,null,null,null,null,null,null,null,null,null,null,null,null,null,null,null,null,null,null,null,8756,null,null,null,null,null,null,null,null,null,null,null,null,null,null,null,null,null,null,null,8756,null,null,null,null,null,null,null,null,null,null,null,null,null,null,null,null,null,null,null,8756,null,null,null,null,null,null,null,null,null,null,null,null,null,null,null,null,null,null,null,8756,null,null,null,null,null,null,null,null,null,null,null,null,null,null,null,null,null,null,null,8756,null,null,null,null,null,null,null,null,null,null,null,null,null,null,null,null,null,null,null,8756,null,null,null,null,null,null,null,null,null,null,null,null,null,null,null,null,null,null,null,8756,null,null,null,null,null,null,null,null,null,null,null,null,null,null,null,null,null,null,null,8756]
[null,8757,null,null,null,null,null,null,null,null,null,null,null,null,null,null,null,null,null,null,null,8757,null,null,null,null,null,null,null,null,null,null,null,null,null,null,null,null,null,null,null,8757,null,null,null,null,null,null,null,null,null,null,null,null,null,null,null,null,null,null,null,8757,null,null,null,null,null,null,null,null,null,null,null,null,null,null,null,null,null,null,null,8757,null,null,null,null,null,null,null,null,null,null,null,null,null,null,null,null,null,null,null,8757,null,null,null,null,null,null,null,null,null,null,null,null,null,null,null,null,null,null,null,8757,null,null,null,null,null,null,null,null,null,null,null,null,null,null,null,null,null,null,null,8757,null,null,null,null,null,null,null,null,null,null,null,null,null,null,null,null,null,null,null,8757,null,null,null,null,null,null,null,null,null,null,null,null,null,null,null,null,null,null,null,8757]
[null,8758,null,null,null,null,null,null,null,null,null,null,null,null,null,null,null,null,null,null,null,8758,null,null,null,null,null,null,null,null,null,null,null,null,null,null,null,null,null,null,null,8758,null,null,null,null,null,null,null,null,null,null,null,null,null,null,null,null,null,null,null,8758,null,null,null,null,null,null,null,null,null,null,null,null,null,null,null,null,null,null,null,8758,null,null,null,null,null,null,null,null,null,null,null,null,null,null,null,null,null,null,null,8758,null,null,null,null,null,null,null,null,null,null,null,null,null,null,null,null,null,null,null,8758,null,null,null,null,null,null,null,null,null,null,null,null,null,null,null,null,null,null,null,8758,null,null,null,null,null,null,null,null,null,null,null,null,null,null,null,null,null,null,null,8758,null,null,null,null,null,null,null,null,null,null,null,null,null,null,null,null,null,null,null,8758]
[null,8759,null,null,null,null,null,null,null,null,null,null,null,null,null,null,null,null,null,null,null,8759,null,null,null,null,null,null,null,null,null,null,null,null,null,null,null,null,null,null,null,8759,null,null,null,null,null,null,null,null,null,null,null,null,null,null,null,null,null,null,null,8759,null,null,null,null,null,null,null,null,null,null,null,null,null,null,null,null,null,null,null,8759,null,null,null,null,null,null,null,null,null,null,null,null,null,null,null,null,null,null,null,8759,null,null,null,null,null,null,null,null,null,null,null,null,null,null,null,null,null,null,null,8759,null,null,null,null,null,null,null,null,null,null,null,null,null,null,null,null,null,null,null,8759,null,null,null,null,null,null,null,null,null,null,null,null,null,null,null,null,null,null,null,8759,null,null,null,null,null,null,null,null,null,null,null,null,null,null,null,null,null,null,null,8759]
[null,8760,null,null,null,null,null,null,null,null,null,null,null,null,null,null,null,null,null,null,null,8760,null,null,null,null,null,null,null,null,null,null,null,null,null,null,null,null,null,null,null,8760,null,null,null,null,null,null,null,null,null,null,null,null,null,null,null,null,null,null,null,8760,null,null,null,null,null,null,null,null,null,null,null,null,null,null,null,null,null,null,null,8760,null,null,null,null,null,null,null,null,null,null,null,null,null,null,null,null,null,null,null,8760,null,null,null,null,null,null,null,null,null,null,null,null,null,null,null,null,null,null,null,8760,null,null,null,null,null,null,null,null,null,null,null,null,null,null,null,null,null,null,null,8760,null,null,null,null,null,null,null,null,null,null,null,null,null,null,null,null,null,null,null,8760,null,null,null,null,null,null,null,null,null,null,null,null,null,null,null,null,null,null,null,8760]

{"sheet":"Review Inputs","index":23,"n_rows":135,"n_cols":40,"rows_kept":135,"cut":false,"hidden":true,"merged":[[2,5,2,8]]}
[]
[null,null,null,null,null,"DIM Step IV: Review PDIM Cost and Benefit Calculation Inputs"]
[null,null,null,null,null,"The tables below contain the benefit calculation inputs and project cost data that will be fed into the next phase of the Smart Grid Computational Tool. The purpose of this page is to give the user the opportunity to review the data before proceeding to the next phase of the tool. If the user finds data that has been entered erroneously, or if the user wishes to edit an entry they should navigate to the  appropriate step in the DIM to do so."]
[]
[]
[]
[]
[null,null,null,null,null,null,null,null,null,null,null,null,"Project Year 0","Project Year 1","Project Year 2","Project Year 3","Project Year 4"]
[null,"Range Name","Identifier","Is Output Required?",null,"Input Name","Unit",{"$f":"\"Baseline \"&'DIM MAIN'!$C$20","v":"Baseline 0"},{"$f":"\"Baseline \"&'DIM MAIN'!$C$20+1","v":"Baseline 1"},{"$f":"\"Baseline \"&'DIM MAIN'!$C$20+2","v":"Baseline 2"},{"$f":"\"Baseline \"&'DIM MAIN'!$C$20+3","v":"Baseline 3"},{"$f":"\"Baseline \"&'DIM MAIN'!$C$20+4","v":"Baseline 4"},{"$f":"proj_start_yr","v":0},{"$f":"M9+1","v":1},{"$f":"N9+1","v":2},{"$f":"O9+1","v":3},{"$f":"P9+1","v":4},null,null,null,"Is Input Used?",null,null,"Final List of Entered Data"]
[null,"p_input45","input45",{"$f":"IF(OFFSET(INDIRECT((C10)),0,3)>0,\"YES\",\"NO\")","v":"NO"},{"$f":"IF(D10=\"OPT\",\"Output is optional\",\"\")","v":""},{"$f":"INDIRECT(C10)","v":"Annual Generation Cost"},{"$f":"OFFSET(INDIRECT(C10),0,1)","v":"$"},{"$f":"IF(OFFSET(INDIRECT($C10),0,3)=0,\"\",IF(INDEX('Data Input Sheet'!$B$7:$S$116,MATCH('Review Inputs'!$C10,'Data Input Sheet'!$B$7:$B$116,0),MATCH('Review Inputs'!H$9,'Data Input Sheet'!$B$6:$S$6,0))=\"\",\"\",INDEX('Data Input Sheet'!$B$7:$S$116,MATCH('Review Inputs'!$C10,'Data Input Sheet'!$B$7:$B$116,0),MATCH('Review Inputs'!H$9,'Data Input Sheet'!$B$6:$S$6,0))))","v":""},{"$f":"IF(OFFSET(INDIRECT($C10),0,3)=0,\"\",IF(INDEX('Data Input Sheet'!$B$7:$S$116,MATCH('Review Inputs'!$C10,'Data Input Sheet'!$B$7:$B$116,0),MATCH('Review Inputs'!I$9,'Data Input Sheet'!$B$6:$S$6,0))=\"\",\"\",INDEX('Data Input Sheet'!$B$7:$S$116,MATCH('Review Inputs'!$C10,'Data Input Sheet'!$B$7:$B$116,0),MATCH('Review Inputs'!I$9,'Data Input Sheet'!$B$6:$S$6,0))))","v":""},{"$f":"IF(OFFSET(INDIRECT($C10),0,3)=0,\"\",IF(INDEX('Data Input Sheet'!$B$7:$S$116,MATCH('Review Inputs'!$C10,'Data Input Sheet'!$B$7:$B$116,0),MATCH('Review Inputs'!J$9,'Data Input Sheet'!$B$6:$S$6,0))=\"\",\"\",INDEX('Data Input Sheet'!$B$7:$S$116,MATCH('Review Inputs'!$C10,'Data Input Sheet'!$B$7:$B$116,0),MATCH('Review Inputs'!J$9,'Data Input Sheet'!$B$6:$S$6,0))))","v":""},{"$f":"IF(OFFSET(INDIRECT($C10),0,3)=0,\"\",IF(INDEX('Data Input Sheet'!$B$7:$S$116,MATCH('Review Inputs'!$C10,'Data Input Sheet'!$B$7:$B$116,0),MATCH('Review Inputs'!K$9,'Data Input Sheet'!$B$6:$S$6,0))=\"\",\"\",INDEX('Data Input Sheet'!$B$7:$S$116,MATCH('Review Inputs'!$C10,'Data Input Sheet'!$B$7:$B$116,0),MATCH('Review Inputs'!K$9,'Data Input Sheet'!$B$6:$S$6,0))))","v":""},{"$f":"IF(OFFSET(INDIRECT($C10),0,3)=0,\"\",IF(INDEX('Data Input Sheet'!$B$7:$S$116,MATCH('Review Inputs'!$C10,'Data Input Sheet'!$B$7:$B$116,0),MATCH('Review Inputs'!L$9,'Data Input Sheet'!$B$6:$S$6,0))=\"\",\"\",INDEX('Data Input Sheet'!$B$7:$S$116,MATCH('Review Inputs'!$C10,'Data Input Sheet'!$B$7:$B$116,0),MATCH('Review Inputs'!L$9,'Data Input Sheet'!$B$6:$S$6,0))))","v":""},{"$f":"IF(OFFSET(INDIRECT($C10),0,3)=0,\"\",IF(INDEX('Data Input Sheet'!$B$7:$S$116,MATCH('Review Inputs'!$C10,'Data Input Sheet'!$B$7:$B$116,0),MATCH('Review Inputs'!M$9,'Data Input Sheet'!$B$6:$S$6,0))=\"\",\"\",INDEX('Data Input Sheet'!$B$7:$S$116,MATCH('Review Inputs'!$C10,'Data Input Sheet'!$B$7:$B$116,0),MATCH('Review Inputs'!M$9,'Data Input Sheet'!$B$6:$S$6,0))))","v":""},{"$f":"IF(OFFSET(INDIRECT($C10),0,3)=0,\"\",IF(INDEX('Data Input Sheet'!$B$7:$S$116,MATCH('Review Inputs'!$C10,'Data Input Sheet'!$B$7:$B$116,0),MATCH('Review Inputs'!N$9,'Data Input Sheet'!$B$6:$S$6,0))=\"\",\"\",INDEX('Data Input Sheet'!$B$7:$S$116,MATCH('Review Inputs'!$C10,'Data Input Sheet'!$B$7:$B$116,0),MATCH('Review Inputs'!N$9,'Data Input Sheet'!$B$6:$S$6,0))))","v":""},{"$f":"IF(OFFSET(INDIRECT($C10),0,3)=0,\"\",IF(INDEX('Data Input Sheet'!$B$7:$S$116,MATCH('Review Inputs'!$C10,'Data Input Sheet'!$B$7:$B$116,0),MATCH('Review Inputs'!O$9,'Data Input Sheet'!$B$6:$S$6,0))=\"\",\"\",INDEX('Data Input Sheet'!$B$7:$S$116,MATCH('Review Inputs'!$C10,'Data Input Sheet'!$B$7:$B$116,0),MATCH('Review Inputs'!O$9,'Data Input Sheet'!$B$6:$S$6,0))))","v":""},{"$f":"IF(OFFSET(INDIRECT($C10),0,3)=0,\"\",IF(INDEX('Data Input Sheet'!$B$7:$S$116,MATCH('Review Inputs'!$C10,'Data Input Sheet'!$B$7:$B$116,0),MATCH('Review Inputs'!P$9,'Data Input Sheet'!$B$6:$S$6,0))=\"\",\"\",INDEX('Data Input Sheet'!$B$7:$S$116,MATCH('Review Inputs'!$C10,'Data Input Sheet'!$B$7:$B$116,0),MATCH('Review Inputs'!P$9,'Data Input Sheet'!$B$6:$S$6,0))))","v":""},{"$f":"IF(OFFSET(INDIRECT($C10),0,3)=0,\"\",IF(INDEX('Data Input Sheet'!$B$7:$S$116,MATCH('Review Inputs'!$C10,'Data Input Sheet'!$B$7:$B$116,0),MATCH('Review Inputs'!Q$9,'Data Input Sheet'!$B$6:$S$6,0))=\"\",\"\",INDEX('Data Input Sheet'!$B$7:$S$116,MATCH('Review Inputs'!$C10,'Data Input Sheet'!$B$7:$B$116,0),MATCH('Review Inputs'!Q$9,'Data Input Sheet'!$B$6:$S$6,0))))","v":""},null,null,null,"NO",null,null,"NO"]
[null,"p_input3","input3",{"$f":"IF(OFFSET(INDIRECT((C11)),0,3)>0,\"YES\",\"NO\")","v":"NO"},{"$f":"IF(D11=\"OPT\",\"Output is optional\",\"\")","v":""},"Annual Energy Storage Efficiency",{"$f":"OFFSET(INDIRECT(C11),0,1)","v":"%"},{"$f":"IF(OFFSET(INDIRECT($C11),0,3)=0,\"\",IF(INDEX('Data Input Sheet'!$B$7:$S$116,MATCH('Review Inputs'!$C11,'Data Input Sheet'!$B$7:$B$116,0),MATCH('Review Inputs'!H$9,'Data Input Sheet'!$B$6:$S$6,0))=\"\",\"\",INDEX('Data Input Sheet'!$B$7:$S$116,MATCH('Review Inputs'!$C11,'Data Input Sheet'!$B$7:$B$116,0),MATCH('Review Inputs'!H$9,'Data Input Sheet'!$B$6:$S$6,0))))","v":""},{"$f":"IF(OFFSET(INDIRECT($C11),0,3)=0,\"\",IF(INDEX('Data Input Sheet'!$B$7:$S$116,MATCH('Review Inputs'!$C11,'Data Input Sheet'!$B$7:$B$116,0),MATCH('Review Inputs'!I$9,'Data Input Sheet'!$B$6:$S$6,0))=\"\",\"\",INDEX('Data Input Sheet'!$B$7:$S$116,MATCH('Review Inputs'!$C11,'Data Input Sheet'!$B$7:$B$116,0),MATCH('Review Inputs'!I$9,'Data Input Sheet'!$B$6:$S$6,0))))","v":""},{"$f":"IF(OFFSET(INDIRECT($C11),0,3)=0,\"\",IF(INDEX('Data Input Sheet'!$B$7:$S$116,MATCH('Review Inputs'!$C11,'Data Input Sheet'!$B$7:$B$116,0),MATCH('Review Inputs'!J$9,'Data Input Sheet'!$B$6:$S$6,0))=\"\",\"\",INDEX('Data Input Sheet'!$B$7:$S$116,MATCH('Review Inputs'!$C11,'Data Input Sheet'!$B$7:$B$116,0),MATCH('Review Inputs'!J$9,'Data Input Sheet'!$B$6:$S$6,0))))","v":""},{"$f":"IF(OFFSET(INDIRECT($C11),0,3)=0,\"\",IF(INDEX('Data Input Sheet'!$B$7:$S$116,MATCH('Review Inputs'!$C11,'Data Input Sheet'!$B$7:$B$116,0),MATCH('Review Inputs'!K$9,'Data Input Sheet'!$B$6:$S$6,0))=\"\",\"\",INDEX('Data Input Sheet'!$B$7:$S$116,MATCH('Review Inputs'!$C11,'Data Input Sheet'!$B$7:$B$116,0),MATCH('Review Inputs'!K$9,'Data Input Sheet'!$B$6:$S$6,0))))","v":""},{"$f":"IF(OFFSET(INDIRECT($C11),0,3)=0,\"\",IF(INDEX('Data Input Sheet'!$B$7:$S$116,MATCH('Review Inputs'!$C11,'Data Input Sheet'!$B$7:$B$116,0),MATCH('Review Inputs'!L$9,'Data Input Sheet'!$B$6:$S$6,0))=\"\",\"\",INDEX('Data Input Sheet'!$B$7:$S$116,MATCH('Review Inputs'!$C11,'Data Input Sheet'!$B$7:$B$116,0),MATCH('Review Inputs'!L$9,'Data Input Sheet'!$B$6:$S$6,0))))","v":""},{"$f":"IF(OFFSET(INDIRECT($C11),0,3)=0,\"\",IF(INDEX('Data Input Sheet'!$B$7:$S$116,MATCH('Review Inputs'!$C11,'Data Input Sheet'!$B$7:$B$116,0),MATCH('Review Inputs'!M$9,'Data Input Sheet'!$B$6:$S$6,0))=\"\",\"\",INDEX('Data Input Sheet'!$B$7:$S$116,MATCH('Review Inputs'!$C11,'Data Input Sheet'!$B$7:$B$116,0),MATCH('Review Inputs'!M$9,'Data Input Sheet'!$B$6:$S$6,0))))","v":""},{"$f":"IF(OFFSET(INDIRECT($C11),0,3)=0,\"\",IF(INDEX('Data Input Sheet'!$B$7:$S$116,MATCH('Review Inputs'!$C11,'Data Input Sheet'!$B$7:$B$116,0),MATCH('Review Inputs'!N$9,'Data Input Sheet'!$B$6:$S$6,0))=\"\",\"\",INDEX('Data Input Sheet'!$B$7:$S$116,MATCH('Review Inputs'!$C11,'Data Input Sheet'!$B$7:$B$116,0),MATCH('Review Inputs'!N$9,'Data Input Sheet'!$B$6:$S$6,0))))","v":""},{"$f":"IF(OFFSET(INDIRECT($C11),0,3)=0,\"\",IF(INDEX('Data Input Sheet'!$B$7:$S$116,MATCH('Review Inputs'!$C11,'Data Input Sheet'!$B$7:$B$116,0),MATCH('Review Inputs'!O$9,'Data Input Sheet'!$B$6:$S$6,0))=\"\",\"\",INDEX('Data Input Sheet'!$B$7:$S$116,MATCH('Review Inputs'!$C11,'Data Input Sheet'!$B$7:$B$116,0),MATCH('Review Inputs'!O$9,'Data Input Sheet'!$B$6:$S$6,0))))","v":""},{"$f":"IF(OFFSET(INDIRECT($C11),0,3)=0,\"\",IF(INDEX('Data Input Sheet'!$B$7:$S$116,MATCH('Review Inputs'!$C11,'Data Input Sheet'!$B$7:$B$116,0),MATCH('Review Inputs'!P$9,'Data Input Sheet'!$B$6:$S$6,0))=\"\",\"\",INDEX('Data Input Sheet'!$B$7:$S$116,MATCH('Review Inputs'!$C11,'Data Input Sheet'!$B$7:$B$116,0),MATCH('Review Inputs'!P$9,'Data Input Sheet'!$B$6:$S$6,0))))","v":""},{"$f":"IF(OFFSET(INDIRECT($C11),0,3)=0,\"\",IF(INDEX('Data Input Sheet'!$B$7:$S$116,MATCH('Review Inputs'!$C11,'Data Input Sheet'!$B$7:$B$116,0),MATCH('Review Inputs'!Q$9,'Data Input Sheet'!$B$6:$S$6,0))=\"\",\"\",INDEX('Data Input Sheet'!$B$7:$S$116,MATCH('Review Inputs'!$C11,'Data Input Sheet'!$B$7:$B$116,0),MATCH('Review Inputs'!Q$9,'Data Input Sheet'!$B$6:$S$6,0))))","v":""},null,null,null,"NO",null,null,"NO"]
[null,"p_input4","input4",{"$f":"IF(OFFSET(INDIRECT((C12)),0,3)>0,\"YES\",\"NO\")","v":"NO"},"","Annual PEV Efficiency","%",{"$f":"IF(OFFSET(INDIRECT($C12),0,3)=0,\"\",IF(INDEX('Data Input Sheet'!$B$7:$S$116,MATCH('Review Inputs'!$C12,'Data Input Sheet'!$B$7:$B$116,0),MATCH('Review Inputs'!H$9,'Data Input Sheet'!$B$6:$S$6,0))=\"\",\"\",INDEX('Data Input Sheet'!$B$7:$S$116,MATCH('Review Inputs'!$C12,'Data Input Sheet'!$B$7:$B$116,0),MATCH('Review Inputs'!H$9,'Data Input Sheet'!$B$6:$S$6,0))))","v":""},{"$f":"IF(OFFSET(INDIRECT($C12),0,3)=0,\"\",IF(INDEX('Data Input Sheet'!$B$7:$S$116,MATCH('Review Inputs'!$C12,'Data Input Sheet'!$B$7:$B$116,0),MATCH('Review Inputs'!I$9,'Data Input Sheet'!$B$6:$S$6,0))=\"\",\"\",INDEX('Data Input Sheet'!$B$7:$S$116,MATCH('Review Inputs'!$C12,'Data Input Sheet'!$B$7:$B$116,0),MATCH('Review Inputs'!I$9,'Data Input Sheet'!$B$6:$S$6,0))))","v":""},{"$f":"IF(OFFSET(INDIRECT($C12),0,3)=0,\"\",IF(INDEX('Data Input Sheet'!$B$7:$S$116,MATCH('Review Inputs'!$C12,'Data Input Sheet'!$B$7:$B$116,0),MATCH('Review Inputs'!J$9,'Data Input Sheet'!$B$6:$S$6,0))=\"\",\"\",INDEX('Data Input Sheet'!$B$7:$S$116,MATCH('Review Inputs'!$C12,'Data Input Sheet'!$B$7:$B$116,0),MATCH('Review Inputs'!J$9,'Data Input Sheet'!$B$6:$S$6,0))))","v":""},{"$f":"IF(OFFSET(INDIRECT($C12),0,3)=0,\"\",IF(INDEX('Data Input Sheet'!$B$7:$S$116,MATCH('Review Inputs'!$C12,'Data Input Sheet'!$B$7:$B$116,0),MATCH('Review Inputs'!K$9,'Data Input Sheet'!$B$6:$S$6,0))=\"\",\"\",INDEX('Data Input Sheet'!$B$7:$S$116,MATCH('Review Inputs'!$C12,'Data Input Sheet'!$B$7:$B$116,0),MATCH('Review Inputs'!K$9,'Data Input Sheet'!$B$6:$S$6,0))))","v":""},{"$f":"IF(OFFSET(INDIRECT($C12),0,3)=0,\"\",IF(INDEX('Data Input Sheet'!$B$7:$S$116,MATCH('Review Inputs'!$C12,'Data Input Sheet'!$B$7:$B$116,0),MATCH('Review Inputs'!L$9,'Data Input Sheet'!$B$6:$S$6,0))=\"\",\"\",INDEX('Data Input Sheet'!$B$7:$S$116,MATCH('Review Inputs'!$C12,'Data Input Sheet'!$B$7:$B$116,0),MATCH('Review Inputs'!L$9,'Data Input Sheet'!$B$6:$S$6,0))))","v":""},{"$f":"IF(OFFSET(INDIRECT($C12),0,3)=0,\"\",IF(INDEX('Data Input Sheet'!$B$7:$S$116,MATCH('Review Inputs'!$C12,'Data Input Sheet'!$B$7:$B$116,0),MATCH('Review Inputs'!M$9,'Data Input Sheet'!$B$6:$S$6,0))=\"\",\"\",INDEX('Data Input Sheet'!$B$7:$S$116,MATCH('Review Inputs'!$C12,'Data Input Sheet'!$B$7:$B$116,0),MATCH('Review Inputs'!M$9,'Data Input Sheet'!$B$6:$S$6,0))))","v":""},{"$f":"IF(OFFSET(INDIRECT($C12),0,3)=0,\"\",IF(INDEX('Data Input Sheet'!$B$7:$S$116,MATCH('Review Inputs'!$C12,'Data Input Sheet'!$B$7:$B$116,0),MATCH('Review Inputs'!N$9,'Data Input Sheet'!$B$6:$S$6,0))=\"\",\"\",INDEX('Data Input Sheet'!$B$7:$S$116,MATCH('Review Inputs'!$C12,'Data Input Sheet'!$B$7:$B$116,0),MATCH('Review Inputs'!N$9,'Data Input Sheet'!$B$6:$S$6,0))))","v":""},{"$f":"IF(OFFSET(INDIRECT($C12),0,3)=0,\"\",IF(INDEX('Data Input Sheet'!$B$7:$S$116,MATCH('Review Inputs'!$C12,'Data Input Sheet'!$B$7:$B$116,0),MATCH('Review Inputs'!O$9,'Data Input Sheet'!$B$6:$S$6,0))=\"\",\"\",INDEX('Data Input Sheet'!$B$7:$S$116,MATCH('Review Inputs'!$C12,'Data Input Sheet'!$B$7:$B$116,0),MATCH('Review Inputs'!O$9,'Data Input Sheet'!$B$6:$S$6,0))))","v":""},{"$f":"IF(OFFSET(INDIRECT($C12),0,3)=0,\"\",IF(INDEX('Data Input Sheet'!$B$7:$S$116,MATCH('Review Inputs'!$C12,'Data Input Sheet'!$B$7:$B$116,0),MATCH('Review Inputs'!P$9,'Data Input Sheet'!$B$6:$S$6,0))=\"\",\"\",INDEX('Data Input Sheet'!$B$7:$S$116,MATCH('Review Inputs'!$C12,'Data Input Sheet'!$B$7:$B$116,0),MATCH('Review Inputs'!P$9,'Data Input Sheet'!$B$6:$S$6,0))))","v":""},{"$f":"IF(OFFSET(INDIRECT($C12),0,3)=0,\"\",IF(INDEX('Data Input Sheet'!$B$7:$S$116,MATCH('Review Inputs'!$C12,'Data Input Sheet'!$B$7:$B$116,0),MATCH('Review Inputs'!Q$9,'Data Input Sheet'!$B$6:$S$6,0))=\"\",\"\",INDEX('Data Input Sheet'!$B$7:$S$116,MATCH('Review Inputs'!$C12,'Data Input Sheet'!$B$7:$B$116,0),MATCH('Review Inputs'!Q$9,'Data Input Sheet'!$B$6:$S$6,0))))","v":""},null,null,null,"NO",null,null,"NO"]
[null,"p_input1","input1",{"$f":"IF(OFFSET(INDIRECT((C13)),0,3)>0,\"OPT\",\"NO\")","v":"NO"},"","Average Hourly Generation Cost","$/MWh",{"$f":"IF(OFFSET(INDIRECT($C13),0,3)=0,\"\",IF(INDEX('Data Input Sheet'!$B$7:$S$116,MATCH('Review Inputs'!$C13,'Data Input Sheet'!$B$7:$B$116,0),MATCH('Review Inputs'!H$9,'Data Input Sheet'!$B$6:$S$6,0))=\"\",\"\",INDEX('Data Input Sheet'!$B$7:$S$116,MATCH('Review Inputs'!$C13,'Data Input Sheet'!$B$7:$B$116,0),MATCH('Review Inputs'!H$9,'Data Input Sheet'!$B$6:$S$6,0))))","v":""},{"$f":"IF(OFFSET(INDIRECT($C13),0,3)=0,\"\",IF(INDEX('Data Input Sheet'!$B$7:$S$116,MATCH('Review Inputs'!$C13,'Data Input Sheet'!$B$7:$B$116,0),MATCH('Review Inputs'!I$9,'Data Input Sheet'!$B$6:$S$6,0))=\"\",\"\",INDEX('Data Input Sheet'!$B$7:$S$116,MATCH('Review Inputs'!$C13,'Data Input Sheet'!$B$7:$B$116,0),MATCH('Review Inputs'!I$9,'Data Input Sheet'!$B$6:$S$6,0))))","v":""},{"$f":"IF(OFFSET(INDIRECT($C13),0,3)=0,\"\",IF(INDEX('Data Input Sheet'!$B$7:$S$116,MATCH('Review Inputs'!$C13,'Data Input Sheet'!$B$7:$B$116,0),MATCH('Review Inputs'!J$9,'Data Input Sheet'!$B$6:$S$6,0))=\"\",\"\",INDEX('Data Input Sheet'!$B$7:$S$116,MATCH('Review Inputs'!$C13,'Data Input Sheet'!$B$7:$B$116,0),MATCH('Review Inputs'!J$9,'Data Input Sheet'!$B$6:$S$6,0))))","v":""},{"$f":"IF(OFFSET(INDIRECT($C13),0,3)=0,\"\",IF(INDEX('Data Input Sheet'!$B$7:$S$116,MATCH('Review Inputs'!$C13,'Data Input Sheet'!$B$7:$B$116,0),MATCH('Review Inputs'!K$9,'Data Input Sheet'!$B$6:$S$6,0))=\"\",\"\",INDEX('Data Input Sheet'!$B$7:$S$116,MATCH('Review Inputs'!$C13,'Data Input Sheet'!$B$7:$B$116,0),MATCH('Review Inputs'!K$9,'Data Input Sheet'!$B$6:$S$6,0))))","v":""},{"$f":"IF(OFFSET(INDIRECT($C13),0,3)=0,\"\",IF(INDEX('Data Input Sheet'!$B$7:$S$116,MATCH('Review Inputs'!$C13,'Data Input Sheet'!$B$7:$B$116,0),MATCH('Review Inputs'!L$9,'Data Input Sheet'!$B$6:$S$6,0))=\"\",\"\",INDEX('Data Input Sheet'!$B$7:$S$116,MATCH('Review Inputs'!$C13,'Data Input Sheet'!$B$7:$B$116,0),MATCH('Review Inputs'!L$9,'Data Input Sheet'!$B$6:$S$6,0))))","v":""},{"$f":"IF(OFFSET(INDIRECT($C13),0,3)=0,\"\",IF(INDEX('Data Input Sheet'!$B$7:$S$116,MATCH('Review Inputs'!$C13,'Data Input Sheet'!$B$7:$B$116,0),MATCH('Review Inputs'!M$9,'Data Input Sheet'!$B$6:$S$6,0))=\"\",\"\",INDEX('Data Input Sheet'!$B$7:$S$116,MATCH('Review Inputs'!$C13,'Data Input Sheet'!$B$7:$B$116,0),MATCH('Review Inputs'!M$9,'Data Input Sheet'!$B$6:$S$6,0))))","v":""},{"$f":"IF(OFFSET(INDIRECT($C13),0,3)=0,\"\",IF(INDEX('Data Input Sheet'!$B$7:$S$116,MATCH('Review Inputs'!$C13,'Data Input Sheet'!$B$7:$B$116,0),MATCH('Review Inputs'!N$9,'Data Input Sheet'!$B$6:$S$6,0))=\"\",\"\",INDEX('Data Input Sheet'!$B$7:$S$116,MATCH('Review Inputs'!$C13,'Data Input Sheet'!$B$7:$B$116,0),MATCH('Review Inputs'!N$9,'Data Input Sheet'!$B$6:$S$6,0))))","v":""},{"$f":"IF(OFFSET(INDIRECT($C13),0,3)=0,\"\",IF(INDEX('Data Input Sheet'!$B$7:$S$116,MATCH('Review Inputs'!$C13,'Data Input Sheet'!$B$7:$B$116,0),MATCH('Review Inputs'!O$9,'Data Input Sheet'!$B$6:$S$6,0))=\"\",\"\",INDEX('Data Input Sheet'!$B$7:$S$116,MATCH('Review Inputs'!$C13,'Data Input Sheet'!$B$7:$B$116,0),MATCH('Review Inputs'!O$9,'Data Input Sheet'!$B$6:$S$6,0))))","v":""},{"$f":"IF(OFFSET(INDIRECT($C13),0,3)=0,\"\",IF(INDEX('Data Input Sheet'!$B$7:$S$116,MATCH('Review Inputs'!$C13,'Data Input Sheet'!$B$7:$B$116,0),MATCH('Review Inputs'!P$9,'Data Input Sheet'!$B$6:$S$6,0))=\"\",\"\",INDEX('Data Input Sheet'!$B$7:$S$116,MATCH('Review Inputs'!$C13,'Data Input Sheet'!$B$7:$B$116,0),MATCH('Review Inputs'!P$9,'Data Input Sheet'!$B$6:$S$6,0))))","v":""},{"$f":"IF(OFFSET(INDIRECT($C13),0,3)=0,\"\",IF(INDEX('Data Input Sheet'!$B$7:$S$116,MATCH('Review Inputs'!$C13,'Data Input Sheet'!$B$7:$B$116,0),MATCH('Review Inputs'!Q$9,'Data Input Sheet'!$B$6:$S$6,0))=\"\",\"\",INDEX('Data Input Sheet'!$B$7:$S$116,MATCH('Review Inputs'!$C13,'Data Input Sheet'!$B$7:$B$116,0),MATCH('Review Inputs'!Q$9,'Data Input Sheet'!$B$6:$S$6,0))))","v":""},null,null,null,"NO",null,null,"NO"]
[null,"p_input2","input2",{"$f":"IF(OFFSET(INDIRECT((C14)),0,3)>0,\"OPT\",\"NO\")","v":"NO"},"","Avoided Annual Generator Dispatch","MWh",{"$f":"IF(OFFSET(INDIRECT($C14),0,3)=0,\"\",IF(INDEX('Data Input Sheet'!$B$7:$S$116,MATCH('Review Inputs'!$C14,'Data Input Sheet'!$B$7:$B$116,0),MATCH('Review Inputs'!H$9,'Data Input Sheet'!$B$6:$S$6,0))=\"\",\"\",INDEX('Data Input Sheet'!$B$7:$S$116,MATCH('Review Inputs'!$C14,'Data Input Sheet'!$B$7:$B$116,0),MATCH('Review Inputs'!H$9,'Data Input Sheet'!$B$6:$S$6,0))))","v":""},{"$f":"IF(OFFSET(INDIRECT($C14),0,3)=0,\"\",IF(INDEX('Data Input Sheet'!$B$7:$S$116,MATCH('Review Inputs'!$C14,'Data Input Sheet'!$B$7:$B$116,0),MATCH('Review Inputs'!I$9,'Data Input Sheet'!$B$6:$S$6,0))=\"\",\"\",INDEX('Data Input Sheet'!$B$7:$S$116,MATCH('Review Inputs'!$C14,'Data Input Sheet'!$B$7:$B$116,0),MATCH('Review Inputs'!I$9,'Data Input Sheet'!$B$6:$S$6,0))))","v":""},{"$f":"IF(OFFSET(INDIRECT($C14),0,3)=0,\"\",IF(INDEX('Data Input Sheet'!$B$7:$S$116,MATCH('Review Inputs'!$C14,'Data Input Sheet'!$B$7:$B$116,0),MATCH('Review Inputs'!J$9,'Data Input Sheet'!$B$6:$S$6,0))=\"\",\"\",INDEX('Data Input Sheet'!$B$7:$S$116,MATCH('Review Inputs'!$C14,'Data Input Sheet'!$B$7:$B$116,0),MATCH('Review Inputs'!J$9,'Data Input Sheet'!$B$6:$S$6,0))))","v":""},{"$f":"IF(OFFSET(INDIRECT($C14),0,3)=0,\"\",IF(INDEX('Data Input Sheet'!$B$7:$S$116,MATCH('Review Inputs'!$C14,'Data Input Sheet'!$B$7:$B$116,0),MATCH('Review Inputs'!K$9,'Data Input Sheet'!$B$6:$S$6,0))=\"\",\"\",INDEX('Data Input Sheet'!$B$7:$S$116,MATCH('Review Inputs'!$C14,'Data Input Sheet'!$B$7:$B$116,0),MATCH('Review Inputs'!K$9,'Data Input Sheet'!$B$6:$S$6,0))))","v":""},{"$f":"IF(OFFSET(INDIRECT($C14),0,3)=0,\"\",IF(INDEX('Data Input Sheet'!$B$7:$S$116,MATCH('Review Inputs'!$C14,'Data Input Sheet'!$B$7:$B$116,0),MATCH('Review Inputs'!L$9,'Data Input Sheet'!$B$6:$S$6,0))=\"\",\"\",INDEX('Data Input Sheet'!$B$7:$S$116,MATCH('Review Inputs'!$C14,'Data Input Sheet'!$B$7:$B$116,0),MATCH('Review Inputs'!L$9,'Data Input Sheet'!$B$6:$S$6,0))))","v":""},{"$f":"IF(OFFSET(INDIRECT($C14),0,3)=0,\"\",IF(INDEX('Data Input Sheet'!$B$7:$S$116,MATCH('Review Inputs'!$C14,'Data Input Sheet'!$B$7:$B$116,0),MATCH('Review Inputs'!M$9,'Data Input Sheet'!$B$6:$S$6,0))=\"\",\"\",INDEX('Data Input Sheet'!$B$7:$S$116,MATCH('Review Inputs'!$C14,'Data Input Sheet'!$B$7:$B$116,0),MATCH('Review Inputs'!M$9,'Data Input Sheet'!$B$6:$S$6,0))))","v":""},{"$f":"IF(OFFSET(INDIRECT($C14),0,3)=0,\"\",IF(INDEX('Data Input Sheet'!$B$7:$S$116,MATCH('Review Inputs'!$C14,'Data Input Sheet'!$B$7:$B$116,0),MATCH('Review Inputs'!N$9,'Data Input Sheet'!$B$6:$S$6,0))=\"\",\"\",INDEX('Data Input Sheet'!$B$7:$S$116,MATCH('Review Inputs'!$C14,'Data Input Sheet'!$B$7:$B$116,0),MATCH('Review Inputs'!N$9,'Data Input Sheet'!$B$6:$S$6,0))))","v":""},{"$f":"IF(OFFSET(INDIRECT($C14),0,3)=0,\"\",IF(INDEX('Data Input Sheet'!$B$7:$S$116,MATCH('Review Inputs'!$C14,'Data Input Sheet'!$B$7:$B$116,0),MATCH('Review Inputs'!O$9,'Data Input Sheet'!$B$6:$S$6,0))=\"\",\"\",INDEX('Data Input Sheet'!$B$7:$S$116,MATCH('Review Inputs'!$C14,'Data Input Sheet'!$B$7:$B$116,0),MATCH('Review Inputs'!O$9,'Data Input Sheet'!$B$6:$S$6,0))))","v":""},{"$f":"IF(OFFSET(INDIRECT($C14),0,3)=0,\"\",IF(INDEX('Data Input Sheet'!$B$7:$S$116,MATCH('Review Inputs'!$C14,'Data Input Sheet'!$B$7:$B$116,0),MATCH('Review Inputs'!P$9,'Data Input Sheet'!$B$6:$S$6,0))=\"\",\"\",INDEX('Data Input Sheet'!$B$7:$S$116,MATCH('Review Inputs'!$C14,'Data Input Sheet'!$B$7:$B$116,0),MATCH('Review Inputs'!P$9,'Data Input Sheet'!$B$6:$S$6,0))))","v":""},{"$f":"IF(OFFSET(INDIRECT($C14),0,3)=0,\"\",IF(INDEX('Data Input Sheet'!$B$7:$S$116,MATCH('Review Inputs'!$C14,'Data Input Sheet'!$B$7:$B$116,0),MATCH('Review Inputs'!Q$9,'Data Input Sheet'!$B$6:$S$6,0))=\"\",\"\",INDEX('Data Input Sheet'!$B$7:$S$116,MATCH('Review Inputs'!$C14,'Data Input Sheet'!$B$7:$B$116,0),MATCH('Review Inputs'!Q$9,'Data Input Sheet'!$B$6:$S$6,0))))","v":""},null,null,null,"NO",null,null,"NO"]
[null,"p_input6","input6",{"$f":"IF(OFFSET(INDIRECT((C15)),0,3)>0,\"YES\",\"NO\")","v":"NO"},"","Energy Storage Use at Annual Peak Time","MW",{"$f":"IF(OFFSET(INDIRECT($C15),0,3)=0,\"\",IF(INDEX('Data Input Sheet'!$B$7:$S$116,MATCH('Review Inputs'!$C15,'Data Input Sheet'!$B$7:$B$116,0),MATCH('Review Inputs'!H$9,'Data Input Sheet'!$B$6:$S$6,0))=\"\",\"\",INDEX('Data Input Sheet'!$B$7:$S$116,MATCH('Review Inputs'!$C15,'Data Input Sheet'!$B$7:$B$116,0),MATCH('Review Inputs'!H$9,'Data Input Sheet'!$B$6:$S$6,0))))","v":""},{"$f":"IF(OFFSET(INDIRECT($C15),0,3)=0,\"\",IF(INDEX('Data Input Sheet'!$B$7:$S$116,MATCH('Review Inputs'!$C15,'Data Input Sheet'!$B$7:$B$116,0),MATCH('Review Inputs'!I$9,'Data Input Sheet'!$B$6:$S$6,0))=\"\",\"\",INDEX('Data Input Sheet'!$B$7:$S$116,MATCH('Review Inputs'!$C15,'Data Input Sheet'!$B$7:$B$116,0),MATCH('Review Inputs'!I$9,'Data Input Sheet'!$B$6:$S$6,0))))","v":""},{"$f":"IF(OFFSET(INDIRECT($C15),0,3)=0,\"\",IF(INDEX('Data Input Sheet'!$B$7:$S$116,MATCH('Review Inputs'!$C15,'Data Input Sheet'!$B$7:$B$116,0),MATCH('Review Inputs'!J$9,'Data Input Sheet'!$B$6:$S$6,0))=\"\",\"\",INDEX('Data Input Sheet'!$B$7:$S$116,MATCH('Review Inputs'!$C15,'Data Input Sheet'!$B$7:$B$116,0),MATCH('Review Inputs'!J$9,'Data Input Sheet'!$B$6:$S$6,0))))","v":""},{"$f":"IF(OFFSET(INDIRECT($C15),0,3)=0,\"\",IF(INDEX('Data Input Sheet'!$B$7:$S$116,MATCH('Review Inputs'!$C15,'Data Input Sheet'!$B$7:$B$116,0),MATCH('Review Inputs'!K$9,'Data Input Sheet'!$B$6:$S$6,0))=\"\",\"\",INDEX('Data Input Sheet'!$B$7:$S$116,MATCH('Review Inputs'!$C15,'Data Input Sheet'!$B$7:$B$116,0),MATCH('Review Inputs'!K$9,'Data Input Sheet'!$B$6:$S$6,0))))","v":""},{"$f":"IF(OFFSET(INDIRECT($C15),0,3)=0,\"\",IF(INDEX('Data Input Sheet'!$B$7:$S$116,MATCH('Review Inputs'!$C15,'Data Input Sheet'!$B$7:$B$116,0),MATCH('Review Inputs'!L$9,'Data Input Sheet'!$B$6:$S$6,0))=\"\",\"\",INDEX('Data Input Sheet'!$B$7:$S$116,MATCH('Review Inputs'!$C15,'Data Input Sheet'!$B$7:$B$116,0),MATCH('Review Inputs'!L$9,'Data Input Sheet'!$B$6:$S$6,0))))","v":""},{"$f":"IF(OFFSET(INDIRECT($C15),0,3)=0,\"\",IF(INDEX('Data Input Sheet'!$B$7:$S$116,MATCH('Review Inputs'!$C15,'Data Input Sheet'!$B$7:$B$116,0),MATCH('Review Inputs'!M$9,'Data Input Sheet'!$B$6:$S$6,0))=\"\",\"\",INDEX('Data Input Sheet'!$B$7:$S$116,MATCH('Review Inputs'!$C15,'Data Input Sheet'!$B$7:$B$116,0),MATCH('Review Inputs'!M$9,'Data Input Sheet'!$B$6:$S$6,0))))","v":""},{"$f":"IF(OFFSET(INDIRECT($C15),0,3)=0,\"\",IF(INDEX('Data Input Sheet'!$B$7:$S$116,MATCH('Review Inputs'!$C15,'Data Input Sheet'!$B$7:$B$116,0),MATCH('Review Inputs'!N$9,'Data Input Sheet'!$B$6:$S$6,0))=\"\",\"\",INDEX('Data Input Sheet'!$B$7:$S$116,MATCH('Review Inputs'!$C15,'Data Input Sheet'!$B$7:$B$116,0),MATCH('Review Inputs'!N$9,'Data Input Sheet'!$B$6:$S$6,0))))","v":""},{"$f":"IF(OFFSET(INDIRECT($C15),0,3)=0,\"\",IF(INDEX('Data Input Sheet'!$B$7:$S$116,MATCH('Review Inputs'!$C15,'Data Input Sheet'!$B$7:$B$116,0),MATCH('Review Inputs'!O$9,'Data Input Sheet'!$B$6:$S$6,0))=\"\",\"\",INDEX('Data Input Sheet'!$B$7:$S$116,MATCH('Review Inputs'!$C15,'Data Input Sheet'!$B$7:$B$116,0),MATCH('Review Inputs'!O$9,'Data Input Sheet'!$B$6:$S$6,0))))","v":""},{"$f":"IF(OFFSET(INDIRECT($C15),0,3)=0,\"\",IF(INDEX('Data Input Sheet'!$B$7:$S$116,MATCH('Review Inputs'!$C15,'Data Input Sheet'!$B$7:$B$116,0),MATCH('Review Inputs'!P$9,'Data Input Sheet'!$B$6:$S$6,0))=\"\",\"\",INDEX('Data Input Sheet'!$B$7:$S$116,MATCH('Review Inputs'!$C15,'Data Input Sheet'!$B$7:$B$116,0),MATCH('Review Inputs'!P$9,'Data Input Sheet'!$B$6:$S$6,0))))","v":""},{"$f":"IF(OFFSET(INDIRECT($C15),0,3)=0,\"\",IF(INDEX('Data Input Sheet'!$B$7:$S$116,MATCH('Review Inputs'!$C15,'Data Input Sheet'!$B$7:$B$116,0),MATCH('Review Inputs'!Q$9,'Data Input Sheet'!$B$6:$S$6,0))=\"\",\"\",INDEX('Data Input Sheet'!$B$7:$S$116,MATCH('Review Inputs'!$C15,'Data Input Sheet'!$B$7:$B$116,0),MATCH('Review Inputs'!Q$9,'Data Input Sheet'!$B$6:$S$6,0))))","v":""},null,null,null,"NO",null,null,"NO"]
[null,"p_input9","input9",{"$f":"IF(OFFSET(INDIRECT((C16)),0,3)>0,\"YES\",\"NO\")","v":"NO"},"","Distributed Generation Use at Annual Peak Time","MW",{"$f":"IF(OFFSET(INDIRECT($C16),0,3)=0,\"\",IF(INDEX('Data Input Sheet'!$B$7:$S$116,MATCH('Review Inputs'!$C16,'Data Input Sheet'!$B$7:$B$116,0),MATCH('Review Inputs'!H$9,'Data Input Sheet'!$B$6:$S$6,0))=\"\",\"\",INDEX('Data Input Sheet'!$B$7:$S$116,MATCH('Review Inputs'!$C16,'Data Input Sheet'!$B$7:$B$116,0),MATCH('Review Inputs'!H$9,'Data Input Sheet'!$B$6:$S$6,0))))","v":""},{"$f":"IF(OFFSET(INDIRECT($C16),0,3)=0,\"\",IF(INDEX('Data Input Sheet'!$B$7:$S$116,MATCH('Review Inputs'!$C16,'Data Input Sheet'!$B$7:$B$116,0),MATCH('Review Inputs'!I$9,'Data Input Sheet'!$B$6:$S$6,0))=\"\",\"\",INDEX('Data Input Sheet'!$B$7:$S$116,MATCH('Review Inputs'!$C16,'Data Input Sheet'!$B$7:$B$116,0),MATCH('Review Inputs'!I$9,'Data Input Sheet'!$B$6:$S$6,0))))","v":""},{"$f":"IF(OFFSET(INDIRECT($C16),0,3)=0,\"\",IF(INDEX('Data Input Sheet'!$B$7:$S$116,MATCH('Review Inputs'!$C16,'Data Input Sheet'!$B$7:$B$116,0),MATCH('Review Inputs'!J$9,'Data Input Sheet'!$B$6:$S$6,0))=\"\",\"\",INDEX('Data Input Sheet'!$B$7:$S$116,MATCH('Review Inputs'!$C16,'Data Input Sheet'!$B$7:$B$116,0),MATCH('Review Inputs'!J$9,'Data Input Sheet'!$B$6:$S$6,0))))","v":""},{"$f":"IF(OFFSET(INDIRECT($C16),0,3)=0,\"\",IF(INDEX('Data Input Sheet'!$B$7:$S$116,MATCH('Review Inputs'!$C16,'Data Input Sheet'!$B$7:$B$116,0),MATCH('Review Inputs'!K$9,'Data Input Sheet'!$B$6:$S$6,0))=\"\",\"\",INDEX('Data Input Sheet'!$B$7:$S$116,MATCH('Review Inputs'!$C16,'Data Input Sheet'!$B$7:$B$116,0),MATCH('Review Inputs'!K$9,'Data Input Sheet'!$B$6:$S$6,0))))","v":""},{"$f":"IF(OFFSET(INDIRECT($C16),0,3)=0,\"\",IF(INDEX('Data Input Sheet'!$B$7:$S$116,MATCH('Review Inputs'!$C16,'Data Input Sheet'!$B$7:$B$116,0),MATCH('Review Inputs'!L$9,'Data Input Sheet'!$B$6:$S$6,0))=\"\",\"\",INDEX('Data Input Sheet'!$B$7:$S$116,MATCH('Review Inputs'!$C16,'Data Input Sheet'!$B$7:$B$116,0),MATCH('Review Inputs'!L$9,'Data Input Sheet'!$B$6:$S$6,0))))","v":""},{"$f":"IF(OFFSET(INDIRECT($C16),0,3)=0,\"\",IF(INDEX('Data Input Sheet'!$B$7:$S$116,MATCH('Review Inputs'!$C16,'Data Input Sheet'!$B$7:$B$116,0),MATCH('Review Inputs'!M$9,'Data Input Sheet'!$B$6:$S$6,0))=\"\",\"\",INDEX('Data Input Sheet'!$B$7:$S$116,MATCH('Review Inputs'!$C16,'Data Input Sheet'!$B$7:$B$116,0),MATCH('Review Inputs'!M$9,'Data Input Sheet'!$B$6:$S$6,0))))","v":""},{"$f":"IF(OFFSET(INDIRECT($C16),0,3)=0,\"\",IF(INDEX('Data Input Sheet'!$B$7:$S$116,MATCH('Review Inputs'!$C16,'Data Input Sheet'!$B$7:$B$116,0),MATCH('Review Inputs'!N$9,'Data Input Sheet'!$B$6:$S$6,0))=\"\",\"\",INDEX('Data Input Sheet'!$B$7:$S$116,MATCH('Review Inputs'!$C16,'Data Input Sheet'!$B$7:$B$116,0),MATCH('Review Inputs'!N$9,'Data Input Sheet'!$B$6:$S$6,0))))","v":""},{"$f":"IF(OFFSET(INDIRECT($C16),0,3)=0,\"\",IF(INDEX('Data Input Sheet'!$B$7:$S$116,MATCH('Review Inputs'!$C16,'Data Input Sheet'!$B$7:$B$116,0),MATCH('Review Inputs'!O$9,'Data Input Sheet'!$B$6:$S$6,0))=\"\",\"\",INDEX('Data Input Sheet'!$B$7:$S$116,MATCH('Review Inputs'!$C16,'Data Input Sheet'!$B$7:$B$116,0),MATCH('Review Inputs'!O$9,'Data Input Sheet'!$B$6:$S$6,0))))","v":""},{"$f":"IF(OFFSET(INDIRECT($C16),0,3)=0,\"\",IF(INDEX('Data Input Sheet'!$B$7:$S$116,MATCH('Review Inputs'!$C16,'Data Input Sheet'!$B$7:$B$116,0),MATCH('Review Inputs'!P$9,'Data Input Sheet'!$B$6:$S$6,0))=\"\",\"\",INDEX('Data Input Sheet'!$B$7:$S$116,MATCH('Review Inputs'!$C16,'Data Input Sheet'!$B$7:$B$116,0),MATCH('Review Inputs'!P$9,'Data Input Sheet'!$B$6:$S$6,0))))","v":""},{"$f":"IF(OFFSET(INDIRECT($C16),0,3)=0,\"\",IF(INDEX('Data Input Sheet'!$B$7:$S$116,MATCH('Review Inputs'!$C16,'Data Input Sheet'!$B$7:$B$116,0),MATCH('Review Inputs'!Q$9,'Data Input Sheet'!$B$6:$S$6,0))=\"\",\"\",INDEX('Data Input Sheet'!$B$7:$S$116,MATCH('Review Inputs'!$C16,'Data Input Sheet'!$B$7:$B$116,0),MATCH('Review Inputs'!Q$9,'Data Input Sheet'!$B$6:$S$6,0))))","v":""},null,null,null,"NO",null,null,"NO"]
[null,"p_input10","input10",{"$f":"IF(OFFSET(INDIRECT((C17)),0,3)>0,\"YES\",\"NO\")","v":"NO"},"","PEV Use at Annual Peak Time","MW",{"$f":"IF(OFFSET(INDIRECT($C17),0,3)=0,\"\",IF(INDEX('Data Input Sheet'!$B$7:$S$116,MATCH('Review Inputs'!$C17,'Data Input Sheet'!$B$7:$B$116,0),MATCH('Review Inputs'!H$9,'Data Input Sheet'!$B$6:$S$6,0))=\"\",\"\",INDEX('Data Input Sheet'!$B$7:$S$116,MATCH('Review Inputs'!$C17,'Data Input Sheet'!$B$7:$B$116,0),MATCH('Review Inputs'!H$9,'Data Input Sheet'!$B$6:$S$6,0))))","v":""},{"$f":"IF(OFFSET(INDIRECT($C17),0,3)=0,\"\",IF(INDEX('Data Input Sheet'!$B$7:$S$116,MATCH('Review Inputs'!$C17,'Data Input Sheet'!$B$7:$B$116,0),MATCH('Review Inputs'!I$9,'Data Input Sheet'!$B$6:$S$6,0))=\"\",\"\",INDEX('Data Input Sheet'!$B$7:$S$116,MATCH('Review Inputs'!$C17,'Data Input Sheet'!$B$7:$B$116,0),MATCH('Review Inputs'!I$9,'Data Input Sheet'!$B$6:$S$6,0))))","v":""},{"$f":"IF(OFFSET(INDIRECT($C17),0,3)=0,\"\",IF(INDEX('Data Input Sheet'!$B$7:$S$116,MATCH('Review Inputs'!$C17,'Data Input Sheet'!$B$7:$B$116,0),MATCH('Review Inputs'!J$9,'Data Input Sheet'!$B$6:$S$6,0))=\"\",\"\",INDEX('Data Input Sheet'!$B$7:$S$116,MATCH('Review Inputs'!$C17,'Data Input Sheet'!$B$7:$B$116,0),MATCH('Review Inputs'!J$9,'Data Input Sheet'!$B$6:$S$6,0))))","v":""},{"$f":"IF(OFFSET(INDIRECT($C17),0,3)=0,\"\",IF(INDEX('Data Input Sheet'!$B$7:$S$116,MATCH('Review Inputs'!$C17,'Data Input Sheet'!$B$7:$B$116,0),MATCH('Review Inputs'!K$9,'Data Input Sheet'!$B$6:$S$6,0))=\"\",\"\",INDEX('Data Input Sheet'!$B$7:$S$116,MATCH('Review Inputs'!$C17,'Data Input Sheet'!$B$7:$B$116,0),MATCH('Review Inputs'!K$9,'Data Input Sheet'!$B$6:$S$6,0))))","v":""},{"$f":"IF(OFFSET(INDIRECT($C17),0,3)=0,\"\",IF(INDEX('Data Input Sheet'!$B$7:$S$116,MATCH('Review Inputs'!$C17,'Data Input Sheet'!$B$7:$B$116,0),MATCH('Review Inputs'!L$9,'Data Input Sheet'!$B$6:$S$6,0))=\"\",\"\",INDEX('Data Input Sheet'!$B$7:$S$116,MATCH('Review Inputs'!$C17,'Data Input Sheet'!$B$7:$B$116,0),MATCH('Review Inputs'!L$9,'Data Input Sheet'!$B$6:$S$6,0))))","v":""},{"$f":"IF(OFFSET(INDIRECT($C17),0,3)=0,\"\",IF(INDEX('Data Input Sheet'!$B$7:$S$116,MATCH('Review Inputs'!$C17,'Data Input Sheet'!$B$7:$B$116,0),MATCH('Review Inputs'!M$9,'Data Input Sheet'!$B$6:$S$6,0))=\"\",\"\",INDEX('Data Input Sheet'!$B$7:$S$116,MATCH('Review Inputs'!$C17,'Data Input Sheet'!$B$7:$B$116,0),MATCH('Review Inputs'!M$9,'Data Input Sheet'!$B$6:$S$6,0))))","v":""},{"$f":"IF(OFFSET(INDIRECT($C17),0,3)=0,\"\",IF(INDEX('Data Input Sheet'!$B$7:$S$116,MATCH('Review Inputs'!$C17,'Data Input Sheet'!$B$7:$B$116,0),MATCH('Review Inputs'!N$9,'Data Input Sheet'!$B$6:$S$6,0))=\"\",\"\",INDEX('Data Input Sheet'!$B$7:$S$116,MATCH('Review Inputs'!$C17,'Data Input Sheet'!$B$7:$B$116,0),MATCH('Review Inputs'!N$9,'Data Input Sheet'!$B$6:$S$6,0))))","v":""},{"$f":"IF(OFFSET(INDIRECT($C17),0,3)=0,\"\",IF(INDEX('Data Input Sheet'!$B$7:$S$116,MATCH('Review Inputs'!$C17,'Data Input Sheet'!$B$7:$B$116,0),MATCH('Review Inputs'!O$9,'Data Input Sheet'!$B$6:$S$6,0))=\"\",\"\",INDEX('Data Input Sheet'!$B$7:$S$116,MATCH('Review Inputs'!$C17,'Data Input Sheet'!$B$7:$B$116,0),MATCH('Review Inputs'!O$9,'Data Input Sheet'!$B$6:$S$6,0))))","v":""},{"$f":"IF(OFFSET(INDIRECT($C17),0,3)=0,\"\",IF(INDEX('Data Input Sheet'!$B$7:$S$116,MATCH('Review Inputs'!$C17,'Data Input Sheet'!$B$7:$B$116,0),MATCH('Review Inputs'!P$9,'Data Input Sheet'!$B$6:$S$6,0))=\"\",\"\",INDEX('Data Input Sheet'!$B$7:$S$116,MATCH('Review Inputs'!$C17,'Data Input Sheet'!$B$7:$B$116,0),MATCH('Review Inputs'!P$9,'Data Input Sheet'!$B$6:$S$6,0))))","v":""},{"$f":"IF(OFFSET(INDIRECT($C17),0,3)=0,\"\",IF(INDEX('Data Input Sheet'!$B$7:$S$116,MATCH('Review Inputs'!$C17,'Data Input Sheet'!$B$7:$B$116,0),MATCH('Review Inputs'!Q$9,'Data Input Sheet'!$B$6:$S$6,0))=\"\",\"\",INDEX('Data Input Sheet'!$B$7:$S$116,MATCH('Review Inputs'!$C17,'Data Input Sheet'!$B$7:$B$116,0),MATCH('Review Inputs'!Q$9,'Data Input Sheet'!$B$6:$S$6,0))))","v":""},null,null,null,"NO",null,null,"NO"]
[null,"p_input5","input5",{"$f":"IF(OFFSET(INDIRECT((C18)),0,3)>0,\"YES\",\"NO\")","v":"NO"},"","Price of Capacity at Annual Peak","$/MW",{"$f":"IF(OFFSET(INDIRECT($C18),0,3)=0,\"\",IF(INDEX('Data Input Sheet'!$B$7:$S$116,MATCH('Review Inputs'!$C18,'Data Input Sheet'!$B$7:$B$116,0),MATCH('Review Inputs'!H$9,'Data Input Sheet'!$B$6:$S$6,0))=\"\",\"\",INDEX('Data Input Sheet'!$B$7:$S$116,MATCH('Review Inputs'!$C18,'Data Input Sheet'!$B$7:$B$116,0),MATCH('Review Inputs'!H$9,'Data Input Sheet'!$B$6:$S$6,0))))","v":""},{"$f":"IF(OFFSET(INDIRECT($C18),0,3)=0,\"\",IF(INDEX('Data Input Sheet'!$B$7:$S$116,MATCH('Review Inputs'!$C18,'Data Input Sheet'!$B$7:$B$116,0),MATCH('Review Inputs'!I$9,'Data Input Sheet'!$B$6:$S$6,0))=\"\",\"\",INDEX('Data Input Sheet'!$B$7:$S$116,MATCH('Review Inputs'!$C18,'Data Input Sheet'!$B$7:$B$116,0),MATCH('Review Inputs'!I$9,'Data Input Sheet'!$B$6:$S$6,0))))","v":""},{"$f":"IF(OFFSET(INDIRECT($C18),0,3)=0,\"\",IF(INDEX('Data Input Sheet'!$B$7:$S$116,MATCH('Review Inputs'!$C18,'Data Input Sheet'!$B$7:$B$116,0),MATCH('Review Inputs'!J$9,'Data Input Sheet'!$B$6:$S$6,0))=\"\",\"\",INDEX('Data Input Sheet'!$B$7:$S$116,MATCH('Review Inputs'!$C18,'Data Input Sheet'!$B$7:$B$116,0),MATCH('Review Inputs'!J$9,'Data Input Sheet'!$B$6:$S$6,0))))","v":""},{"$f":"IF(OFFSET(INDIRECT($C18),0,3)=0,\"\",IF(INDEX('Data Input Sheet'!$B$7:$S$116,MATCH('Review Inputs'!$C18,'Data Input Sheet'!$B$7:$B$116,0),MATCH('Review Inputs'!K$9,'Data Input Sheet'!$B$6:$S$6,0))=\"\",\"\",INDEX('Data Input Sheet'!$B$7:$S$116,MATCH('Review Inputs'!$C18,'Data Input Sheet'!$B$7:$B$116,0),MATCH('Review Inputs'!K$9,'Data Input Sheet'!$B$6:$S$6,0))))","v":""},{"$f":"IF(OFFSET(INDIRECT($C18),0,3)=0,\"\",IF(INDEX('Data Input Sheet'!$B$7:$S$116,MATCH('Review Inputs'!$C18,'Data Input Sheet'!$B$7:$B$116,0),MATCH('Review Inputs'!L$9,'Data Input Sheet'!$B$6:$S$6,0))=\"\",\"\",INDEX('Data Input Sheet'!$B$7:$S$116,MATCH('Review Inputs'!$C18,'Data Input Sheet'!$B$7:$B$116,0),MATCH('Review Inputs'!L$9,'Data Input Sheet'!$B$6:$S$6,0))))","v":""},{"$f":"IF(OFFSET(INDIRECT($C18),0,3)=0,\"\",IF(INDEX('Data Input Sheet'!$B$7:$S$116,MATCH('Review Inputs'!$C18,'Data Input Sheet'!$B$7:$B$116,0),MATCH('Review Inputs'!M$9,'Data Input Sheet'!$B$6:$S$6,0))=\"\",\"\",INDEX('Data Input Sheet'!$B$7:$S$116,MATCH('Review Inputs'!$C18,'Data Input Sheet'!$B$7:$B$116,0),MATCH('Review Inputs'!M$9,'Data Input Sheet'!$B$6:$S$6,0))))","v":""},{"$f":"IF(OFFSET(INDIRECT($C18),0,3)=0,\"\",IF(INDEX('Data Input Sheet'!$B$7:$S$116,MATCH('Review Inputs'!$C18,'Data Input Sheet'!$B$7:$B$116,0),MATCH('Review Inputs'!N$9,'Data Input Sheet'!$B$6:$S$6,0))=\"\",\"\",INDEX('Data Input Sheet'!$B$7:$S$116,MATCH('Review Inputs'!$C18,'Data Input Sheet'!$B$7:$B$116,0),MATCH('Review Inputs'!N$9,'Data Input Sheet'!$B$6:$S$6,0))))","v":""},{"$f":"IF(OFFSET(INDIRECT($C18),0,3)=0,\"\",IF(INDEX('Data Input Sheet'!$B$7:$S$116,MATCH('Review Inputs'!$C18,'Data Input Sheet'!$B$7:$B$116,0),MATCH('Review Inputs'!O$9,'Data Input Sheet'!$B$6:$S$6,0))=\"\",\"\",INDEX('Data Input Sheet'!$B$7:$S$116,MATCH('Review Inputs'!$C18,'Data Input Sheet'!$B$7:$B$116,0),MATCH('Review Inputs'!O$9,'Data Input Sheet'!$B$6:$S$6,0))))","v":""},{"$f":"IF(OFFSET(INDIRECT($C18),0,3)=0,\"\",IF(INDEX('Data Input Sheet'!$B$7:$S$116,MATCH('Review Inputs'!$C18,'Data Input Sheet'!$B$7:$B$116,0),MATCH('Review Inputs'!P$9,'Data Input Sheet'!$B$6:$S$6,0))=\"\",\"\",INDEX('Data Input Sheet'!$B$7:$S$116,MATCH('Review Inputs'!$C18,'Data Input Sheet'!$B$7:$B$116,0),MATCH('Review Inputs'!P$9,'Data Input Sheet'!$B$6:$S$6,0))))","v":""},{"$f":"IF(OFFSET(INDIRECT($C18),0,3)=0,\"\",IF(INDEX('Data Input Sheet'!$B$7:$S$116,MATCH('Review Inputs'!$C18,'Data Input Sheet'!$B$7:$B$116,0),MATCH('Review Inputs'!Q$9,'Data Input Sheet'!$B$6:$S$6,0))=\"\",\"\",INDEX('Data Input Sheet'!$B$7:$S$116,MATCH('Review Inputs'!$C18,'Data Input Sheet'!$B$7:$B$116,0),MATCH('Review Inputs'!Q$9,'Data Input Sheet'!$B$6:$S$6,0))))","v":""},null,null,null,"NO",null,null,"NO"]
[null,"p_input105","input105",{"$f":"IF(OFFSET(INDIRECT((C19)),0,3)>0,\"YES\",\"NO\")","v":"NO"},"","Total Customer Peak Demand","MW",{"$f":"IF(OFFSET(INDIRECT($C19),0,3)=0,\"\",IF(INDEX('Data Input Sheet'!$B$7:$S$116,MATCH('Review Inputs'!$C19,'Data Input Sheet'!$B$7:$B$116,0),MATCH('Review Inputs'!H$9,'Data Input Sheet'!$B$6:$S$6,0))=\"\",\"\",INDEX('Data Input Sheet'!$B$7:$S$116,MATCH('Review Inputs'!$C19,'Data Input Sheet'!$B$7:$B$116,0),MATCH('Review Inputs'!H$9,'Data Input Sheet'!$B$6:$S$6,0))))","v":""},{"$f":"IF(OFFSET(INDIRECT($C19),0,3)=0,\"\",IF(INDEX('Data Input Sheet'!$B$7:$S$116,MATCH('Review Inputs'!$C19,'Data Input Sheet'!$B$7:$B$116,0),MATCH('Review Inputs'!I$9,'Data Input Sheet'!$B$6:$S$6,0))=\"\",\"\",INDEX('Data Input Sheet'!$B$7:$S$116,MATCH('Review Inputs'!$C19,'Data Input Sheet'!$B$7:$B$116,0),MATCH('Review Inputs'!I$9,'Data Input Sheet'!$B$6:$S$6,0))))","v":""},{"$f":"IF(OFFSET(INDIRECT($C19),0,3)=0,\"\",IF(INDEX('Data Input Sheet'!$B$7:$S$116,MATCH('Review Inputs'!$C19,'Data Input Sheet'!$B$7:$B$116,0),MATCH('Review Inputs'!J$9,'Data Input Sheet'!$B$6:$S$6,0))=\"\",\"\",INDEX('Data Input Sheet'!$B$7:$S$116,MATCH('Review Inputs'!$C19,'Data Input Sheet'!$B$7:$B$116,0),MATCH('Review Inputs'!J$9,'Data Input Sheet'!$B$6:$S$6,0))))","v":""},{"$f":"IF(OFFSET(INDIRECT($C19),0,3)=0,\"\",IF(INDEX('Data Input Sheet'!$B$7:$S$116,MATCH('Review Inputs'!$C19,'Data Input Sheet'!$B$7:$B$116,0),MATCH('Review Inputs'!K$9,'Data Input Sheet'!$B$6:$S$6,0))=\"\",\"\",INDEX('Data Input Sheet'!$B$7:$S$116,MATCH('Review Inputs'!$C19,'Data Input Sheet'!$B$7:$B$116,0),MATCH('Review Inputs'!K$9,'Data Input Sheet'!$B$6:$S$6,0))))","v":""},{"$f":"IF(OFFSET(INDIRECT($C19),0,3)=0,\"\",IF(INDEX('Data Input Sheet'!$B$7:$S$116,MATCH('Review Inputs'!$C19,'Data Input Sheet'!$B$7:$B$116,0),MATCH('Review Inputs'!L$9,'Data Input Sheet'!$B$6:$S$6,0))=\"\",\"\",INDEX('Data Input Sheet'!$B$7:$S$116,MATCH('Review Inputs'!$C19,'Data Input Sheet'!$B$7:$B$116,0),MATCH('Review Inputs'!L$9,'Data Input Sheet'!$B$6:$S$6,0))))","v":""},{"$f":"IF(OFFSET(INDIRECT($C19),0,3)=0,\"\",IF(INDEX('Data Input Sheet'!$B$7:$S$116,MATCH('Review Inputs'!$C19,'Data Input Sheet'!$B$7:$B$116,0),MATCH('Review Inputs'!M$9,'Data Input Sheet'!$B$6:$S$6,0))=\"\",\"\",INDEX('Data Input Sheet'!$B$7:$S$116,MATCH('Review Inputs'!$C19,'Data Input Sheet'!$B$7:$B$116,0),MATCH('Review Inputs'!M$9,'Data Input Sheet'!$B$6:$S$6,0))))","v":""},{"$f":"IF(OFFSET(INDIRECT($C19),0,3)=0,\"\",IF(INDEX('Data Input Sheet'!$B$7:$S$116,MATCH('Review Inputs'!$C19,'Data Input Sheet'!$B$7:$B$116,0),MATCH('Review Inputs'!N$9,'Data Input Sheet'!$B$6:$S$6,0))=\"\",\"\",INDEX('Data Input Sheet'!$B$7:$S$116,MATCH('Review Inputs'!$C19,'Data Input Sheet'!$B$7:$B$116,0),MATCH('Review Inputs'!N$9,'Data Input Sheet'!$B$6:$S$6,0))))","v":""},{"$f":"IF(OFFSET(INDIRECT($C19),0,3)=0,\"\",IF(INDEX('Data Input Sheet'!$B$7:$S$116,MATCH('Review Inputs'!$C19,'Data Input Sheet'!$B$7:$B$116,0),MATCH('Review Inputs'!O$9,'Data Input Sheet'!$B$6:$S$6,0))=\"\",\"\",INDEX('Data Input Sheet'!$B$7:$S$116,MATCH('Review Inputs'!$C19,'Data Input Sheet'!$B$7:$B$116,0),MATCH('Review Inputs'!O$9,'Data Input Sheet'!$B$6:$S$6,0))))","v":""},{"$f":"IF(OFFSET(INDIRECT($C19),0,3)=0,\"\",IF(INDEX('Data Input Sheet'!$B$7:$S$116,MATCH('Review Inputs'!$C19,'Data Input Sheet'!$B$7:$B$116,0),MATCH('Review Inputs'!P$9,'Data Input Sheet'!$B$6:$S$6,0))=\"\",\"\",INDEX('Data Input Sheet'!$B$7:$S$116,MATCH('Review Inputs'!$C19,'Data Input Sheet'!$B$7:$B$116,0),MATCH('Review Inputs'!P$9,'Data Input Sheet'!$B$6:$S$6,0))))","v":""},{"$f":"IF(OFFSET(INDIRECT($C19),0,3)=0,\"\",IF(INDEX('Data Input Sheet'!$B$7:$S$116,MATCH('Review Inputs'!$C19,'Data Input Sheet'!$B$7:$B$116,0),MATCH('Review Inputs'!Q$9,'Data Input Sheet'!$B$6:$S$6,0))=\"\",\"\",INDEX('Data Input Sheet'!$B$7:$S$116,MATCH('Review Inputs'!$C19,'Data Input Sheet'!$B$7:$B$116,0),MATCH('Review Inputs'!Q$9,'Data Input Sheet'!$B$6:$S$6,0))))","v":""},null,null,null,null,null,null,"NO"]
[null,"p_input7","input7",{"$f":"IF(OFFSET(INDIRECT((C20)),0,3)>0,\"OPT\",\"NO\")","v":"NO"},"","Capital Carrying Charge of New Generation","$",{"$f":"IF(OFFSET(INDIRECT($C20),0,3)=0,\"\",IF(INDEX('Data Input Sheet'!$B$7:$S$116,MATCH('Review Inputs'!$C20,'Data Input Sheet'!$B$7:$B$116,0),MATCH('Review Inputs'!H$9,'Data Input Sheet'!$B$6:$S$6,0))=\"\",\"\",INDEX('Data Input Sheet'!$B$7:$S$116,MATCH('Review Inputs'!$C20,'Data Input Sheet'!$B$7:$B$116,0),MATCH('Review Inputs'!H$9,'Data Input Sheet'!$B$6:$S$6,0))))","v":""},{"$f":"IF(OFFSET(INDIRECT($C20),0,3)=0,\"\",IF(INDEX('Data Input Sheet'!$B$7:$S$116,MATCH('Review Inputs'!$C20,'Data Input Sheet'!$B$7:$B$116,0),MATCH('Review Inputs'!I$9,'Data Input Sheet'!$B$6:$S$6,0))=\"\",\"\",INDEX('Data Input Sheet'!$B$7:$S$116,MATCH('Review Inputs'!$C20,'Data Input Sheet'!$B$7:$B$116,0),MATCH('Review Inputs'!I$9,'Data Input Sheet'!$B$6:$S$6,0))))","v":""},{"$f":"IF(OFFSET(INDIRECT($C20),0,3)=0,\"\",IF(INDEX('Data Input Sheet'!$B$7:$S$116,MATCH('Review Inputs'!$C20,'Data Input Sheet'!$B$7:$B$116,0),MATCH('Review Inputs'!J$9,'Data Input Sheet'!$B$6:$S$6,0))=\"\",\"\",INDEX('Data Input Sheet'!$B$7:$S$116,MATCH('Review Inputs'!$C20,'Data Input Sheet'!$B$7:$B$116,0),MATCH('Review Inputs'!J$9,'Data Input Sheet'!$B$6:$S$6,0))))","v":""},{"$f":"IF(OFFSET(INDIRECT($C20),0,3)=0,\"\",IF(INDEX('Data Input Sheet'!$B$7:$S$116,MATCH('Review Inputs'!$C20,'Data Input Sheet'!$B$7:$B$116,0),MATCH('Review Inputs'!K$9,'Data Input Sheet'!$B$6:$S$6,0))=\"\",\"\",INDEX('Data Input Sheet'!$B$7:$S$116,MATCH('Review Inputs'!$C20,'Data Input Sheet'!$B$7:$B$116,0),MATCH('Review Inputs'!K$9,'Data Input Sheet'!$B$6:$S$6,0))))","v":""},{"$f":"IF(OFFSET(INDIRECT($C20),0,3)=0,\"\",IF(INDEX('Data Input Sheet'!$B$7:$S$116,MATCH('Review Inputs'!$C20,'Data Input Sheet'!$B$7:$B$116,0),MATCH('Review Inputs'!L$9,'Data Input Sheet'!$B$6:$S$6,0))=\"\",\"\",INDEX('Data Input Sheet'!$B$7:$S$116,MATCH('Review Inputs'!$C20,'Data Input Sheet'!$B$7:$B$116,0),MATCH('Review Inputs'!L$9,'Data Input Sheet'!$B$6:$S$6,0))))","v":""},{"$f":"IF(OFFSET(INDIRECT($C20),0,3)=0,\"\",IF(INDEX('Data Input Sheet'!$B$7:$S$116,MATCH('Review Inputs'!$C20,'Data Input Sheet'!$B$7:$B$116,0),MATCH('Review Inputs'!M$9,'Data Input Sheet'!$B$6:$S$6,0))=\"\",\"\",INDEX('Data Input Sheet'!$B$7:$S$116,MATCH('Review Inputs'!$C20,'Data Input Sheet'!$B$7:$B$116,0),MATCH('Review Inputs'!M$9,'Data Input Sheet'!$B$6:$S$6,0))))","v":""},{"$f":"IF(OFFSET(INDIRECT($C20),0,3)=0,\"\",IF(INDEX('Data Input Sheet'!$B$7:$S$116,MATCH('Review Inputs'!$C20,'Data Input Sheet'!$B$7:$B$116,0),MATCH('Review Inputs'!N$9,'Data Input Sheet'!$B$6:$S$6,0))=\"\",\"\",INDEX('Data Input Sheet'!$B$7:$S$116,MATCH('Review Inputs'!$C20,'Data Input Sheet'!$B$7:$B$116,0),MATCH('Review Inputs'!N$9,'Data Input Sheet'!$B$6:$S$6,0))))","v":""},{"$f":"IF(OFFSET(INDIRECT($C20),0,3)=0,\"\",IF(INDEX('Data Input Sheet'!$B$7:$S$116,MATCH('Review Inputs'!$C20,'Data Input Sheet'!$B$7:$B$116,0),MATCH('Review Inputs'!O$9,'Data Input Sheet'!$B$6:$S$6,0))=\"\",\"\",INDEX('Data Input Sheet'!$B$7:$S$116,MATCH('Review Inputs'!$C20,'Data Input Sheet'!$B$7:$B$116,0),MATCH('Review Inputs'!O$9,'Data Input Sheet'!$B$6:$S$6,0))))","v":""},{"$f":"IF(OFFSET(INDIRECT($C20),0,3)=0,\"\",IF(INDEX('Data Input Sheet'!$B$7:$S$116,MATCH('Review Inputs'!$C20,'Data Input Sheet'!$B$7:$B$116,0),MATCH('Review Inputs'!P$9,'Data Input Sheet'!$B$6:$S$6,0))=\"\",\"\",INDEX('Data Input Sheet'!$B$7:$S$116,MATCH('Review Inputs'!$C20,'Data Input Sheet'!$B$7:$B$116,0),MATCH('Review Inputs'!P$9,'Data Input Sheet'!$B$6:$S$6,0))))","v":""},{"$f":"IF(OFFSET(INDIRECT($C20),0,3)=0,\"\",IF(INDEX('Data Input Sheet'!$B$7:$S$116,MATCH('Review Inputs'!$C20,'Data Input Sheet'!$B$7:$B$116,0),MATCH('Review Inputs'!Q$9,'Data Input Sheet'!$B$6:$S$6,0))=\"\",\"\",INDEX('Data Input Sheet'!$B$7:$S$116,MATCH('Review Inputs'!$C20,'Data Input Sheet'!$B$7:$B$116,0),MATCH('Review Inputs'!Q$9,'Data Input Sheet'!$B$6:$S$6,0))))","v":""},null,null,null,"NO",null,null,"NO"]
[null,"p_input8","input8",{"$f":"IF(OFFSET(INDIRECT((C21)),0,3)>0,\"OPT\",\"NO\")","v":"NO"},"","Generation Investment Time Deferred","yrs",{"$f":"IF(OFFSET(INDIRECT($C21),0,3)=0,\"\",IF(INDEX('Data Input Sheet'!$B$7:$S$116,MATCH('Review Inputs'!$C21,'Data Input Sheet'!$B$7:$B$116,0),MATCH('Review Inputs'!H$9,'Data Input Sheet'!$B$6:$S$6,0))=\"\",\"\",INDEX('Data Input Sheet'!$B$7:$S$116,MATCH('Review Inputs'!$C21,'Data Input Sheet'!$B$7:$B$116,0),MATCH('Review Inputs'!H$9,'Data Input Sheet'!$B$6:$S$6,0))))","v":""},{"$f":"IF(OFFSET(INDIRECT($C21),0,3)=0,\"\",IF(INDEX('Data Input Sheet'!$B$7:$S$116,MATCH('Review Inputs'!$C21,'Data Input Sheet'!$B$7:$B$116,0),MATCH('Review Inputs'!I$9,'Data Input Sheet'!$B$6:$S$6,0))=\"\",\"\",INDEX('Data Input Sheet'!$B$7:$S$116,MATCH('Review Inputs'!$C21,'Data Input Sheet'!$B$7:$B$116,0),MATCH('Review Inputs'!I$9,'Data Input Sheet'!$B$6:$S$6,0))))","v":""},{"$f":"IF(OFFSET(INDIRECT($C21),0,3)=0,\"\",IF(INDEX('Data Input Sheet'!$B$7:$S$116,MATCH('Review Inputs'!$C21,'Data Input Sheet'!$B$7:$B$116,0),MATCH('Review Inputs'!J$9,'Data Input Sheet'!$B$6:$S$6,0))=\"\",\"\",INDEX('Data Input Sheet'!$B$7:$S$116,MATCH('Review Inputs'!$C21,'Data Input Sheet'!$B$7:$B$116,0),MATCH('Review Inputs'!J$9,'Data Input Sheet'!$B$6:$S$6,0))))","v":""},{"$f":"IF(OFFSET(INDIRECT($C21),0,3)=0,\"\",IF(INDEX('Data Input Sheet'!$B$7:$S$116,MATCH('Review Inputs'!$C21,'Data Input Sheet'!$B$7:$B$116,0),MATCH('Review Inputs'!K$9,'Data Input Sheet'!$B$6:$S$6,0))=\"\",\"\",INDEX('Data Input Sheet'!$B$7:$S$116,MATCH('Review Inputs'!$C21,'Data Input Sheet'!$B$7:$B$116,0),MATCH('Review Inputs'!K$9,'Data Input Sheet'!$B$6:$S$6,0))))","v":""},{"$f":"IF(OFFSET(INDIRECT($C21),0,3)=0,\"\",IF(INDEX('Data Input Sheet'!$B$7:$S$116,MATCH('Review Inputs'!$C21,'Data Input Sheet'!$B$7:$B$116,0),MATCH('Review Inputs'!L$9,'Data Input Sheet'!$B$6:$S$6,0))=\"\",\"\",INDEX('Data Input Sheet'!$B$7:$S$116,MATCH('Review Inputs'!$C21,'Data Input Sheet'!$B$7:$B$116,0),MATCH('Review Inputs'!L$9,'Data Input Sheet'!$B$6:$S$6,0))))","v":""},{"$f":"IF(OFFSET(INDIRECT($C21),0,3)=0,\"\",IF(INDEX('Data Input Sheet'!$B$7:$S$116,MATCH('Review Inputs'!$C21,'Data Input Sheet'!$B$7:$B$116,0),MATCH('Review Inputs'!M$9,'Data Input Sheet'!$B$6:$S$6,0))=\"\",\"\",INDEX('Data Input Sheet'!$B$7:$S$116,MATCH('Review Inputs'!$C21,'Data Input Sheet'!$B$7:$B$116,0),MATCH('Review Inputs'!M$9,'Data Input Sheet'!$B$6:$S$6,0))))","v":""},{"$f":"IF(OFFSET(INDIRECT($C21),0,3)=0,\"\",IF(INDEX('Data Input Sheet'!$B$7:$S$116,MATCH('Review Inputs'!$C21,'Data Input Sheet'!$B$7:$B$116,0),MATCH('Review Inputs'!N$9,'Data Input Sheet'!$B$6:$S$6,0))=\"\",\"\",INDEX('Data Input Sheet'!$B$7:$S$116,MATCH('Review Inputs'!$C21,'Data Input Sheet'!$B$7:$B$116,0),MATCH('Review Inputs'!N$9,'Data Input Sheet'!$B$6:$S$6,0))))","v":""},{"$f":"IF(OFFSET(INDIRECT($C21),0,3)=0,\"\",IF(INDEX('Data Input Sheet'!$B$7:$S$116,MATCH('Review Inputs'!$C21,'Data Input Sheet'!$B$7:$B$116,0),MATCH('Review Inputs'!O$9,'Data Input Sheet'!$B$6:$S$6,0))=\"\",\"\",INDEX('Data Input Sheet'!$B$7:$S$116,MATCH('Review Inputs'!$C21,'Data Input Sheet'!$B$7:$B$116,0),MATCH('Review Inputs'!O$9,'Data Input Sheet'!$B$6:$S$6,0))))","v":""},{"$f":"IF(OFFSET(INDIRECT($C21),0,3)=0,\"\",IF(INDEX('Data Input Sheet'!$B$7:$S$116,MATCH('Review Inputs'!$C21,'Data Input Sheet'!$B$7:$B$116,0),MATCH('Review Inputs'!P$9,'Data Input Sheet'!$B$6:$S$6,0))=\"\",\"\",INDEX('Data Input Sheet'!$B$7:$S$116,MATCH('Review Inputs'!$C21,'Data Input Sheet'!$B$7:$B$116,0),MATCH('Review Inputs'!P$9,'Data Input Sheet'!$B$6:$S$6,0))))","v":""},{"$f":"IF(OFFSET(INDIRECT($C21),0,3)=0,\"\",IF(INDEX('Data Input Sheet'!$B$7:$S$116,MATCH('Review Inputs'!$C21,'Data Input Sheet'!$B$7:$B$116,0),MATCH('Review Inputs'!Q$9,'Data Input Sheet'!$B$6:$S$6,0))=\"\",\"\",INDEX('Data Input Sheet'!$B$7:$S$116,MATCH('Review Inputs'!$C21,'Data Input Sheet'!$B$7:$B$116,0),MATCH('Review Inputs'!Q$9,'Data Input Sheet'!$B$6:$S$6,0))))","v":""},null,null,null,"NO",null,null,"NO"]
[null,"p_input48","input48",{"$f":"IF(OFFSET(INDIRECT((C22)),0,3)>0,\"YES\",\"NO\")","v":"NO"},"","Ancillary Services Cost","$",{"$f":"IF(OFFSET(INDIRECT($C22),0,3)=0,\"\",IF(INDEX('Data Input Sheet'!$B$7:$S$116,MATCH('Review Inputs'!$C22,'Data Input Sheet'!$B$7:$B$116,0),MATCH('Review Inputs'!H$9,'Data Input Sheet'!$B$6:$S$6,0))=\"\",\"\",INDEX('Data Input Sheet'!$B$7:$S$116,MATCH('Review Inputs'!$C22,'Data Input Sheet'!$B$7:$B$116,0),MATCH('Review Inputs'!H$9,'Data Input Sheet'!$B$6:$S$6,0))))","v":""},{"$f":"IF(OFFSET(INDIRECT($C22),0,3)=0,\"\",IF(INDEX('Data Input Sheet'!$B$7:$S$116,MATCH('Review Inputs'!$C22,'Data Input Sheet'!$B$7:$B$116,0),MATCH('Review Inputs'!I$9,'Data Input Sheet'!$B$6:$S$6,0))=\"\",\"\",INDEX('Data Input Sheet'!$B$7:$S$116,MATCH('Review Inputs'!$C22,'Data Input Sheet'!$B$7:$B$116,0),MATCH('Review Inputs'!I$9,'Data Input Sheet'!$B$6:$S$6,0))))","v":""},{"$f":"IF(OFFSET(INDIRECT($C22),0,3)=0,\"\",IF(INDEX('Data Input Sheet'!$B$7:$S$116,MATCH('Review Inputs'!$C22,'Data Input Sheet'!$B$7:$B$116,0),MATCH('Review Inputs'!J$9,'Data Input Sheet'!$B$6:$S$6,0))=\"\",\"\",INDEX('Data Input Sheet'!$B$7:$S$116,MATCH('Review Inputs'!$C22,'Data Input Sheet'!$B$7:$B$116,0),MATCH('Review Inputs'!J$9,'Data Input Sheet'!$B$6:$S$6,0))))","v":""},{"$f":"IF(OFFSET(INDIRECT($C22),0,3)=0,\"\",IF(INDEX('Data Input Sheet'!$B$7:$S$116,MATCH('Review Inputs'!$C22,'Data Input Sheet'!$B$7:$B$116,0),MATCH('Review Inputs'!K$9,'Data Input Sheet'!$B$6:$S$6,0))=\"\",\"\",INDEX('Data Input Sheet'!$B$7:$S$116,MATCH('Review Inputs'!$C22,'Data Input Sheet'!$B$7:$B$116,0),MATCH('Review Inputs'!K$9,'Data Input Sheet'!$B$6:$S$6,0))))","v":""},{"$f":"IF(OFFSET(INDIRECT($C22),0,3)=0,\"\",IF(INDEX('Data Input Sheet'!$B$7:$S$116,MATCH('Review Inputs'!$C22,'Data Input Sheet'!$B$7:$B$116,0),MATCH('Review Inputs'!L$9,'Data Input Sheet'!$B$6:$S$6,0))=\"\",\"\",INDEX('Data Input Sheet'!$B$7:$S$116,MATCH('Review Inputs'!$C22,'Data Input Sheet'!$B$7:$B$116,0),MATCH('Review Inputs'!L$9,'Data Input Sheet'!$B$6:$S$6,0))))","v":""},{"$f":"IF(OFFSET(INDIRECT($C22),0,3)=0,\"\",IF(INDEX('Data Input Sheet'!$B$7:$S$116,MATCH('Review Inputs'!$C22,'Data Input Sheet'!$B$7:$B$116,0),MATCH('Review Inputs'!M$9,'Data Input Sheet'!$B$6:$S$6,0))=\"\",\"\",INDEX('Data Input Sheet'!$B$7:$S$116,MATCH('Review Inputs'!$C22,'Data Input Sheet'!$B$7:$B$116,0),MATCH('Review Inputs'!M$9,'Data Input Sheet'!$B$6:$S$6,0))))","v":""},{"$f":"IF(OFFSET(INDIRECT($C22),0,3)=0,\"\",IF(INDEX('Data Input Sheet'!$B$7:$S$116,MATCH('Review Inputs'!$C22,'Data Input Sheet'!$B$7:$B$116,0),MATCH('Review Inputs'!N$9,'Data Input Sheet'!$B$6:$S$6,0))=\"\",\"\",INDEX('Data Input Sheet'!$B$7:$S$116,MATCH('Review Inputs'!$C22,'Data Input Sheet'!$B$7:$B$116,0),MATCH('Review Inputs'!N$9,'Data Input Sheet'!$B$6:$S$6,0))))","v":""},{"$f":"IF(OFFSET(INDIRECT($C22),0,3)=0,\"\",IF(INDEX('Data Input Sheet'!$B$7:$S$116,MATCH('Review Inputs'!$C22,'Data Input Sheet'!$B$7:$B$116,0),MATCH('Review Inputs'!O$9,'Data Input Sheet'!$B$6:$S$6,0))=\"\",\"\",INDEX('Data Input Sheet'!$B$7:$S$116,MATCH('Review Inputs'!$C22,'Data Input Sheet'!$B$7:$B$116,0),MATCH('Review Inputs'!O$9,'Data Input Sheet'!$B$6:$S$6,0))))","v":""},{"$f":"IF(OFFSET(INDIRECT($C22),0,3)=0,\"\",IF(INDEX('Data Input Sheet'!$B$7:$S$116,MATCH('Review Inputs'!$C22,'Data Input Sheet'!$B$7:$B$116,0),MATCH('Review Inputs'!P$9,'Data Input Sheet'!$B$6:$S$6,0))=\"\",\"\",INDEX('Data Input Sheet'!$B$7:$S$116,MATCH('Review Inputs'!$C22,'Data Input Sheet'!$B$7:$B$116,0),MATCH('Review Inputs'!P$9,'Data Input Sheet'!$B$6:$S$6,0))))","v":""},{"$f":"IF(OFFSET(INDIRECT($C22),0,3)=0,\"\",IF(INDEX('Data Input Sheet'!$B$7:$S$116,MATCH('Review Inputs'!$C22,'Data Input Sheet'!$B$7:$B$116,0),MATCH('Review Inputs'!Q$9,'Data Input Sheet'!$B$6:$S$6,0))=\"\",\"\",INDEX('Data Input Sheet'!$B$7:$S$116,MATCH('Review Inputs'!$C22,'Data Input Sheet'!$B$7:$B$116,0),MATCH('Review Inputs'!Q$9,'Data Input Sheet'!$B$6:$S$6,0))))","v":""},null,null,null,"NO",null,null,"NO"]
[null,"p_input11","input11",{"$f":"IF(OFFSET(INDIRECT((C23)),0,3)>0,\"OPT\",\"NO\")","v":"NO"},"","Average Price of Reserves","$/MW",{"$f":"IF(OFFSET(INDIRECT($C23),0,3)=0,\"\",IF(INDEX('Data Input Sheet'!$B$7:$S$116,MATCH('Review Inputs'!$C23,'Data Input Sheet'!$B$7:$B$116,0),MATCH('Review Inputs'!H$9,'Data Input Sheet'!$B$6:$S$6,0))=\"\",\"\",INDEX('Data Input Sheet'!$B$7:$S$116,MATCH('Review Inputs'!$C23,'Data Input Sheet'!$B$7:$B$116,0),MATCH('Review Inputs'!H$9,'Data Input Sheet'!$B$6:$S$6,0))))","v":""},{"$f":"IF(OFFSET(INDIRECT($C23),0,3)=0,\"\",IF(INDEX('Data Input Sheet'!$B$7:$S$116,MATCH('Review Inputs'!$C23,'Data Input Sheet'!$B$7:$B$116,0),MATCH('Review Inputs'!I$9,'Data Input Sheet'!$B$6:$S$6,0))=\"\",\"\",INDEX('Data Input Sheet'!$B$7:$S$116,MATCH('Review Inputs'!$C23,'Data Input Sheet'!$B$7:$B$116,0),MATCH('Review Inputs'!I$9,'Data Input Sheet'!$B$6:$S$6,0))))","v":""},{"$f":"IF(OFFSET(INDIRECT($C23),0,3)=0,\"\",IF(INDEX('Data Input Sheet'!$B$7:$S$116,MATCH('Review Inputs'!$C23,'Data Input Sheet'!$B$7:$B$116,0),MATCH('Review Inputs'!J$9,'Data Input Sheet'!$B$6:$S$6,0))=\"\",\"\",INDEX('Data Input Sheet'!$B$7:$S$116,MATCH('Review Inputs'!$C23,'Data Input Sheet'!$B$7:$B$116,0),MATCH('Review Inputs'!J$9,'Data Input Sheet'!$B$6:$S$6,0))))","v":""},{"$f":"IF(OFFSET(INDIRECT($C23),0,3)=0,\"\",IF(INDEX('Data Input Sheet'!$B$7:$S$116,MATCH('Review Inputs'!$C23,'Data Input Sheet'!$B$7:$B$116,0),MATCH('Review Inputs'!K$9,'Data Input Sheet'!$B$6:$S$6,0))=\"\",\"\",INDEX('Data Input Sheet'!$B$7:$S$116,MATCH('Review Inputs'!$C23,'Data Input Sheet'!$B$7:$B$116,0),MATCH('Review Inputs'!K$9,'Data Input Sheet'!$B$6:$S$6,0))))","v":""},{"$f":"IF(OFFSET(INDIRECT($C23),0,3)=0,\"\",IF(INDEX('Data Input Sheet'!$B$7:$S$116,MATCH('Review Inputs'!$C23,'Data Input Sheet'!$B$7:$B$116,0),MATCH('Review Inputs'!L$9,'Data Input Sheet'!$B$6:$S$6,0))=\"\",\"\",INDEX('Data Input Sheet'!$B$7:$S$116,MATCH('Review Inputs'!$C23,'Data Input Sheet'!$B$7:$B$116,0),MATCH('Review Inputs'!L$9,'Data Input Sheet'!$B$6:$S$6,0))))","v":""},{"$f":"IF(OFFSET(INDIRECT($C23),0,3)=0,\"\",IF(INDEX('Data Input Sheet'!$B$7:$S$116,MATCH('Review Inputs'!$C23,'Data Input Sheet'!$B$7:$B$116,0),MATCH('Review Inputs'!M$9,'Data Input Sheet'!$B$6:$S$6,0))=\"\",\"\",INDEX('Data Input Sheet'!$B$7:$S$116,MATCH('Review Inputs'!$C23,'Data Input Sheet'!$B$7:$B$116,0),MATCH('Review Inputs'!M$9,'Data Input Sheet'!$B$6:$S$6,0))))","v":""},{"$f":"IF(OFFSET(INDIRECT($C23),0,3)=0,\"\",IF(INDEX('Data Input Sheet'!$B$7:$S$116,MATCH('Review Inputs'!$C23,'Data Input Sheet'!$B$7:$B$116,0),MATCH('Review Inputs'!N$9,'Data Input Sheet'!$B$6:$S$6,0))=\"\",\"\",INDEX('Data Input Sheet'!$B$7:$S$116,MATCH('Review Inputs'!$C23,'Data Input Sheet'!$B$7:$B$116,0),MATCH('Review Inputs'!N$9,'Data Input Sheet'!$B$6:$S$6,0))))","v":""},{"$f":"IF(OFFSET(INDIRECT($C23),0,3)=0,\"\",IF(INDEX('Data Input Sheet'!$B$7:$S$116,MATCH('Review Inputs'!$C23,'Data Input Sheet'!$B$7:$B$116,0),MATCH('Review Inputs'!O$9,'Data Input Sheet'!$B$6:$S$6,0))=\"\",\"\",INDEX('Data Input Sheet'!$B$7:$S$116,MATCH('Review Inputs'!$C23,'Data Input Sheet'!$B$7:$B$116,0),MATCH('Review Inputs'!O$9,'Data Input Sheet'!$B$6:$S$6,0))))","v":""},{"$f":"IF(OFFSET(INDIRECT($C23),0,3)=0,\"\",IF(INDEX('Data Input Sheet'!$B$7:$S$116,MATCH('Review Inputs'!$C23,'Data Input Sheet'!$B$7:$B$116,0),MATCH('Review Inputs'!P$9,'Data Input Sheet'!$B$6:$S$6,0))=\"\",\"\",INDEX('Data Input Sheet'!$B$7:$S$116,MATCH('Review Inputs'!$C23,'Data Input Sheet'!$B$7:$B$116,0),MATCH('Review Inputs'!P$9,'Data Input Sheet'!$B$6:$S$6,0))))","v":""},{"$f":"IF(OFFSET(INDIRECT($C23),0,3)=0,\"\",IF(INDEX('Data Input Sheet'!$B$7:$S$116,MATCH('Review Inputs'!$C23,'Data Input Sheet'!$B$7:$B$116,0),MATCH('Review Inputs'!Q$9,'Data Input Sheet'!$B$6:$S$6,0))=\"\",\"\",INDEX('Data Input Sheet'!$B$7:$S$116,MATCH('Review Inputs'!$C23,'Data Input Sheet'!$B$7:$B$116,0),MATCH('Review Inputs'!Q$9,'Data Input Sheet'!$B$6:$S$6,0))))","v":""},null,null,null,"NO",null,null,"NO"]
[null,"p_input12","input12","NO","","Reserve Purchases","MW",{"$f":"IF(OFFSET(INDIRECT($C24),0,3)=0,\"\",IF(INDEX('Data Input Sheet'!$B$7:$S$116,MATCH('Review Inputs'!$C24,'Data Input Sheet'!$B$7:$B$116,0),MATCH('Review Inputs'!H$9,'Data Input Sheet'!$B$6:$S$6,0))=\"\",\"\",INDEX('Data Input Sheet'!$B$7:$S$116,MATCH('Review Inputs'!$C24,'Data Input Sheet'!$B$7:$B$116,0),MATCH('Review Inputs'!H$9,'Data Input Sheet'!$B$6:$S$6,0))))","v":""},{"$f":"IF(OFFSET(INDIRECT($C24),0,3)=0,\"\",IF(INDEX('Data Input Sheet'!$B$7:$S$116,MATCH('Review Inputs'!$C24,'Data Input Sheet'!$B$7:$B$116,0),MATCH('Review Inputs'!I$9,'Data Input Sheet'!$B$6:$S$6,0))=\"\",\"\",INDEX('Data Input Sheet'!$B$7:$S$116,MATCH('Review Inputs'!$C24,'Data Input Sheet'!$B$7:$B$116,0),MATCH('Review Inputs'!I$9,'Data Input Sheet'!$B$6:$S$6,0))))","v":""},{"$f":"IF(OFFSET(INDIRECT($C24),0,3)=0,\"\",IF(INDEX('Data Input Sheet'!$B$7:$S$116,MATCH('Review Inputs'!$C24,'Data Input Sheet'!$B$7:$B$116,0),MATCH('Review Inputs'!J$9,'Data Input Sheet'!$B$6:$S$6,0))=\"\",\"\",INDEX('Data Input Sheet'!$B$7:$S$116,MATCH('Review Inputs'!$C24,'Data Input Sheet'!$B$7:$B$116,0),MATCH('Review Inputs'!J$9,'Data Input Sheet'!$B$6:$S$6,0))))","v":""},{"$f":"IF(OFFSET(INDIRECT($C24),0,3)=0,\"\",IF(INDEX('Data Input Sheet'!$B$7:$S$116,MATCH('Review Inputs'!$C24,'Data Input Sheet'!$B$7:$B$116,0),MATCH('Review Inputs'!K$9,'Data Input Sheet'!$B$6:$S$6,0))=\"\",\"\",INDEX('Data Input Sheet'!$B$7:$S$116,MATCH('Review Inputs'!$C24,'Data Input Sheet'!$B$7:$B$116,0),MATCH('Review Inputs'!K$9,'Data Input Sheet'!$B$6:$S$6,0))))","v":""},{"$f":"IF(OFFSET(INDIRECT($C24),0,3)=0,\"\",IF(INDEX('Data Input Sheet'!$B$7:$S$116,MATCH('Review Inputs'!$C24,'Data Input Sheet'!$B$7:$B$116,0),MATCH('Review Inputs'!L$9,'Data Input Sheet'!$B$6:$S$6,0))=\"\",\"\",INDEX('Data Input Sheet'!$B$7:$S$116,MATCH('Review Inputs'!$C24,'Data Input Sheet'!$B$7:$B$116,0),MATCH('Review Inputs'!L$9,'Data Input Sheet'!$B$6:$S$6,0))))","v":""},{"$f":"IF(OFFSET(INDIRECT($C24),0,3)=0,\"\",IF(INDEX('Data Input Sheet'!$B$7:$S$116,MATCH('Review Inputs'!$C24,'Data Input Sheet'!$B$7:$B$116,0),MATCH('Review Inputs'!M$9,'Data Input Sheet'!$B$6:$S$6,0))=\"\",\"\",INDEX('Data Input Sheet'!$B$7:$S$116,MATCH('Review Inputs'!$C24,'Data Input Sheet'!$B$7:$B$116,0),MATCH('Review Inputs'!M$9,'Data Input Sheet'!$B$6:$S$6,0))))","v":""},{"$f":"IF(OFFSET(INDIRECT($C24),0,3)=0,\"\",IF(INDEX('Data Input Sheet'!$B$7:$S$116,MATCH('Review Inputs'!$C24,'Data Input Sheet'!$B$7:$B$116,0),MATCH('Review Inputs'!N$9,'Data Input Sheet'!$B$6:$S$6,0))=\"\",\"\",INDEX('Data Input Sheet'!$B$7:$S$116,MATCH('Review Inputs'!$C24,'Data Input Sheet'!$B$7:$B$116,0),MATCH('Review Inputs'!N$9,'Data Input Sheet'!$B$6:$S$6,0))))","v":""},{"$f":"IF(OFFSET(INDIRECT($C24),0,3)=0,\"\",IF(INDEX('Data Input Sheet'!$B$7:$S$116,MATCH('Review Inputs'!$C24,'Data Input Sheet'!$B$7:$B$116,0),MATCH('Review Inputs'!O$9,'Data Input Sheet'!$B$6:$S$6,0))=\"\",\"\",INDEX('Data Input Sheet'!$B$7:$S$116,MATCH('Review Inputs'!$C24,'Data Input Sheet'!$B$7:$B$116,0),MATCH('Review Inputs'!O$9,'Data Input Sheet'!$B$6:$S$6,0))))","v":""},{"$f":"IF(OFFSET(INDIRECT($C24),0,3)=0,\"\",IF(INDEX('Data Input Sheet'!$B$7:$S$116,MATCH('Review Inputs'!$C24,'Data Input Sheet'!$B$7:$B$116,0),MATCH('Review Inputs'!P$9,'Data Input Sheet'!$B$6:$S$6,0))=\"\",\"\",INDEX('Data Input Sheet'!$B$7:$S$116,MATCH('Review Inputs'!$C24,'Data Input Sheet'!$B$7:$B$116,0),MATCH('Review Inputs'!P$9,'Data Input Sheet'!$B$6:$S$6,0))))","v":""},{"$f":"IF(OFFSET(INDIRECT($C24),0,3)=0,\"\",IF(INDEX('Data Input Sheet'!$B$7:$S$116,MATCH('Review Inputs'!$C24,'Data Input Sheet'!$B$7:$B$116,0),MATCH('Review Inputs'!Q$9,'Data Input Sheet'!$B$6:$S$6,0))=\"\",\"\",INDEX('Data Input Sheet'!$B$7:$S$116,MATCH('Review Inputs'!$C24,'Data Input Sheet'!$B$7:$B$116,0),MATCH('Review Inputs'!Q$9,'Data Input Sheet'!$B$6:$S$6,0))))","v":""},null,null,null,"NO",null,null,"NO"]
[null,"p_input13","input13","NO","","Average Price of Frequency Regulation","$/MW",{"$f":"IF(OFFSET(INDIRECT($C25),0,3)=0,\"\",IF(INDEX('Data Input Sheet'!$B$7:$S$116,MATCH('Review Inputs'!$C25,'Data Input Sheet'!$B$7:$B$116,0),MATCH('Review Inputs'!H$9,'Data Input Sheet'!$B$6:$S$6,0))=\"\",\"\",INDEX('Data Input Sheet'!$B$7:$S$116,MATCH('Review Inputs'!$C25,'Data Input Sheet'!$B$7:$B$116,0),MATCH('Review Inputs'!H$9,'Data Input Sheet'!$B$6:$S$6,0))))","v":""},{"$f":"IF(OFFSET(INDIRECT($C25),0,3)=0,\"\",IF(INDEX('Data Input Sheet'!$B$7:$S$116,MATCH('Review Inputs'!$C25,'Data Input Sheet'!$B$7:$B$116,0),MATCH('Review Inputs'!I$9,'Data Input Sheet'!$B$6:$S$6,0))=\"\",\"\",INDEX('Data Input Sheet'!$B$7:$S$116,MATCH('Review Inputs'!$C25,'Data Input Sheet'!$B$7:$B$116,0),MATCH('Review Inputs'!I$9,'Data Input Sheet'!$B$6:$S$6,0))))","v":""},{"$f":"IF(OFFSET(INDIRECT($C25),0,3)=0,\"\",IF(INDEX('Data Input Sheet'!$B$7:$S$116,MATCH('Review Inputs'!$C25,'Data Input Sheet'!$B$7:$B$116,0),MATCH('Review Inputs'!J$9,'Data Input Sheet'!$B$6:$S$6,0))=\"\",\"\",INDEX('Data Input Sheet'!$B$7:$S$116,MATCH('Review Inputs'!$C25,'Data Input Sheet'!$B$7:$B$116,0),MATCH('Review Inputs'!J$9,'Data Input Sheet'!$B$6:$S$6,0))))","v":""},{"$f":"IF(OFFSET(INDIRECT($C25),0,3)=0,\"\",IF(INDEX('Data Input Sheet'!$B$7:$S$116,MATCH('Review Inputs'!$C25,'Data Input Sheet'!$B$7:$B$116,0),MATCH('Review Inputs'!K$9,'Data Input Sheet'!$B$6:$S$6,0))=\"\",\"\",INDEX('Data Input Sheet'!$B$7:$S$116,MATCH('Review Inputs'!$C25,'Data Input Sheet'!$B$7:$B$116,0),MATCH('Review Inputs'!K$9,'Data Input Sheet'!$B$6:$S$6,0))))","v":""},{"$f":"IF(OFFSET(INDIRECT($C25),0,3)=0,\"\",IF(INDEX('Data Input Sheet'!$B$7:$S$116,MATCH('Review Inputs'!$C25,'Data Input Sheet'!$B$7:$B$116,0),MATCH('Review Inputs'!L$9,'Data Input Sheet'!$B$6:$S$6,0))=\"\",\"\",INDEX('Data Input Sheet'!$B$7:$S$116,MATCH('Review Inputs'!$C25,'Data Input Sheet'!$B$7:$B$116,0),MATCH('Review Inputs'!L$9,'Data Input Sheet'!$B$6:$S$6,0))))","v":""},{"$f":"IF(OFFSET(INDIRECT($C25),0,3)=0,\"\",IF(INDEX('Data Input Sheet'!$B$7:$S$116,MATCH('Review Inputs'!$C25,'Data Input Sheet'!$B$7:$B$116,0),MATCH('Review Inputs'!M$9,'Data Input Sheet'!$B$6:$S$6,0))=\"\",\"\",INDEX('Data Input Sheet'!$B$7:$S$116,MATCH('Review Inputs'!$C25,'Data Input Sheet'!$B$7:$B$116,0),MATCH('Review Inputs'!M$9,'Data Input Sheet'!$B$6:$S$6,0))))","v":""},{"$f":"IF(OFFSET(INDIRECT($C25),0,3)=0,\"\",IF(INDEX('Data Input Sheet'!$B$7:$S$116,MATCH('Review Inputs'!$C25,'Data Input Sheet'!$B$7:$B$116,0),MATCH('Review Inputs'!N$9,'Data Input Sheet'!$B$6:$S$6,0))=\"\",\"\",INDEX('Data Input Sheet'!$B$7:$S$116,MATCH('Review Inputs'!$C25,'Data Input Sheet'!$B$7:$B$116,0),MATCH('Review Inputs'!N$9,'Data Input Sheet'!$B$6:$S$6,0))))","v":""},{"$f":"IF(OFFSET(INDIRECT($C25),0,3)=0,\"\",IF(INDEX('Data Input Sheet'!$B$7:$S$116,MATCH('Review Inputs'!$C25,'Data Input Sheet'!$B$7:$B$116,0),MATCH('Review Inputs'!O$9,'Data Input Sheet'!$B$6:$S$6,0))=\"\",\"\",INDEX('Data Input Sheet'!$B$7:$S$116,MATCH('Review Inputs'!$C25,'Data Input Sheet'!$B$7:$B$116,0),MATCH('Review Inputs'!O$9,'Data Input Sheet'!$B$6:$S$6,0))))","v":""},{"$f":"IF(OFFSET(INDIRECT($C25),0,3)=0,\"\",IF(INDEX('Data Input Sheet'!$B$7:$S$116,MATCH('Review Inputs'!$C25,'Data Input Sheet'!$B$7:$B$116,0),MATCH('Review Inputs'!P$9,'Data Input Sheet'!$B$6:$S$6,0))=\"\",\"\",INDEX('Data Input Sheet'!$B$7:$S$116,MATCH('Review Inputs'!$C25,'Data Input Sheet'!$B$7:$B$116,0),MATCH('Review Inputs'!P$9,'Data Input Sheet'!$B$6:$S$6,0))))","v":""},{"$f":"IF(OFFSET(INDIRECT($C25),0,3)=0,\"\",IF(INDEX('Data Input Sheet'!$B$7:$S$116,MATCH('Review Inputs'!$C25,'Data Input Sheet'!$B$7:$B$116,0),MATCH('Review Inputs'!Q$9,'Data Input Sheet'!$B$6:$S$6,0))=\"\",\"\",INDEX('Data Input Sheet'!$B$7:$S$116,MATCH('Review Inputs'!$C25,'Data Input Sheet'!$B$7:$B$116,0),MATCH('Review Inputs'!Q$9,'Data Input Sheet'!$B$6:$S$6,0))))","v":""},null,null,null,"NO",null,null,"NO"]
[null,"p_input14","input14","NO","","Frequency Regulation Purchases","MW",{"$f":"IF(OFFSET(INDIRECT($C26),0,3)=0,\"\",IF(INDEX('Data Input Sheet'!$B$7:$S$116,MATCH('Review Inputs'!$C26,'Data Input Sheet'!$B$7:$B$116,0),MATCH('Review Inputs'!H$9,'Data Input Sheet'!$B$6:$S$6,0))=\"\",\"\",INDEX('Data Input Sheet'!$B$7:$S$116,MATCH('Review Inputs'!$C26,'Data Input Sheet'!$B$7:$B$116,0),MATCH('Review Inputs'!H$9,'Data Input Sheet'!$B$6:$S$6,0))))","v":""},{"$f":"IF(OFFSET(INDIRECT($C26),0,3)=0,\"\",IF(INDEX('Data Input Sheet'!$B$7:$S$116,MATCH('Review Inputs'!$C26,'Data Input Sheet'!$B$7:$B$116,0),MATCH('Review Inputs'!I$9,'Data Input Sheet'!$B$6:$S$6,0))=\"\",\"\",INDEX('Data Input Sheet'!$B$7:$S$116,MATCH('Review Inputs'!$C26,'Data Input Sheet'!$B$7:$B$116,0),MATCH('Review Inputs'!I$9,'Data Input Sheet'!$B$6:$S$6,0))))","v":""},{"$f":"IF(OFFSET(INDIRECT($C26),0,3)=0,\"\",IF(INDEX('Data Input Sheet'!$B$7:$S$116,MATCH('Review Inputs'!$C26,'Data Input Sheet'!$B$7:$B$116,0),MATCH('Review Inputs'!J$9,'Data Input Sheet'!$B$6:$S$6,0))=\"\",\"\",INDEX('Data Input Sheet'!$B$7:$S$116,MATCH('Review Inputs'!$C26,'Data Input Sheet'!$B$7:$B$116,0),MATCH('Review Inputs'!J$9,'Data Input Sheet'!$B$6:$S$6,0))))","v":""},{"$f":"IF(OFFSET(INDIRECT($C26),0,3)=0,\"\",IF(INDEX('Data Input Sheet'!$B$7:$S$116,MATCH('Review Inputs'!$C26,'Data Input Sheet'!$B$7:$B$116,0),MATCH('Review Inputs'!K$9,'Data Input Sheet'!$B$6:$S$6,0))=\"\",\"\",INDEX('Data Input Sheet'!$B$7:$S$116,MATCH('Review Inputs'!$C26,'Data Input Sheet'!$B$7:$B$116,0),MATCH('Review Inputs'!K$9,'Data Input Sheet'!$B$6:$S$6,0))))","v":""},{"$f":"IF(OFFSET(INDIRECT($C26),0,3)=0,\"\",IF(INDEX('Data Input Sheet'!$B$7:$S$116,MATCH('Review Inputs'!$C26,'Data Input Sheet'!$B$7:$B$116,0),MATCH('Review Inputs'!L$9,'Data Input Sheet'!$B$6:$S$6,0))=\"\",\"\",INDEX('Data Input Sheet'!$B$7:$S$116,MATCH('Review Inputs'!$C26,'Data Input Sheet'!$B$7:$B$116,0),MATCH('Review Inputs'!L$9,'Data Input Sheet'!$B$6:$S$6,0))))","v":""},{"$f":"IF(OFFSET(INDIRECT($C26),0,3)=0,\"\",IF(INDEX('Data Input Sheet'!$B$7:$S$116,MATCH('Review Inputs'!$C26,'Data Input Sheet'!$B$7:$B$116,0),MATCH('Review Inputs'!M$9,'Data Input Sheet'!$B$6:$S$6,0))=\"\",\"\",INDEX('Data Input Sheet'!$B$7:$S$116,MATCH('Review Inputs'!$C26,'Data Input Sheet'!$B$7:$B$116,0),MATCH('Review Inputs'!M$9,'Data Input Sheet'!$B$6:$S$6,0))))","v":""},{"$f":"IF(OFFSET(INDIRECT($C26),0,3)=0,\"\",IF(INDEX('Data Input Sheet'!$B$7:$S$116,MATCH('Review Inputs'!$C26,'Data Input Sheet'!$B$7:$B$116,0),MATCH('Review Inputs'!N$9,'Data Input Sheet'!$B$6:$S$6,0))=\"\",\"\",INDEX('Data Input Sheet'!$B$7:$S$116,MATCH('Review Inputs'!$C26,'Data Input Sheet'!$B$7:$B$116,0),MATCH('Review Inputs'!N$9,'Data Input Sheet'!$B$6:$S$6,0))))","v":""},{"$f":"IF(OFFSET(INDIRECT($C26),0,3)=0,\"\",IF(INDEX('Data Input Sheet'!$B$7:$S$116,MATCH('Review Inputs'!$C26,'Data Input Sheet'!$B$7:$B$116,0),MATCH('Review Inputs'!O$9,'Data Input Sheet'!$B$6:$S$6,0))=\"\",\"\",INDEX('Data Input Sheet'!$B$7:$S$116,MATCH('Review Inputs'!$C26,'Data Input Sheet'!$B$7:$B$116,0),MATCH('Review Inputs'!O$9,'Data Input Sheet'!$B$6:$S$6,0))))","v":""},{"$f":"IF(OFFSET(INDIRECT($C26),0,3)=0,\"\",IF(INDEX('Data Input Sheet'!$B$7:$S$116,MATCH('Review Inputs'!$C26,'Data Input Sheet'!$B$7:$B$116,0),MATCH('Review Inputs'!P$9,'Data Input Sheet'!$B$6:$S$6,0))=\"\",\"\",INDEX('Data Input Sheet'!$B$7:$S$116,MATCH('Review Inputs'!$C26,'Data Input Sheet'!$B$7:$B$116,0),MATCH('Review Inputs'!P$9,'Data Input Sheet'!$B$6:$S$6,0))))","v":""},{"$f":"IF(OFFSET(INDIRECT($C26),0,3)=0,\"\",IF(INDEX('Data Input Sheet'!$B$7:$S$116,MATCH('Review Inputs'!$C26,'Data Input Sheet'!$B$7:$B$116,0),MATCH('Review Inputs'!Q$9,'Data Input Sheet'!$B$6:$S$6,0))=\"\",\"\",INDEX('Data Input Sheet'!$B$7:$S$116,MATCH('Review Inputs'!$C26,'Data Input Sheet'!$B$7:$B$116,0),MATCH('Review Inputs'!Q$9,'Data Input Sheet'!$B$6:$S$6,0))))","v":""},null,null,null,"NO",null,null,"NO"]
[null,"p_input15","input15","NO","","Average Price of Voltage Control","$/MVAR",{"$f":"IF(OFFSET(INDIRECT($C27),0,3)=0,\"\",IF(INDEX('Data Input Sheet'!$B$7:$S$116,MATCH('Review Inputs'!$C27,'Data Input Sheet'!$B$7:$B$116,0),MATCH('Review Inputs'!H$9,'Data Input Sheet'!$B$6:$S$6,0))=\"\",\"\",INDEX('Data Input Sheet'!$B$7:$S$116,MATCH('Review Inputs'!$C27,'Data Input Sheet'!$B$7:$B$116,0),MATCH('Review Inputs'!H$9,'Data Input Sheet'!$B$6:$S$6,0))))","v":""},{"$f":"IF(OFFSET(INDIRECT($C27),0,3)=0,\"\",IF(INDEX('Data Input Sheet'!$B$7:$S$116,MATCH('Review Inputs'!$C27,'Data Input Sheet'!$B$7:$B$116,0),MATCH('Review Inputs'!I$9,'Data Input Sheet'!$B$6:$S$6,0))=\"\",\"\",INDEX('Data Input Sheet'!$B$7:$S$116,MATCH('Review Inputs'!$C27,'Data Input Sheet'!$B$7:$B$116,0),MATCH('Review Inputs'!I$9,'Data Input Sheet'!$B$6:$S$6,0))))","v":""},{"$f":"IF(OFFSET(INDIRECT($C27),0,3)=0,\"\",IF(INDEX('Data Input Sheet'!$B$7:$S$116,MATCH('Review Inputs'!$C27,'Data Input Sheet'!$B$7:$B$116,0),MATCH('Review Inputs'!J$9,'Data Input Sheet'!$B$6:$S$6,0))=\"\",\"\",INDEX('Data Input Sheet'!$B$7:$S$116,MATCH('Review Inputs'!$C27,'Data Input Sheet'!$B$7:$B$116,0),MATCH('Review Inputs'!J$9,'Data Input Sheet'!$B$6:$S$6,0))))","v":""},{"$f":"IF(OFFSET(INDIRECT($C27),0,3)=0,\"\",IF(INDEX('Data Input Sheet'!$B$7:$S$116,MATCH('Review Inputs'!$C27,'Data Input Sheet'!$B$7:$B$116,0),MATCH('Review Inputs'!K$9,'Data Input Sheet'!$B$6:$S$6,0))=\"\",\"\",INDEX('Data Input Sheet'!$B$7:$S$116,MATCH('Review Inputs'!$C27,'Data Input Sheet'!$B$7:$B$116,0),MATCH('Review Inputs'!K$9,'Data Input Sheet'!$B$6:$S$6,0))))","v":""},{"$f":"IF(OFFSET(INDIRECT($C27),0,3)=0,\"\",IF(INDEX('Data Input Sheet'!$B$7:$S$116,MATCH('Review Inputs'!$C27,'Data Input Sheet'!$B$7:$B$116,0),MATCH('Review Inputs'!L$9,'Data Input Sheet'!$B$6:$S$6,0))=\"\",\"\",INDEX('Data Input Sheet'!$B$7:$S$116,MATCH('Review Inputs'!$C27,'Data Input Sheet'!$B$7:$B$116,0),MATCH('Review Inputs'!L$9,'Data Input Sheet'!$B$6:$S$6,0))))","v":""},{"$f":"IF(OFFSET(INDIRECT($C27),0,3)=0,\"\",IF(INDEX('Data Input Sheet'!$B$7:$S$116,MATCH('Review Inputs'!$C27,'Data Input Sheet'!$B$7:$B$116,0),MATCH('Review Inputs'!M$9,'Data Input Sheet'!$B$6:$S$6,0))=\"\",\"\",INDEX('Data Input Sheet'!$B$7:$S$116,MATCH('Review Inputs'!$C27,'Data Input Sheet'!$B$7:$B$116,0),MATCH('Review Inputs'!M$9,'Data Input Sheet'!$B$6:$S$6,0))))","v":""},{"$f":"IF(OFFSET(INDIRECT($C27),0,3)=0,\"\",IF(INDEX('Data Input Sheet'!$B$7:$S$116,MATCH('Review Inputs'!$C27,'Data Input Sheet'!$B$7:$B$116,0),MATCH('Review Inputs'!N$9,'Data Input Sheet'!$B$6:$S$6,0))=\"\",\"\",INDEX('Data Input Sheet'!$B$7:$S$116,MATCH('Review Inputs'!$C27,'Data Input Sheet'!$B$7:$B$116,0),MATCH('Review Inputs'!N$9,'Data Input Sheet'!$B$6:$S$6,0))))","v":""},{"$f":"IF(OFFSET(INDIRECT($C27),0,3)=0,\"\",IF(INDEX('Data Input Sheet'!$B$7:$S$116,MATCH('Review Inputs'!$C27,'Data Input Sheet'!$B$7:$B$116,0),MATCH('Review Inputs'!O$9,'Data Input Sheet'!$B$6:$S$6,0))=\"\",\"\",INDEX('Data Input Sheet'!$B$7:$S$116,MATCH('Review Inputs'!$C27,'Data Input Sheet'!$B$7:$B$116,0),MATCH('Review Inputs'!O$9,'Data Input Sheet'!$B$6:$S$6,0))))","v":""},{"$f":"IF(OFFSET(INDIRECT($C27),0,3)=0,\"\",IF(INDEX('Data Input Sheet'!$B$7:$S$116,MATCH('Review Inputs'!$C27,'Data Input Sheet'!$B$7:$B$116,0),MATCH('Review Inputs'!P$9,'Data Input Sheet'!$B$6:$S$6,0))=\"\",\"\",INDEX('Data Input Sheet'!$B$7:$S$116,MATCH('Review Inputs'!$C27,'Data Input Sheet'!$B$7:$B$116,0),MATCH('Review Inputs'!P$9,'Data Input Sheet'!$B$6:$S$6,0))))","v":""},{"$f":"IF(OFFSET(INDIRECT($C27),0,3)=0,\"\",IF(INDEX('Data Input Sheet'!$B$7:$S$116,MATCH('Review Inputs'!$C27,'Data Input Sheet'!$B$7:$B$116,0),MATCH('Review Inputs'!Q$9,'Data Input Sheet'!$B$6:$S$6,0))=\"\",\"\",INDEX('Data Input Sheet'!$B$7:$S$116,MATCH('Review Inputs'!$C27,'Data Input Sheet'!$B$7:$B$116,0),MATCH('Review Inputs'!Q$9,'Data Input Sheet'!$B$6:$S$6,0))))","v":""},null,null,null,"NO",null,null,"NO"]
[null,"p_input16","input16","NO","","Voltage Control Purchases","MVAR",{"$f":"IF(OFFSET(INDIRECT($C28),0,3)=0,\"\",IF(INDEX('Data Input Sheet'!$B$7:$S$116,MATCH('Review Inputs'!$C28,'Data Input Sheet'!$B$7:$B$116,0),MATCH('Review Inputs'!H$9,'Data Input Sheet'!$B$6:$S$6,0))=\"\",\"\",INDEX('Data Input Sheet'!$B$7:$S$116,MATCH('Review Inputs'!$C28,'Data Input Sheet'!$B$7:$B$116,0),MATCH('Review Inputs'!H$9,'Data Input Sheet'!$B$6:$S$6,0))))","v":""},{"$f":"IF(OFFSET(INDIRECT($C28),0,3)=0,\"\",IF(INDEX('Data Input Sheet'!$B$7:$S$116,MATCH('Review Inputs'!$C28,'Data Input Sheet'!$B$7:$B$116,0),MATCH('Review Inputs'!I$9,'Data Input Sheet'!$B$6:$S$6,0))=\"\",\"\",INDEX('Data Input Sheet'!$B$7:$S$116,MATCH('Review Inputs'!$C28,'Data Input Sheet'!$B$7:$B$116,0),MATCH('Review Inputs'!I$9,'Data Input Sheet'!$B$6:$S$6,0))))","v":""},{"$f":"IF(OFFSET(INDIRECT($C28),0,3)=0,\"\",IF(INDEX('Data Input Sheet'!$B$7:$S$116,MATCH('Review Inputs'!$C28,'Data Input Sheet'!$B$7:$B$116,0),MATCH('Review Inputs'!J$9,'Data Input Sheet'!$B$6:$S$6,0))=\"\",\"\",INDEX('Data Input Sheet'!$B$7:$S$116,MATCH('Review Inputs'!$C28,'Data Input Sheet'!$B$7:$B$116,0),MATCH('Review Inputs'!J$9,'Data Input Sheet'!$B$6:$S$6,0))))","v":""},{"$f":"IF(OFFSET(INDIRECT($C28),0,3)=0,\"\",IF(INDEX('Data Input Sheet'!$B$7:$S$116,MATCH('Review Inputs'!$C28,'Data Input Sheet'!$B$7:$B$116,0),MATCH('Review Inputs'!K$9,'Data Input Sheet'!$B$6:$S$6,0))=\"\",\"\",INDEX('Data Input Sheet'!$B$7:$S$116,MATCH('Review Inputs'!$C28,'Data Input Sheet'!$B$7:$B$116,0),MATCH('Review Inputs'!K$9,'Data Input Sheet'!$B$6:$S$6,0))))","v":""},{"$f":"IF(OFFSET(INDIRECT($C28),0,3)=0,\"\",IF(INDEX('Data Input Sheet'!$B$7:$S$116,MATCH('Review Inputs'!$C28,'Data Input Sheet'!$B$7:$B$116,0),MATCH('Review Inputs'!L$9,'Data Input Sheet'!$B$6:$S$6,0))=\"\",\"\",INDEX('Data Input Sheet'!$B$7:$S$116,MATCH('Review Inputs'!$C28,'Data Input Sheet'!$B$7:$B$116,0),MATCH('Review Inputs'!L$9,'Data Input Sheet'!$B$6:$S$6,0))))","v":""},{"$f":"IF(OFFSET(INDIRECT($C28),0,3)=0,\"\",IF(INDEX('Data Input Sheet'!$B$7:$S$116,MATCH('Review Inputs'!$C28,'Data Input Sheet'!$B$7:$B$116,0),MATCH('Review Inputs'!M$9,'Data Input Sheet'!$B$6:$S$6,0))=\"\",\"\",INDEX('Data Input Sheet'!$B$7:$S$116,MATCH('Review Inputs'!$C28,'Data Input Sheet'!$B$7:$B$116,0),MATCH('Review Inputs'!M$9,'Data Input Sheet'!$B$6:$S$6,0))))","v":""},{"$f":"IF(OFFSET(INDIRECT($C28),0,3)=0,\"\",IF(INDEX('Data Input Sheet'!$B$7:$S$116,MATCH('Review Inputs'!$C28,'Data Input Sheet'!$B$7:$B$116,0),MATCH('Review Inputs'!N$9,'Data Input Sheet'!$B$6:$S$6,0))=\"\",\"\",INDEX('Data Input Sheet'!$B$7:$S$116,MATCH('Review Inputs'!$C28,'Data Input Sheet'!$B$7:$B$116,0),MATCH('Review Inputs'!N$9,'Data Input Sheet'!$B$6:$S$6,0))))","v":""},{"$f":"IF(OFFSET(INDIRECT($C28),0,3)=0,\"\",IF(INDEX('Data Input Sheet'!$B$7:$S$116,MATCH('Review Inputs'!$C28,'Data Input Sheet'!$B$7:$B$116,0),MATCH('Review Inputs'!O$9,'Data Input Sheet'!$B$6:$S$6,0))=\"\",\"\",INDEX('Data Input Sheet'!$B$7:$S$116,MATCH('Review Inputs'!$C28,'Data Input Sheet'!$B$7:$B$116,0),MATCH('Review Inputs'!O$9,'Data Input Sheet'!$B$6:$S$6,0))))","v":""},{"$f":"IF(OFFSET(INDIRECT($C28),0,3)=0,\"\",IF(INDEX('Data Input Sheet'!$B$7:$S$116,MATCH('Review Inputs'!$C28,'Data Input Sheet'!$B$7:$B$116,0),MATCH('Review Inputs'!P$9,'Data Input Sheet'!$B$6:$S$6,0))=\"\",\"\",INDEX('Data Input Sheet'!$B$7:$S$116,MATCH('Review Inputs'!$C28,'Data Input Sheet'!$B$7:$B$116,0),MATCH('Review Inputs'!P$9,'Data Input Sheet'!$B$6:$S$6,0))))","v":""},{"$f":"IF(OFFSET(INDIRECT($C28),0,3)=0,\"\",IF(INDEX('Data Input Sheet'!$B$7:$S$116,MATCH('Review Inputs'!$C28,'Data Input Sheet'!$B$7:$B$116,0),MATCH('Review Inputs'!Q$9,'Data Input Sheet'!$B$6:$S$6,0))=\"\",\"\",INDEX('Data Input Sheet'!$B$7:$S$116,MATCH('Review Inputs'!$C28,'Data Input Sheet'!$B$7:$B$116,0),MATCH('Review Inputs'!Q$9,'Data Input Sheet'!$B$6:$S$6,0))))","v":""},null,null,null,"NO",null,null,"NO"]
[null,"p_input49","input49",{"$f":"IF(OFFSET(INDIRECT((C29)),0,3)>0,\"YES\",\"NO\")","v":"NO"},"","Congestion Cost ","$",{"$f":"IF(OFFSET(INDIRECT($C29),0,3)=0,\"\",IF(INDEX('Data Input Sheet'!$B$7:$S$116,MATCH('Review Inputs'!$C29,'Data Input Sheet'!$B$7:$B$116,0),MATCH('Review Inputs'!H$9,'Data Input Sheet'!$B$6:$S$6,0))=\"\",\"\",INDEX('Data Input Sheet'!$B$7:$S$116,MATCH('Review Inputs'!$C29,'Data Input Sheet'!$B$7:$B$116,0),MATCH('Review Inputs'!H$9,'Data Input Sheet'!$B$6:$S$6,0))))","v":""},{"$f":"IF(OFFSET(INDIRECT($C29),0,3)=0,\"\",IF(INDEX('Data Input Sheet'!$B$7:$S$116,MATCH('Review Inputs'!$C29,'Data Input Sheet'!$B$7:$B$116,0),MATCH('Review Inputs'!I$9,'Data Input Sheet'!$B$6:$S$6,0))=\"\",\"\",INDEX('Data Input Sheet'!$B$7:$S$116,MATCH('Review Inputs'!$C29,'Data Input Sheet'!$B$7:$B$116,0),MATCH('Review Inputs'!I$9,'Data Input Sheet'!$B$6:$S$6,0))))","v":""},{"$f":"IF(OFFSET(INDIRECT($C29),0,3)=0,\"\",IF(INDEX('Data Input Sheet'!$B$7:$S$116,MATCH('Review Inputs'!$C29,'Data Input Sheet'!$B$7:$B$116,0),MATCH('Review Inputs'!J$9,'Data Input Sheet'!$B$6:$S$6,0))=\"\",\"\",INDEX('Data Input Sheet'!$B$7:$S$116,MATCH('Review Inputs'!$C29,'Data Input Sheet'!$B$7:$B$116,0),MATCH('Review Inputs'!J$9,'Data Input Sheet'!$B$6:$S$6,0))))","v":""},{"$f":"IF(OFFSET(INDIRECT($C29),0,3)=0,\"\",IF(INDEX('Data Input Sheet'!$B$7:$S$116,MATCH('Review Inputs'!$C29,'Data Input Sheet'!$B$7:$B$116,0),MATCH('Review Inputs'!K$9,'Data Input Sheet'!$B$6:$S$6,0))=\"\",\"\",INDEX('Data Input Sheet'!$B$7:$S$116,MATCH('Review Inputs'!$C29,'Data Input Sheet'!$B$7:$B$116,0),MATCH('Review Inputs'!K$9,'Data Input Sheet'!$B$6:$S$6,0))))","v":""},{"$f":"IF(OFFSET(INDIRECT($C29),0,3)=0,\"\",IF(INDEX('Data Input Sheet'!$B$7:$S$116,MATCH('Review Inputs'!$C29,'Data Input Sheet'!$B$7:$B$116,0),MATCH('Review Inputs'!L$9,'Data Input Sheet'!$B$6:$S$6,0))=\"\",\"\",INDEX('Data Input Sheet'!$B$7:$S$116,MATCH('Review Inputs'!$C29,'Data Input Sheet'!$B$7:$B$116,0),MATCH('Review Inputs'!L$9,'Data Input Sheet'!$B$6:$S$6,0))))","v":""},{"$f":"IF(OFFSET(INDIRECT($C29),0,3)=0,\"\",IF(INDEX('Data Input Sheet'!$B$7:$S$116,MATCH('Review Inputs'!$C29,'Data Input Sheet'!$B$7:$B$116,0),MATCH('Review Inputs'!M$9,'Data Input Sheet'!$B$6:$S$6,0))=\"\",\"\",INDEX('Data Input Sheet'!$B$7:$S$116,MATCH('Review Inputs'!$C29,'Data Input Sheet'!$B$7:$B$116,0),MATCH('Review Inputs'!M$9,'Data Input Sheet'!$B$6:$S$6,0))))","v":""},{"$f":"IF(OFFSET(INDIRECT($C29),0,3)=0,\"\",IF(INDEX('Data Input Sheet'!$B$7:$S$116,MATCH('Review Inputs'!$C29,'Data Input Sheet'!$B$7:$B$116,0),MATCH('Review Inputs'!N$9,'Data Input Sheet'!$B$6:$S$6,0))=\"\",\"\",INDEX('Data Input Sheet'!$B$7:$S$116,MATCH('Review Inputs'!$C29,'Data Input Sheet'!$B$7:$B$116,0),MATCH('Review Inputs'!N$9,'Data Input Sheet'!$B$6:$S$6,0))))","v":""},{"$f":"IF(OFFSET(INDIRECT($C29),0,3)=0,\"\",IF(INDEX('Data Input Sheet'!$B$7:$S$116,MATCH('Review Inputs'!$C29,'Data Input Sheet'!$B$7:$B$116,0),MATCH('Review Inputs'!O$9,'Data Input Sheet'!$B$6:$S$6,0))=\"\",\"\",INDEX('Data Input Sheet'!$B$7:$S$116,MATCH('Review Inputs'!$C29,'Data Input Sheet'!$B$7:$B$116,0),MATCH('Review Inputs'!O$9,'Data Input Sheet'!$B$6:$S$6,0))))","v":""},{"$f":"IF(OFFSET(INDIRECT($C29),0,3)=0,\"\",IF(INDEX('Data Input Sheet'!$B$7:$S$116,MATCH('Review Inputs'!$C29,'Data Input Sheet'!$B$7:$B$116,0),MATCH('Review Inputs'!P$9,'Data Input Sheet'!$B$6:$S$6,0))=\"\",\"\",INDEX('Data Input Sheet'!$B$7:$S$116,MATCH('Review Inputs'!$C29,'Data Input Sheet'!$B$7:$B$116,0),MATCH('Review Inputs'!P$9,'Data Input Sheet'!$B$6:$S$6,0))))","v":""},{"$f":"IF(OFFSET(INDIRECT($C29),0,3)=0,\"\",IF(INDEX('Data Input Sheet'!$B$7:$S$116,MATCH('Review Inputs'!$C29,'Data Input Sheet'!$B$7:$B$116,0),MATCH('Review Inputs'!Q$9,'Data Input Sheet'!$B$6:$S$6,0))=\"\",\"\",INDEX('Data Input Sheet'!$B$7:$S$116,MATCH('Review Inputs'!$C29,'Data Input Sheet'!$B$7:$B$116,0),MATCH('Review Inputs'!Q$9,'Data Input Sheet'!$B$6:$S$6,0))))","v":""},null,null,null,"NO",null,null,"NO"]
[null,"p_input17","input17",{"$f":"IF(OFFSET(INDIRECT((C30)),0,3)>0,\"OPT\",\"NO\")","v":"NO"},"","Congestion","MW",{"$f":"IF(OFFSET(INDIRECT($C30),0,3)=0,\"\",IF(INDEX('Data Input Sheet'!$B$7:$S$116,MATCH('Review Inputs'!$C30,'Data Input Sheet'!$B$7:$B$116,0),MATCH('Review Inputs'!H$9,'Data Input Sheet'!$B$6:$S$6,0))=\"\",\"\",INDEX('Data Input Sheet'!$B$7:$S$116,MATCH('Review Inputs'!$C30,'Data Input Sheet'!$B$7:$B$116,0),MATCH('Review Inputs'!H$9,'Data Input Sheet'!$B$6:$S$6,0))))","v":""},{"$f":"IF(OFFSET(INDIRECT($C30),0,3)=0,\"\",IF(INDEX('Data Input Sheet'!$B$7:$S$116,MATCH('Review Inputs'!$C30,'Data Input Sheet'!$B$7:$B$116,0),MATCH('Review Inputs'!I$9,'Data Input Sheet'!$B$6:$S$6,0))=\"\",\"\",INDEX('Data Input Sheet'!$B$7:$S$116,MATCH('Review Inputs'!$C30,'Data Input Sheet'!$B$7:$B$116,0),MATCH('Review Inputs'!I$9,'Data Input Sheet'!$B$6:$S$6,0))))","v":""},{"$f":"IF(OFFSET(INDIRECT($C30),0,3)=0,\"\",IF(INDEX('Data Input Sheet'!$B$7:$S$116,MATCH('Review Inputs'!$C30,'Data Input Sheet'!$B$7:$B$116,0),MATCH('Review Inputs'!J$9,'Data Input Sheet'!$B$6:$S$6,0))=\"\",\"\",INDEX('Data Input Sheet'!$B$7:$S$116,MATCH('Review Inputs'!$C30,'Data Input Sheet'!$B$7:$B$116,0),MATCH('Review Inputs'!J$9,'Data Input Sheet'!$B$6:$S$6,0))))","v":""},{"$f":"IF(OFFSET(INDIRECT($C30),0,3)=0,\"\",IF(INDEX('Data Input Sheet'!$B$7:$S$116,MATCH('Review Inputs'!$C30,'Data Input Sheet'!$B$7:$B$116,0),MATCH('Review Inputs'!K$9,'Data Input Sheet'!$B$6:$S$6,0))=\"\",\"\",INDEX('Data Input Sheet'!$B$7:$S$116,MATCH('Review Inputs'!$C30,'Data Input Sheet'!$B$7:$B$116,0),MATCH('Review Inputs'!K$9,'Data Input Sheet'!$B$6:$S$6,0))))","v":""},{"$f":"IF(OFFSET(INDIRECT($C30),0,3)=0,\"\",IF(INDEX('Data Input Sheet'!$B$7:$S$116,MATCH('Review Inputs'!$C30,'Data Input Sheet'!$B$7:$B$116,0),MATCH('Review Inputs'!L$9,'Data Input Sheet'!$B$6:$S$6,0))=\"\",\"\",INDEX('Data Input Sheet'!$B$7:$S$116,MATCH('Review Inputs'!$C30,'Data Input Sheet'!$B$7:$B$116,0),MATCH('Review Inputs'!L$9,'Data Input Sheet'!$B$6:$S$6,0))))","v":""},{"$f":"IF(OFFSET(INDIRECT($C30),0,3)=0,\"\",IF(INDEX('Data Input Sheet'!$B$7:$S$116,MATCH('Review Inputs'!$C30,'Data Input Sheet'!$B$7:$B$116,0),MATCH('Review Inputs'!M$9,'Data Input Sheet'!$B$6:$S$6,0))=\"\",\"\",INDEX('Data Input Sheet'!$B$7:$S$116,MATCH('Review Inputs'!$C30,'Data Input Sheet'!$B$7:$B$116,0),MATCH('Review Inputs'!M$9,'Data Input Sheet'!$B$6:$S$6,0))))","v":""},{"$f":"IF(OFFSET(INDIRECT($C30),0,3)=0,\"\",IF(INDEX('Data Input Sheet'!$B$7:$S$116,MATCH('Review Inputs'!$C30,'Data Input Sheet'!$B$7:$B$116,0),MATCH('Review Inputs'!N$9,'Data Input Sheet'!$B$6:$S$6,0))=\"\",\"\",INDEX('Data Input Sheet'!$B$7:$S$116,MATCH('Review Inputs'!$C30,'Data Input Sheet'!$B$7:$B$116,0),MATCH('Review Inputs'!N$9,'Data Input Sheet'!$B$6:$S$6,0))))","v":""},{"$f":"IF(OFFSET(INDIRECT($C30),0,3)=0,\"\",IF(INDEX('Data Input Sheet'!$B$7:$S$116,MATCH('Review Inputs'!$C30,'Data Input Sheet'!$B$7:$B$116,0),MATCH('Review Inputs'!O$9,'Data Input Sheet'!$B$6:$S$6,0))=\"\",\"\",INDEX('Data Input Sheet'!$B$7:$S$116,MATCH('Review Inputs'!$C30,'Data Input Sheet'!$B$7:$B$116,0),MATCH('Review Inputs'!O$9,'Data Input Sheet'!$B$6:$S$6,0))))","v":""},{"$f":"IF(OFFSET(INDIRECT($C30),0,3)=0,\"\",IF(INDEX('Data Input Sheet'!$B$7:$S$116,MATCH('Review Inputs'!$C30,'Data Input Sheet'!$B$7:$B$116,0),MATCH('Review Inputs'!P$9,'Data Input Sheet'!$B$6:$S$6,0))=\"\",\"\",INDEX('Data Input Sheet'!$B$7:$S$116,MATCH('Review Inputs'!$C30,'Data Input Sheet'!$B$7:$B$116,0),MATCH('Review Inputs'!P$9,'Data Input Sheet'!$B$6:$S$6,0))))","v":""},{"$f":"IF(OFFSET(INDIRECT($C30),0,3)=0,\"\",IF(INDEX('Data Input Sheet'!$B$7:$S$116,MATCH('Review Inputs'!$C30,'Data Input Sheet'!$B$7:$B$116,0),MATCH('Review Inputs'!Q$9,'Data Input Sheet'!$B$6:$S$6,0))=\"\",\"\",INDEX('Data Input Sheet'!$B$7:$S$116,MATCH('Review Inputs'!$C30,'Data Input Sheet'!$B$7:$B$116,0),MATCH('Review Inputs'!Q$9,'Data Input Sheet'!$B$6:$S$6,0))))","v":""},null,null,null,"NO",null,null,"NO"]
[null,"p_input18","input18",{"$f":"IF(OFFSET(INDIRECT((C31)),0,3)>0,\"OPT\",\"NO\")","v":"NO"},"","Average Price of Congestion","$/MW",{"$f":"IF(OFFSET(INDIRECT($C31),0,3)=0,\"\",IF(INDEX('Data Input Sheet'!$B$7:$S$116,MATCH('Review Inputs'!$C31,'Data Input Sheet'!$B$7:$B$116,0),MATCH('Review Inputs'!H$9,'Data Input Sheet'!$B$6:$S$6,0))=\"\",\"\",INDEX('Data Input Sheet'!$B$7:$S$116,MATCH('Review Inputs'!$C31,'Data Input Sheet'!$B$7:$B$116,0),MATCH('Review Inputs'!H$9,'Data Input Sheet'!$B$6:$S$6,0))))","v":""},{"$f":"IF(OFFSET(INDIRECT($C31),0,3)=0,\"\",IF(INDEX('Data Input Sheet'!$B$7:$S$116,MATCH('Review Inputs'!$C31,'Data Input Sheet'!$B$7:$B$116,0),MATCH('Review Inputs'!I$9,'Data Input Sheet'!$B$6:$S$6,0))=\"\",\"\",INDEX('Data Input Sheet'!$B$7:$S$116,MATCH('Review Inputs'!$C31,'Data Input Sheet'!$B$7:$B$116,0),MATCH('Review Inputs'!I$9,'Data Input Sheet'!$B$6:$S$6,0))))","v":""},{"$f":"IF(OFFSET(INDIRECT($C31),0,3)=0,\"\",IF(INDEX('Data Input Sheet'!$B$7:$S$116,MATCH('Review Inputs'!$C31,'Data Input Sheet'!$B$7:$B$116,0),MATCH('Review Inputs'!J$9,'Data Input Sheet'!$B$6:$S$6,0))=\"\",\"\",INDEX('Data Input Sheet'!$B$7:$S$116,MATCH('Review Inputs'!$C31,'Data Input Sheet'!$B$7:$B$116,0),MATCH('Review Inputs'!J$9,'Data Input Sheet'!$B$6:$S$6,0))))","v":""},{"$f":"IF(OFFSET(INDIRECT($C31),0,3)=0,\"\",IF(INDEX('Data Input Sheet'!$B$7:$S$116,MATCH('Review Inputs'!$C31,'Data Input Sheet'!$B$7:$B$116,0),MATCH('Review Inputs'!K$9,'Data Input Sheet'!$B$6:$S$6,0))=\"\",\"\",INDEX('Data Input Sheet'!$B$7:$S$116,MATCH('Review Inputs'!$C31,'Data Input Sheet'!$B$7:$B$116,0),MATCH('Review Inputs'!K$9,'Data Input Sheet'!$B$6:$S$6,0))))","v":""},{"$f":"IF(OFFSET(INDIRECT($C31),0,3)=0,\"\",IF(INDEX('Data Input Sheet'!$B$7:$S$116,MATCH('Review Inputs'!$C31,'Data Input Sheet'!$B$7:$B$116,0),MATCH('Review Inputs'!L$9,'Data Input Sheet'!$B$6:$S$6,0))=\"\",\"\",INDEX('Data Input Sheet'!$B$7:$S$116,MATCH('Review Inputs'!$C31,'Data Input Sheet'!$B$7:$B$116,0),MATCH('Review Inputs'!L$9,'Data Input Sheet'!$B$6:$S$6,0))))","v":""},{"$f":"IF(OFFSET(INDIRECT($C31),0,3)=0,\"\",IF(INDEX('Data Input Sheet'!$B$7:$S$116,MATCH('Review Inputs'!$C31,'Data Input Sheet'!$B$7:$B$116,0),MATCH('Review Inputs'!M$9,'Data Input Sheet'!$B$6:$S$6,0))=\"\",\"\",INDEX('Data Input Sheet'!$B$7:$S$116,MATCH('Review Inputs'!$C31,'Data Input Sheet'!$B$7:$B$116,0),MATCH('Review Inputs'!M$9,'Data Input Sheet'!$B$6:$S$6,0))))","v":""},{"$f":"IF(OFFSET(INDIRECT($C31),0,3)=0,\"\",IF(INDEX('Data Input Sheet'!$B$7:$S$116,MATCH('Review Inputs'!$C31,'Data Input Sheet'!$B$7:$B$116,0),MATCH('Review Inputs'!N$9,'Data Input Sheet'!$B$6:$S$6,0))=\"\",\"\",INDEX('Data Input Sheet'!$B$7:$S$116,MATCH('Review Inputs'!$C31,'Data Input Sheet'!$B$7:$B$116,0),MATCH('Review Inputs'!N$9,'Data Input Sheet'!$B$6:$S$6,0))))","v":""},{"$f":"IF(OFFSET(INDIRECT($C31),0,3)=0,\"\",IF(INDEX('Data Input Sheet'!$B$7:$S$116,MATCH('Review Inputs'!$C31,'Data Input Sheet'!$B$7:$B$116,0),MATCH('Review Inputs'!O$9,'Data Input Sheet'!$B$6:$S$6,0))=\"\",\"\",INDEX('Data Input Sheet'!$B$7:$S$116,MATCH('Review Inputs'!$C31,'Data Input Sheet'!$B$7:$B$116,0),MATCH('Review Inputs'!O$9,'Data Input Sheet'!$B$6:$S$6,0))))","v":""},{"$f":"IF(OFFSET(INDIRECT($C31),0,3)=0,\"\",IF(INDEX('Data Input Sheet'!$B$7:$S$116,MATCH('Review Inputs'!$C31,'Data Input Sheet'!$B$7:$B$116,0),MATCH('Review Inputs'!P$9,'Data Input Sheet'!$B$6:$S$6,0))=\"\",\"\",INDEX('Data Input Sheet'!$B$7:$S$116,MATCH('Review Inputs'!$C31,'Data Input Sheet'!$B$7:$B$116,0),MATCH('Review Inputs'!P$9,'Data Input Sheet'!$B$6:$S$6,0))))","v":""},{"$f":"IF(OFFSET(INDIRECT($C31),0,3)=0,\"\",IF(INDEX('Data Input Sheet'!$B$7:$S$116,MATCH('Review Inputs'!$C31,'Data Input Sheet'!$B$7:$B$116,0),MATCH('Review Inputs'!Q$9,'Data Input Sheet'!$B$6:$S$6,0))=\"\",\"\",INDEX('Data Input Sheet'!$B$7:$S$116,MATCH('Review Inputs'!$C31,'Data Input Sheet'!$B$7:$B$116,0),MATCH('Review Inputs'!Q$9,'Data Input Sheet'!$B$6:$S$6,0))))","v":""},null,null,null,"NO",null,null,"NO"]
[null,"p_input19","input19",{"$f":"IF(OFFSET(INDIRECT((C32)),0,3)>0,\"YES\",\"NO\")","v":"NO"},"","Capital Carrying Charge of Transmission Upgrade","$",{"$f":"IF(OFFSET(INDIRECT($C32),0,3)=0,\"\",IF(INDEX('Data Input Sheet'!$B$7:$S$116,MATCH('Review Inputs'!$C32,'Data Input Sheet'!$B$7:$B$116,0),MATCH('Review Inputs'!H$9,'Data Input Sheet'!$B$6:$S$6,0))=\"\",\"\",INDEX('Data Input Sheet'!$B$7:$S$116,MATCH('Review Inputs'!$C32,'Data Input Sheet'!$B$7:$B$116,0),MATCH('Review Inputs'!H$9,'Data Input Sheet'!$B$6:$S$6,0))))","v":""},{"$f":"IF(OFFSET(INDIRECT($C32),0,3)=0,\"\",IF(INDEX('Data Input Sheet'!$B$7:$S$116,MATCH('Review Inputs'!$C32,'Data Input Sheet'!$B$7:$B$116,0),MATCH('Review Inputs'!I$9,'Data Input Sheet'!$B$6:$S$6,0))=\"\",\"\",INDEX('Data Input Sheet'!$B$7:$S$116,MATCH('Review Inputs'!$C32,'Data Input Sheet'!$B$7:$B$116,0),MATCH('Review Inputs'!I$9,'Data Input Sheet'!$B$6:$S$6,0))))","v":""},{"$f":"IF(OFFSET(INDIRECT($C32),0,3)=0,\"\",IF(INDEX('Data Input Sheet'!$B$7:$S$116,MATCH('Review Inputs'!$C32,'Data Input Sheet'!$B$7:$B$116,0),MATCH('Review Inputs'!J$9,'Data Input Sheet'!$B$6:$S$6,0))=\"\",\"\",INDEX('Data Input Sheet'!$B$7:$S$116,MATCH('Review Inputs'!$C32,'Data Input Sheet'!$B$7:$B$116,0),MATCH('Review Inputs'!J$9,'Data Input Sheet'!$B$6:$S$6,0))))","v":""},{"$f":"IF(OFFSET(INDIRECT($C32),0,3)=0,\"\",IF(INDEX('Data Input Sheet'!$B$7:$S$116,MATCH('Review Inputs'!$C32,'Data Input Sheet'!$B$7:$B$116,0),MATCH('Review Inputs'!K$9,'Data Input Sheet'!$B$6:$S$6,0))=\"\",\"\",INDEX('Data Input Sheet'!$B$7:$S$116,MATCH('Review Inputs'!$C32,'Data Input Sheet'!$B$7:$B$116,0),MATCH('Review Inputs'!K$9,'Data Input Sheet'!$B$6:$S$6,0))))","v":""},{"$f":"IF(OFFSET(INDIRECT($C32),0,3)=0,\"\",IF(INDEX('Data Input Sheet'!$B$7:$S$116,MATCH('Review Inputs'!$C32,'Data Input Sheet'!$B$7:$B$116,0),MATCH('Review Inputs'!L$9,'Data Input Sheet'!$B$6:$S$6,0))=\"\",\"\",INDEX('Data Input Sheet'!$B$7:$S$116,MATCH('Review Inputs'!$C32,'Data Input Sheet'!$B$7:$B$116,0),MATCH('Review Inputs'!L$9,'Data Input Sheet'!$B$6:$S$6,0))))","v":""},{"$f":"IF(OFFSET(INDIRECT($C32),0,3)=0,\"\",IF(INDEX('Data Input Sheet'!$B$7:$S$116,MATCH('Review Inputs'!$C32,'Data Input Sheet'!$B$7:$B$116,0),MATCH('Review Inputs'!M$9,'Data Input Sheet'!$B$6:$S$6,0))=\"\",\"\",INDEX('Data Input Sheet'!$B$7:$S$116,MATCH('Review Inputs'!$C32,'Data Input Sheet'!$B$7:$B$116,0),MATCH('Review Inputs'!M$9,'Data Input Sheet'!$B$6:$S$6,0))))","v":""},{"$f":"IF(OFFSET(INDIRECT($C32),0,3)=0,\"\",IF(INDEX('Data Input Sheet'!$B$7:$S$116,MATCH('Review Inputs'!$C32,'Data Input Sheet'!$B$7:$B$116,0),MATCH('Review Inputs'!N$9,'Data Input Sheet'!$B$6:$S$6,0))=\"\",\"\",INDEX('Data Input Sheet'!$B$7:$S$116,MATCH('Review Inputs'!$C32,'Data Input Sheet'!$B$7:$B$116,0),MATCH('Review Inputs'!N$9,'Data Input Sheet'!$B$6:$S$6,0))))","v":""},{"$f":"IF(OFFSET(INDIRECT($C32),0,3)=0,\"\",IF(INDEX('Data Input Sheet'!$B$7:$S$116,MATCH('Review Inputs'!$C32,'Data Input Sheet'!$B$7:$B$116,0),MATCH('Review Inputs'!O$9,'Data Input Sheet'!$B$6:$S$6,0))=\"\",\"\",INDEX('Data Input Sheet'!$B$7:$S$116,MATCH('Review Inputs'!$C32,'Data Input Sheet'!$B$7:$B$116,0),MATCH('Review Inputs'!O$9,'Data Input Sheet'!$B$6:$S$6,0))))","v":""},{"$f":"IF(OFFSET(INDIRECT($C32),0,3)=0,\"\",IF(INDEX('Data Input Sheet'!$B$7:$S$116,MATCH('Review Inputs'!$C32,'Data Input Sheet'!$B$7:$B$116,0),MATCH('Review Inputs'!P$9,'Data Input Sheet'!$B$6:$S$6,0))=\"\",\"\",INDEX('Data Input Sheet'!$B$7:$S$116,MATCH('Review Inputs'!$C32,'Data Input Sheet'!$B$7:$B$116,0),MATCH('Review Inputs'!P$9,'Data Input Sheet'!$B$6:$S$6,0))))","v":""},{"$f":"IF(OFFSET(INDIRECT($C32),0,3)=0,\"\",IF(INDEX('Data Input Sheet'!$B$7:$S$116,MATCH('Review Inputs'!$C32,'Data Input Sheet'!$B$7:$B$116,0),MATCH('Review Inputs'!Q$9,'Data Input Sheet'!$B$6:$S$6,0))=\"\",\"\",INDEX('Data Input Sheet'!$B$7:$S$116,MATCH('Review Inputs'!$C32,'Data Input Sheet'!$B$7:$B$116,0),MATCH('Review Inputs'!Q$9,'Data Input Sheet'!$B$6:$S$6,0))))","v":""},null,null,null,"NO",null,null,"NO"]
[null,"p_input20","input20","NO","","Transmission Investment Time Deferred","yrs",{"$f":"IF(OFFSET(INDIRECT($C33),0,3)=0,\"\",IF(INDEX('Data Input Sheet'!$B$7:$S$116,MATCH('Review Inputs'!$C33,'Data Input Sheet'!$B$7:$B$116,0),MATCH('Review Inputs'!H$9,'Data Input Sheet'!$B$6:$S$6,0))=\"\",\"\",INDEX('Data Input Sheet'!$B$7:$S$116,MATCH('Review Inputs'!$C33,'Data Input Sheet'!$B$7:$B$116,0),MATCH('Review Inputs'!H$9,'Data Input Sheet'!$B$6:$S$6,0))))","v":""},{"$f":"IF(OFFSET(INDIRECT($C33),0,3)=0,\"\",IF(INDEX('Data Input Sheet'!$B$7:$S$116,MATCH('Review Inputs'!$C33,'Data Input Sheet'!$B$7:$B$116,0),MATCH('Review Inputs'!I$9,'Data Input Sheet'!$B$6:$S$6,0))=\"\",\"\",INDEX('Data Input Sheet'!$B$7:$S$116,MATCH('Review Inputs'!$C33,'Data Input Sheet'!$B$7:$B$116,0),MATCH('Review Inputs'!I$9,'Data Input Sheet'!$B$6:$S$6,0))))","v":""},{"$f":"IF(OFFSET(INDIRECT($C33),0,3)=0,\"\",IF(INDEX('Data Input Sheet'!$B$7:$S$116,MATCH('Review Inputs'!$C33,'Data Input Sheet'!$B$7:$B$116,0),MATCH('Review Inputs'!J$9,'Data Input Sheet'!$B$6:$S$6,0))=\"\",\"\",INDEX('Data Input Sheet'!$B$7:$S$116,MATCH('Review Inputs'!$C33,'Data Input Sheet'!$B$7:$B$116,0),MATCH('Review Inputs'!J$9,'Data Input Sheet'!$B$6:$S$6,0))))","v":""},{"$f":"IF(OFFSET(INDIRECT($C33),0,3)=0,\"\",IF(INDEX('Data Input Sheet'!$B$7:$S$116,MATCH('Review Inputs'!$C33,'Data Input Sheet'!$B$7:$B$116,0),MATCH('Review Inputs'!K$9,'Data Input Sheet'!$B$6:$S$6,0))=\"\",\"\",INDEX('Data Input Sheet'!$B$7:$S$116,MATCH('Review Inputs'!$C33,'Data Input Sheet'!$B$7:$B$116,0),MATCH('Review Inputs'!K$9,'Data Input Sheet'!$B$6:$S$6,0))))","v":""},{"$f":"IF(OFFSET(INDIRECT($C33),0,3)=0,\"\",IF(INDEX('Data Input Sheet'!$B$7:$S$116,MATCH('Review Inputs'!$C33,'Data Input Sheet'!$B$7:$B$116,0),MATCH('Review Inputs'!L$9,'Data Input Sheet'!$B$6:$S$6,0))=\"\",\"\",INDEX('Data Input Sheet'!$B$7:$S$116,MATCH('Review Inputs'!$C33,'Data Input Sheet'!$B$7:$B$116,0),MATCH('Review Inputs'!L$9,'Data Input Sheet'!$B$6:$S$6,0))))","v":""},{"$f":"IF(OFFSET(INDIRECT($C33),0,3)=0,\"\",IF(INDEX('Data Input Sheet'!$B$7:$S$116,MATCH('Review Inputs'!$C33,'Data Input Sheet'!$B$7:$B$116,0),MATCH('Review Inputs'!M$9,'Data Input Sheet'!$B$6:$S$6,0))=\"\",\"\",INDEX('Data Input Sheet'!$B$7:$S$116,MATCH('Review Inputs'!$C33,'Data Input Sheet'!$B$7:$B$116,0),MATCH('Review Inputs'!M$9,'Data Input Sheet'!$B$6:$S$6,0))))","v":""},{"$f":"IF(OFFSET(INDIRECT($C33),0,3)=0,\"\",IF(INDEX('Data Input Sheet'!$B$7:$S$116,MATCH('Review Inputs'!$C33,'Data Input Sheet'!$B$7:$B$116,0),MATCH('Review Inputs'!N$9,'Data Input Sheet'!$B$6:$S$6,0))=\"\",\"\",INDEX('Data Input Sheet'!$B$7:$S$116,MATCH('Review Inputs'!$C33,'Data Input Sheet'!$B$7:$B$116,0),MATCH('Review Inputs'!N$9,'Data Input Sheet'!$B$6:$S$6,0))))","v":""},{"$f":"IF(OFFSET(INDIRECT($C33),0,3)=0,\"\",IF(INDEX('Data Input Sheet'!$B$7:$S$116,MATCH('Review Inputs'!$C33,'Data Input Sheet'!$B$7:$B$116,0),MATCH('Review Inputs'!O$9,'Data Input Sheet'!$B$6:$S$6,0))=\"\",\"\",INDEX('Data Input Sheet'!$B$7:$S$116,MATCH('Review Inputs'!$C33,'Data Input Sheet'!$B$7:$B$116,0),MATCH('Review Inputs'!O$9,'Data Input Sheet'!$B$6:$S$6,0))))","v":""},{"$f":"IF(OFFSET(INDIRECT($C33),0,3)=0,\"\",IF(INDEX('Data Input Sheet'!$B$7:$S$116,MATCH('Review Inputs'!$C33,'Data Input Sheet'!$B$7:$B$116,0),MATCH('Review Inputs'!P$9,'Data Input Sheet'!$B$6:$S$6,0))=\"\",\"\",INDEX('Data Input Sheet'!$B$7:$S$116,MATCH('Review Inputs'!$C33,'Data Input Sheet'!$B$7:$B$116,0),MATCH('Review Inputs'!P$9,'Data Input Sheet'!$B$6:$S$6,0))))","v":""},{"$f":"IF(OFFSET(INDIRECT($C33),0,3)=0,\"\",IF(INDEX('Data Input Sheet'!$B$7:$S$116,MATCH('Review Inputs'!$C33,'Data Input Sheet'!$B$7:$B$116,0),MATCH('Review Inputs'!Q$9,'Data Input Sheet'!$B$6:$S$6,0))=\"\",\"\",INDEX('Data Input Sheet'!$B$7:$S$116,MATCH('Review Inputs'!$C33,'Data Input Sheet'!$B$7:$B$116,0),MATCH('Review Inputs'!Q$9,'Data Input Sheet'!$B$6:$S$6,0))))","v":""},null,null,null,"NO",null,null,"NO"]
[null,"p_input97","input97","NO","","Capital Carrying Charge of Distribution Upgrade","$",{"$f":"IF(OFFSET(INDIRECT($C34),0,3)=0,\"\",IF(INDEX('Data Input Sheet'!$B$7:$S$116,MATCH('Review Inputs'!$C34,'Data Input Sheet'!$B$7:$B$116,0),MATCH('Review Inputs'!H$9,'Data Input Sheet'!$B$6:$S$6,0))=\"\",\"\",INDEX('Data Input Sheet'!$B$7:$S$116,MATCH('Review Inputs'!$C34,'Data Input Sheet'!$B$7:$B$116,0),MATCH('Review Inputs'!H$9,'Data Input Sheet'!$B$6:$S$6,0))))","v":""},{"$f":"IF(OFFSET(INDIRECT($C34),0,3)=0,\"\",IF(INDEX('Data Input Sheet'!$B$7:$S$116,MATCH('Review Inputs'!$C34,'Data Input Sheet'!$B$7:$B$116,0),MATCH('Review Inputs'!I$9,'Data Input Sheet'!$B$6:$S$6,0))=\"\",\"\",INDEX('Data Input Sheet'!$B$7:$S$116,MATCH('Review Inputs'!$C34,'Data Input Sheet'!$B$7:$B$116,0),MATCH('Review Inputs'!I$9,'Data Input Sheet'!$B$6:$S$6,0))))","v":""},{"$f":"IF(OFFSET(INDIRECT($C34),0,3)=0,\"\",IF(INDEX('Data Input Sheet'!$B$7:$S$116,MATCH('Review Inputs'!$C34,'Data Input Sheet'!$B$7:$B$116,0),MATCH('Review Inputs'!J$9,'Data Input Sheet'!$B$6:$S$6,0))=\"\",\"\",INDEX('Data Input Sheet'!$B$7:$S$116,MATCH('Review Inputs'!$C34,'Data Input Sheet'!$B$7:$B$116,0),MATCH('Review Inputs'!J$9,'Data Input Sheet'!$B$6:$S$6,0))))","v":""},{"$f":"IF(OFFSET(INDIRECT($C34),0,3)=0,\"\",IF(INDEX('Data Input Sheet'!$B$7:$S$116,MATCH('Review Inputs'!$C34,'Data Input Sheet'!$B$7:$B$116,0),MATCH('Review Inputs'!K$9,'Data Input Sheet'!$B$6:$S$6,0))=\"\",\"\",INDEX('Data Input Sheet'!$B$7:$S$116,MATCH('Review Inputs'!$C34,'Data Input Sheet'!$B$7:$B$116,0),MATCH('Review Inputs'!K$9,'Data Input Sheet'!$B$6:$S$6,0))))","v":""},{"$f":"IF(OFFSET(INDIRECT($C34),0,3)=0,\"\",IF(INDEX('Data Input Sheet'!$B$7:$S$116,MATCH('Review Inputs'!$C34,'Data Input Sheet'!$B$7:$B$116,0),MATCH('Review Inputs'!L$9,'Data Input Sheet'!$B$6:$S$6,0))=\"\",\"\",INDEX('Data Input Sheet'!$B$7:$S$116,MATCH('Review Inputs'!$C34,'Data Input Sheet'!$B$7:$B$116,0),MATCH('Review Inputs'!L$9,'Data Input Sheet'!$B$6:$S$6,0))))","v":""},{"$f":"IF(OFFSET(INDIRECT($C34),0,3)=0,\"\",IF(INDEX('Data Input Sheet'!$B$7:$S$116,MATCH('Review Inputs'!$C34,'Data Input Sheet'!$B$7:$B$116,0),MATCH('Review Inputs'!M$9,'Data Input Sheet'!$B$6:$S$6,0))=\"\",\"\",INDEX('Data Input Sheet'!$B$7:$S$116,MATCH('Review Inputs'!$C34,'Data Input Sheet'!$B$7:$B$116,0),MATCH('Review Inputs'!M$9,'Data Input Sheet'!$B$6:$S$6,0))))","v":""},{"$f":"IF(OFFSET(INDIRECT($C34),0,3)=0,\"\",IF(INDEX('Data Input Sheet'!$B$7:$S$116,MATCH('Review Inputs'!$C34,'Data Input Sheet'!$B$7:$B$116,0),MATCH('Review Inputs'!N$9,'Data Input Sheet'!$B$6:$S$6,0))=\"\",\"\",INDEX('Data Input Sheet'!$B$7:$S$116,MATCH('Review Inputs'!$C34,'Data Input Sheet'!$B$7:$B$116,0),MATCH('Review Inputs'!N$9,'Data Input Sheet'!$B$6:$S$6,0))))","v":""},{"$f":"IF(OFFSET(INDIRECT($C34),0,3)=0,\"\",IF(INDEX('Data Input Sheet'!$B$7:$S$116,MATCH('Review Inputs'!$C34,'Data Input Sheet'!$B$7:$B$116,0),MATCH('Review Inputs'!O$9,'Data Input Sheet'!$B$6:$S$6,0))=\"\",\"\",INDEX('Data Input Sheet'!$B$7:$S$116,MATCH('Review Inputs'!$C34,'Data Input Sheet'!$B$7:$B$116,0),MATCH('Review Inputs'!O$9,'Data Input Sheet'!$B$6:$S$6,0))))","v":""},{"$f":"IF(OFFSET(INDIRECT($C34),0,3)=0,\"\",IF(INDEX('Data Input Sheet'!$B$7:$S$116,MATCH('Review Inputs'!$C34,'Data Input Sheet'!$B$7:$B$116,0),MATCH('Review Inputs'!P$9,'Data Input Sheet'!$B$6:$S$6,0))=\"\",\"\",INDEX('Data Input Sheet'!$B$7:$S$116,MATCH('Review Inputs'!$C34,'Data Input Sheet'!$B$7:$B$116,0),MATCH('Review Inputs'!P$9,'Data Input Sheet'!$B$6:$S$6,0))))","v":""},{"$f":"IF(OFFSET(INDIRECT($C34),0,3)=0,\"\",IF(INDEX('Data Input Sheet'!$B$7:$S$116,MATCH('Review Inputs'!$C34,'Data Input Sheet'!$B$7:$B$116,0),MATCH('Review Inputs'!Q$9,'Data Input Sheet'!$B$6:$S$6,0))=\"\",\"\",INDEX('Data Input Sheet'!$B$7:$S$116,MATCH('Review Inputs'!$C34,'Data Input Sheet'!$B$7:$B$116,0),MATCH('Review Inputs'!Q$9,'Data Input Sheet'!$B$6:$S$6,0))))","v":""},null,null,null,"YES",null,null,"NO"]
[null,"p_input98","input98","NO","","Distribution Investment Time Deferred","yrs",{"$f":"IF(OFFSET(INDIRECT($C35),0,3)=0,\"\",IF(INDEX('Data Input Sheet'!$B$7:$S$116,MATCH('Review Inputs'!$C35,'Data Input Sheet'!$B$7:$B$116,0),MATCH('Review Inputs'!H$9,'Data Input Sheet'!$B$6:$S$6,0))=\"\",\"\",INDEX('Data Input Sheet'!$B$7:$S$116,MATCH('Review Inputs'!$C35,'Data Input Sheet'!$B$7:$B$116,0),MATCH('Review Inputs'!H$9,'Data Input Sheet'!$B$6:$S$6,0))))","v":""},{"$f":"IF(OFFSET(INDIRECT($C35),0,3)=0,\"\",IF(INDEX('Data Input Sheet'!$B$7:$S$116,MATCH('Review Inputs'!$C35,'Data Input Sheet'!$B$7:$B$116,0),MATCH('Review Inputs'!I$9,'Data Input Sheet'!$B$6:$S$6,0))=\"\",\"\",INDEX('Data Input Sheet'!$B$7:$S$116,MATCH('Review Inputs'!$C35,'Data Input Sheet'!$B$7:$B$116,0),MATCH('Review Inputs'!I$9,'Data Input Sheet'!$B$6:$S$6,0))))","v":""},{"$f":"IF(OFFSET(INDIRECT($C35),0,3)=0,\"\",IF(INDEX('Data Input Sheet'!$B$7:$S$116,MATCH('Review Inputs'!$C35,'Data Input Sheet'!$B$7:$B$116,0),MATCH('Review Inputs'!J$9,'Data Input Sheet'!$B$6:$S$6,0))=\"\",\"\",INDEX('Data Input Sheet'!$B$7:$S$116,MATCH('Review Inputs'!$C35,'Data Input Sheet'!$B$7:$B$116,0),MATCH('Review Inputs'!J$9,'Data Input Sheet'!$B$6:$S$6,0))))","v":""},{"$f":"IF(OFFSET(INDIRECT($C35),0,3)=0,\"\",IF(INDEX('Data Input Sheet'!$B$7:$S$116,MATCH('Review Inputs'!$C35,'Data Input Sheet'!$B$7:$B$116,0),MATCH('Review Inputs'!K$9,'Data Input Sheet'!$B$6:$S$6,0))=\"\",\"\",INDEX('Data Input Sheet'!$B$7:$S$116,MATCH('Review Inputs'!$C35,'Data Input Sheet'!$B$7:$B$116,0),MATCH('Review Inputs'!K$9,'Data Input Sheet'!$B$6:$S$6,0))))","v":""},{"$f":"IF(OFFSET(INDIRECT($C35),0,3)=0,\"\",IF(INDEX('Data Input Sheet'!$B$7:$S$116,MATCH('Review Inputs'!$C35,'Data Input Sheet'!$B$7:$B$116,0),MATCH('Review Inputs'!L$9,'Data Input Sheet'!$B$6:$S$6,0))=\"\",\"\",INDEX('Data Input Sheet'!$B$7:$S$116,MATCH('Review Inputs'!$C35,'Data Input Sheet'!$B$7:$B$116,0),MATCH('Review Inputs'!L$9,'Data Input Sheet'!$B$6:$S$6,0))))","v":""},{"$f":"IF(OFFSET(INDIRECT($C35),0,3)=0,\"\",IF(INDEX('Data Input Sheet'!$B$7:$S$116,MATCH('Review Inputs'!$C35,'Data Input Sheet'!$B$7:$B$116,0),MATCH('Review Inputs'!M$9,'Data Input Sheet'!$B$6:$S$6,0))=\"\",\"\",INDEX('Data Input Sheet'!$B$7:$S$116,MATCH('Review Inputs'!$C35,'Data Input Sheet'!$B$7:$B$116,0),MATCH('Review Inputs'!M$9,'Data Input Sheet'!$B$6:$S$6,0))))","v":""},{"$f":"IF(OFFSET(INDIRECT($C35),0,3)=0,\"\",IF(INDEX('Data Input Sheet'!$B$7:$S$116,MATCH('Review Inputs'!$C35,'Data Input Sheet'!$B$7:$B$116,0),MATCH('Review Inputs'!N$9,'Data Input Sheet'!$B$6:$S$6,0))=\"\",\"\",INDEX('Data Input Sheet'!$B$7:$S$116,MATCH('Review Inputs'!$C35,'Data Input Sheet'!$B$7:$B$116,0),MATCH('Review Inputs'!N$9,'Data Input Sheet'!$B$6:$S$6,0))))","v":""},{"$f":"IF(OFFSET(INDIRECT($C35),0,3)=0,\"\",IF(INDEX('Data Input Sheet'!$B$7:$S$116,MATCH('Review Inputs'!$C35,'Data Input Sheet'!$B$7:$B$116,0),MATCH('Review Inputs'!O$9,'Data Input Sheet'!$B$6:$S$6,0))=\"\",\"\",INDEX('Data Input Sheet'!$B$7:$S$116,MATCH('Review Inputs'!$C35,'Data Input Sheet'!$B$7:$B$116,0),MATCH('Review Inputs'!O$9,'Data Input Sheet'!$B$6:$S$6,0))))","v":""},{"$f":"IF(OFFSET(INDIRECT($C35),0,3)=0,\"\",IF(INDEX('Data Input Sheet'!$B$7:$S$116,MATCH('Review Inputs'!$C35,'Data Input Sheet'!$B$7:$B$116,0),MATCH('Review Inputs'!P$9,'Data Input Sheet'!$B$6:$S$6,0))=\"\",\"\",INDEX('Data Input Sheet'!$B$7:$S$116,MATCH('Review Inputs'!$C35,'Data Input Sheet'!$B$7:$B$116,0),MATCH('Review Inputs'!P$9,'Data Input Sheet'!$B$6:$S$6,0))))","v":""},{"$f":"IF(OFFSET(INDIRECT($C35),0,3)=0,\"\",IF(INDEX('Data Input Sheet'!$B$7:$S$116,MATCH('Review Inputs'!$C35,'Data Input Sheet'!$B$7:$B$116,0),MATCH('Review Inputs'!Q$9,'Data Input Sheet'!$B$6:$S$6,0))=\"\",\"\",INDEX('Data Input Sheet'!$B$7:$S$116,MATCH('Review Inputs'!$C35,'Data Input Sheet'!$B$7:$B$116,0),MATCH('Review Inputs'!Q$9,'Data Input Sheet'!$B$6:$S$6,0))))","v":""},null,null,null,"YES",null,null,"NO"]
[null,"p_input21","input21","NO","","Capital Replacement of Failed Equipment","$",{"$f":"IF(OFFSET(INDIRECT($C36),0,3)=0,\"\",IF(INDEX('Data Input Sheet'!$B$7:$S$116,MATCH('Review Inputs'!$C36,'Data Input Sheet'!$B$7:$B$116,0),MATCH('Review Inputs'!H$9,'Data Input Sheet'!$B$6:$S$6,0))=\"\",\"\",INDEX('Data Input Sheet'!$B$7:$S$116,MATCH('Review Inputs'!$C36,'Data Input Sheet'!$B$7:$B$116,0),MATCH('Review Inputs'!H$9,'Data Input Sheet'!$B$6:$S$6,0))))","v":""},{"$f":"IF(OFFSET(INDIRECT($C36),0,3)=0,\"\",IF(INDEX('Data Input Sheet'!$B$7:$S$116,MATCH('Review Inputs'!$C36,'Data Input Sheet'!$B$7:$B$116,0),MATCH('Review Inputs'!I$9,'Data Input Sheet'!$B$6:$S$6,0))=\"\",\"\",INDEX('Data Input Sheet'!$B$7:$S$116,MATCH('Review Inputs'!$C36,'Data Input Sheet'!$B$7:$B$116,0),MATCH('Review Inputs'!I$9,'Data Input Sheet'!$B$6:$S$6,0))))","v":""},{"$f":"IF(OFFSET(INDIRECT($C36),0,3)=0,\"\",IF(INDEX('Data Input Sheet'!$B$7:$S$116,MATCH('Review Inputs'!$C36,'Data Input Sheet'!$B$7:$B$116,0),MATCH('Review Inputs'!J$9,'Data Input Sheet'!$B$6:$S$6,0))=\"\",\"\",INDEX('Data Input Sheet'!$B$7:$S$116,MATCH('Review Inputs'!$C36,'Data Input Sheet'!$B$7:$B$116,0),MATCH('Review Inputs'!J$9,'Data Input Sheet'!$B$6:$S$6,0))))","v":""},{"$f":"IF(OFFSET(INDIRECT($C36),0,3)=0,\"\",IF(INDEX('Data Input Sheet'!$B$7:$S$116,MATCH('Review Inputs'!$C36,'Data Input Sheet'!$B$7:$B$116,0),MATCH('Review Inputs'!K$9,'Data Input Sheet'!$B$6:$S$6,0))=\"\",\"\",INDEX('Data Input Sheet'!$B$7:$S$116,MATCH('Review Inputs'!$C36,'Data Input Sheet'!$B$7:$B$116,0),MATCH('Review Inputs'!K$9,'Data Input Sheet'!$B$6:$S$6,0))))","v":""},{"$f":"IF(OFFSET(INDIRECT($C36),0,3)=0,\"\",IF(INDEX('Data Input Sheet'!$B$7:$S$116,MATCH('Review Inputs'!$C36,'Data Input Sheet'!$B$7:$B$116,0),MATCH('Review Inputs'!L$9,'Data Input Sheet'!$B$6:$S$6,0))=\"\",\"\",INDEX('Data Input Sheet'!$B$7:$S$116,MATCH('Review Inputs'!$C36,'Data Input Sheet'!$B$7:$B$116,0),MATCH('Review Inputs'!L$9,'Data Input Sheet'!$B$6:$S$6,0))))","v":""},{"$f":"IF(OFFSET(INDIRECT($C36),0,3)=0,\"\",IF(INDEX('Data Input Sheet'!$B$7:$S$116,MATCH('Review Inputs'!$C36,'Data Input Sheet'!$B$7:$B$116,0),MATCH('Review Inputs'!M$9,'Data Input Sheet'!$B$6:$S$6,0))=\"\",\"\",INDEX('Data Input Sheet'!$B$7:$S$116,MATCH('Review Inputs'!$C36,'Data Input Sheet'!$B$7:$B$116,0),MATCH('Review Inputs'!M$9,'Data Input Sheet'!$B$6:$S$6,0))))","v":""},{"$f":"IF(OFFSET(INDIRECT($C36),0,3)=0,\"\",IF(INDEX('Data Input Sheet'!$B$7:$S$116,MATCH('Review Inputs'!$C36,'Data Input Sheet'!$B$7:$B$116,0),MATCH('Review Inputs'!N$9,'Data Input Sheet'!$B$6:$S$6,0))=\"\",\"\",INDEX('Data Input Sheet'!$B$7:$S$116,MATCH('Review Inputs'!$C36,'Data Input Sheet'!$B$7:$B$116,0),MATCH('Review Inputs'!N$9,'Data Input Sheet'!$B$6:$S$6,0))))","v":""},{"$f":"IF(OFFSET(INDIRECT($C36),0,3)=0,\"\",IF(INDEX('Data Input Sheet'!$B$7:$S$116,MATCH('Review Inputs'!$C36,'Data Input Sheet'!$B$7:$B$116,0),MATCH('Review Inputs'!O$9,'Data Input Sheet'!$B$6:$S$6,0))=\"\",\"\",INDEX('Data Input Sheet'!$B$7:$S$116,MATCH('Review Inputs'!$C36,'Data Input Sheet'!$B$7:$B$116,0),MATCH('Review Inputs'!O$9,'Data Input Sheet'!$B$6:$S$6,0))))","v":""},{"$f":"IF(OFFSET(INDIRECT($C36),0,3)=0,\"\",IF(INDEX('Data Input Sheet'!$B$7:$S$116,MATCH('Review Inputs'!$C36,'Data Input Sheet'!$B$7:$B$116,0),MATCH('Review Inputs'!P$9,'Data Input Sheet'!$B$6:$S$6,0))=\"\",\"\",INDEX('Data Input Sheet'!$B$7:$S$116,MATCH('Review Inputs'!$C36,'Data Input Sheet'!$B$7:$B$116,0),MATCH('Review Inputs'!P$9,'Data Input Sheet'!$B$6:$S$6,0))))","v":""},{"$f":"IF(OFFSET(INDIRECT($C36),0,3)=0,\"\",IF(INDEX('Data Input Sheet'!$B$7:$S$116,MATCH('Review Inputs'!$C36,'Data Input Sheet'!$B$7:$B$116,0),MATCH('Review Inputs'!Q$9,'Data Input Sheet'!$B$6:$S$6,0))=\"\",\"\",INDEX('Data Input Sheet'!$B$7:$S$116,MATCH('Review Inputs'!$C36,'Data Input Sheet'!$B$7:$B$116,0),MATCH('Review Inputs'!Q$9,'Data Input Sheet'!$B$6:$S$6,0))))","v":""},null,null,null,"YES",null,null,"NO"]
[null,"p_input22","input22","NO","","Portion Caused by Fault Current or Overloaded Equipment ","%",{"$f":"IF(OFFSET(INDIRECT($C37),0,3)=0,\"\",IF(INDEX('Data Input Sheet'!$B$7:$S$116,MATCH('Review Inputs'!$C37,'Data Input Sheet'!$B$7:$B$116,0),MATCH('Review Inputs'!H$9,'Data Input Sheet'!$B$6:$S$6,0))=\"\",\"\",INDEX('Data Input Sheet'!$B$7:$S$116,MATCH('Review Inputs'!$C37,'Data Input Sheet'!$B$7:$B$116,0),MATCH('Review Inputs'!H$9,'Data Input Sheet'!$B$6:$S$6,0))))","v":""},{"$f":"IF(OFFSET(INDIRECT($C37),0,3)=0,\"\",IF(INDEX('Data Input Sheet'!$B$7:$S$116,MATCH('Review Inputs'!$C37,'Data Input Sheet'!$B$7:$B$116,0),MATCH('Review Inputs'!I$9,'Data Input Sheet'!$B$6:$S$6,0))=\"\",\"\",INDEX('Data Input Sheet'!$B$7:$S$116,MATCH('Review Inputs'!$C37,'Data Input Sheet'!$B$7:$B$116,0),MATCH('Review Inputs'!I$9,'Data Input Sheet'!$B$6:$S$6,0))))","v":""},{"$f":"IF(OFFSET(INDIRECT($C37),0,3)=0,\"\",IF(INDEX('Data Input Sheet'!$B$7:$S$116,MATCH('Review Inputs'!$C37,'Data Input Sheet'!$B$7:$B$116,0),MATCH('Review Inputs'!J$9,'Data Input Sheet'!$B$6:$S$6,0))=\"\",\"\",INDEX('Data Input Sheet'!$B$7:$S$116,MATCH('Review Inputs'!$C37,'Data Input Sheet'!$B$7:$B$116,0),MATCH('Review Inputs'!J$9,'Data Input Sheet'!$B$6:$S$6,0))))","v":""},{"$f":"IF(OFFSET(INDIRECT($C37),0,3)=0,\"\",IF(INDEX('Data Input Sheet'!$B$7:$S$116,MATCH('Review Inputs'!$C37,'Data Input Sheet'!$B$7:$B$116,0),MATCH('Review Inputs'!K$9,'Data Input Sheet'!$B$6:$S$6,0))=\"\",\"\",INDEX('Data Input Sheet'!$B$7:$S$116,MATCH('Review Inputs'!$C37,'Data Input Sheet'!$B$7:$B$116,0),MATCH('Review Inputs'!K$9,'Data Input Sheet'!$B$6:$S$6,0))))","v":""},{"$f":"IF(OFFSET(INDIRECT($C37),0,3)=0,\"\",IF(INDEX('Data Input Sheet'!$B$7:$S$116,MATCH('Review Inputs'!$C37,'Data Input Sheet'!$B$7:$B$116,0),MATCH('Review Inputs'!L$9,'Data Input Sheet'!$B$6:$S$6,0))=\"\",\"\",INDEX('Data Input Sheet'!$B$7:$S$116,MATCH('Review Inputs'!$C37,'Data Input Sheet'!$B$7:$B$116,0),MATCH('Review Inputs'!L$9,'Data Input Sheet'!$B$6:$S$6,0))))","v":""},{"$f":"IF(OFFSET(INDIRECT($C37),0,3)=0,\"\",IF(INDEX('Data Input Sheet'!$B$7:$S$116,MATCH('Review Inputs'!$C37,'Data Input Sheet'!$B$7:$B$116,0),MATCH('Review Inputs'!M$9,'Data Input Sheet'!$B$6:$S$6,0))=\"\",\"\",INDEX('Data Input Sheet'!$B$7:$S$116,MATCH('Review Inputs'!$C37,'Data Input Sheet'!$B$7:$B$116,0),MATCH('Review Inputs'!M$9,'Data Input Sheet'!$B$6:$S$6,0))))","v":""},{"$f":"IF(OFFSET(INDIRECT($C37),0,3)=0,\"\",IF(INDEX('Data Input Sheet'!$B$7:$S$116,MATCH('Review Inputs'!$C37,'Data Input Sheet'!$B$7:$B$116,0),MATCH('Review Inputs'!N$9,'Data Input Sheet'!$B$6:$S$6,0))=\"\",\"\",INDEX('Data Input Sheet'!$B$7:$S$116,MATCH('Review Inputs'!$C37,'Data Input Sheet'!$B$7:$B$116,0),MATCH('Review Inputs'!N$9,'Data Input Sheet'!$B$6:$S$6,0))))","v":""},{"$f":"IF(OFFSET(INDIRECT($C37),0,3)=0,\"\",IF(INDEX('Data Input Sheet'!$B$7:$S$116,MATCH('Review Inputs'!$C37,'Data Input Sheet'!$B$7:$B$116,0),MATCH('Review Inputs'!O$9,'Data Input Sheet'!$B$6:$S$6,0))=\"\",\"\",INDEX('Data Input Sheet'!$B$7:$S$116,MATCH('Review Inputs'!$C37,'Data Input Sheet'!$B$7:$B$116,0),MATCH('Review Inputs'!O$9,'Data Input Sheet'!$B$6:$S$6,0))))","v":""},{"$f":"IF(OFFSET(INDIRECT($C37),0,3)=0,\"\",IF(INDEX('Data Input Sheet'!$B$7:$S$116,MATCH('Review Inputs'!$C37,'Data Input Sheet'!$B$7:$B$116,0),MATCH('Review Inputs'!P$9,'Data Input Sheet'!$B$6:$S$6,0))=\"\",\"\",INDEX('Data Input Sheet'!$B$7:$S$116,MATCH('Review Inputs'!$C37,'Data Input Sheet'!$B$7:$B$116,0),MATCH('Review Inputs'!P$9,'Data Input Sheet'!$B$6:$S$6,0))))","v":""},{"$f":"IF(OFFSET(INDIRECT($C37),0,3)=0,\"\",IF(INDEX('Data Input Sheet'!$B$7:$S$116,MATCH('Review Inputs'!$C37,'Data Input Sheet'!$B$7:$B$116,0),MATCH('Review Inputs'!Q$9,'Data Input Sheet'!$B$6:$S$6,0))=\"\",\"\",INDEX('Data Input Sheet'!$B$7:$S$116,MATCH('Review Inputs'!$C37,'Data Input Sheet'!$B$7:$B$116,0),MATCH('Review Inputs'!Q$9,'Data Input Sheet'!$B$6:$S$6,0))))","v":""},null,null,null,"NO",null,null,"NO"]
[null,"p_input23","input23","NO","","Portion Caused by Lack of Condition Diagnosis","%",{"$f":"IF(OFFSET(INDIRECT($C38),0,3)=0,\"\",IF(INDEX('Data Input Sheet'!$B$7:$S$116,MATCH('Review Inputs'!$C38,'Data Input Sheet'!$B$7:$B$116,0),MATCH('Review Inputs'!H$9,'Data Input Sheet'!$B$6:$S$6,0))=\"\",\"\",INDEX('Data Input Sheet'!$B$7:$S$116,MATCH('Review Inputs'!$C38,'Data Input Sheet'!$B$7:$B$116,0),MATCH('Review Inputs'!H$9,'Data Input Sheet'!$B$6:$S$6,0))))","v":""},{"$f":"IF(OFFSET(INDIRECT($C38),0,3)=0,\"\",IF(INDEX('Data Input Sheet'!$B$7:$S$116,MATCH('Review Inputs'!$C38,'Data Input Sheet'!$B$7:$B$116,0),MATCH('Review Inputs'!I$9,'Data Input Sheet'!$B$6:$S$6,0))=\"\",\"\",INDEX('Data Input Sheet'!$B$7:$S$116,MATCH('Review Inputs'!$C38,'Data Input Sheet'!$B$7:$B$116,0),MATCH('Review Inputs'!I$9,'Data Input Sheet'!$B$6:$S$6,0))))","v":""},{"$f":"IF(OFFSET(INDIRECT($C38),0,3)=0,\"\",IF(INDEX('Data Input Sheet'!$B$7:$S$116,MATCH('Review Inputs'!$C38,'Data Input Sheet'!$B$7:$B$116,0),MATCH('Review Inputs'!J$9,'Data Input Sheet'!$B$6:$S$6,0))=\"\",\"\",INDEX('Data Input Sheet'!$B$7:$S$116,MATCH('Review Inputs'!$C38,'Data Input Sheet'!$B$7:$B$116,0),MATCH('Review Inputs'!J$9,'Data Input Sheet'!$B$6:$S$6,0))))","v":""},{"$f":"IF(OFFSET(INDIRECT($C38),0,3)=0,\"\",IF(INDEX('Data Input Sheet'!$B$7:$S$116,MATCH('Review Inputs'!$C38,'Data Input Sheet'!$B$7:$B$116,0),MATCH('Review Inputs'!K$9,'Data Input Sheet'!$B$6:$S$6,0))=\"\",\"\",INDEX('Data Input Sheet'!$B$7:$S$116,MATCH('Review Inputs'!$C38,'Data Input Sheet'!$B$7:$B$116,0),MATCH('Review Inputs'!K$9,'Data Input Sheet'!$B$6:$S$6,0))))","v":""},{"$f":"IF(OFFSET(INDIRECT($C38),0,3)=0,\"\",IF(INDEX('Data Input Sheet'!$B$7:$S$116,MATCH('Review Inputs'!$C38,'Data Input Sheet'!$B$7:$B$116,0),MATCH('Review Inputs'!L$9,'Data Input Sheet'!$B$6:$S$6,0))=\"\",\"\",INDEX('Data Input Sheet'!$B$7:$S$116,MATCH('Review Inputs'!$C38,'Data Input Sheet'!$B$7:$B$116,0),MATCH('Review Inputs'!L$9,'Data Input Sheet'!$B$6:$S$6,0))))","v":""},{"$f":"IF(OFFSET(INDIRECT($C38),0,3)=0,\"\",IF(INDEX('Data Input Sheet'!$B$7:$S$116,MATCH('Review Inputs'!$C38,'Data Input Sheet'!$B$7:$B$116,0),MATCH('Review Inputs'!M$9,'Data Input Sheet'!$B$6:$S$6,0))=\"\",\"\",INDEX('Data Input Sheet'!$B$7:$S$116,MATCH('Review Inputs'!$C38,'Data Input Sheet'!$B$7:$B$116,0),MATCH('Review Inputs'!M$9,'Data Input Sheet'!$B$6:$S$6,0))))","v":""},{"$f":"IF(OFFSET(INDIRECT($C38),0,3)=0,\"\",IF(INDEX('Data Input Sheet'!$B$7:$S$116,MATCH('Review Inputs'!$C38,'Data Input Sheet'!$B$7:$B$116,0),MATCH('Review Inputs'!N$9,'Data Input Sheet'!$B$6:$S$6,0))=\"\",\"\",INDEX('Data Input Sheet'!$B$7:$S$116,MATCH('Review Inputs'!$C38,'Data Input Sheet'!$B$7:$B$116,0),MATCH('Review Inputs'!N$9,'Data Input Sheet'!$B$6:$S$6,0))))","v":""},{"$f":"IF(OFFSET(INDIRECT($C38),0,3)=0,\"\",IF(INDEX('Data Input Sheet'!$B$7:$S$116,MATCH('Review Inputs'!$C38,'Data Input Sheet'!$B$7:$B$116,0),MATCH('Review Inputs'!O$9,'Data Input Sheet'!$B$6:$S$6,0))=\"\",\"\",INDEX('Data Input Sheet'!$B$7:$S$116,MATCH('Review Inputs'!$C38,'Data Input Sheet'!$B$7:$B$116,0),MATCH('Review Inputs'!O$9,'Data Input Sheet'!$B$6:$S$6,0))))","v":""},{"$f":"IF(OFFSET(INDIRECT($C38),0,3)=0,\"\",IF(INDEX('Data Input Sheet'!$B$7:$S$116,MATCH('Review Inputs'!$C38,'Data Input Sheet'!$B$7:$B$116,0),MATCH('Review Inputs'!P$9,'Data Input Sheet'!$B$6:$S$6,0))=\"\",\"\",INDEX('Data Input Sheet'!$B$7:$S$116,MATCH('Review Inputs'!$C38,'Data Input Sheet'!$B$7:$B$116,0),MATCH('Review Inputs'!P$9,'Data Input Sheet'!$B$6:$S$6,0))))","v":""},{"$f":"IF(OFFSET(INDIRECT($C38),0,3)=0,\"\",IF(INDEX('Data Input Sheet'!$B$7:$S$116,MATCH('Review Inputs'!$C38,'Data Input Sheet'!$B$7:$B$116,0),MATCH('Review Inputs'!Q$9,'Data Input Sheet'!$B$6:$S$6,0))=\"\",\"\",INDEX('Data Input Sheet'!$B$7:$S$116,MATCH('Review Inputs'!$C38,'Data Input Sheet'!$B$7:$B$116,0),MATCH('Review Inputs'!Q$9,'Data Input Sheet'!$B$6:$S$6,0))))","v":""},null,null,null,"YES",null,null,"NO"]
[null,"p_input47","input47","NO","","Total Transmission Equipment Maintenance Cost","$",{"$f":"IF(OFFSET(INDIRECT($C39),0,3)=0,\"\",IF(INDEX('Data Input Sheet'!$B$7:$S$116,MATCH('Review Inputs'!$C39,'Data Input Sheet'!$B$7:$B$116,0),MATCH('Review Inputs'!H$9,'Data Input Sheet'!$B$6:$S$6,0))=\"\",\"\",INDEX('Data Input Sheet'!$B$7:$S$116,MATCH('Review Inputs'!$C39,'Data Input Sheet'!$B$7:$B$116,0),MATCH('Review Inputs'!H$9,'Data Input Sheet'!$B$6:$S$6,0))))","v":""},{"$f":"IF(OFFSET(INDIRECT($C39),0,3)=0,\"\",IF(INDEX('Data Input Sheet'!$B$7:$S$116,MATCH('Review Inputs'!$C39,'Data Input Sheet'!$B$7:$B$116,0),MATCH('Review Inputs'!I$9,'Data Input Sheet'!$B$6:$S$6,0))=\"\",\"\",INDEX('Data Input Sheet'!$B$7:$S$116,MATCH('Review Inputs'!$C39,'Data Input Sheet'!$B$7:$B$116,0),MATCH('Review Inputs'!I$9,'Data Input Sheet'!$B$6:$S$6,0))))","v":""},{"$f":"IF(OFFSET(INDIRECT($C39),0,3)=0,\"\",IF(INDEX('Data Input Sheet'!$B$7:$S$116,MATCH('Review Inputs'!$C39,'Data Input Sheet'!$B$7:$B$116,0),MATCH('Review Inputs'!J$9,'Data Input Sheet'!$B$6:$S$6,0))=\"\",\"\",INDEX('Data Input Sheet'!$B$7:$S$116,MATCH('Review Inputs'!$C39,'Data Input Sheet'!$B$7:$B$116,0),MATCH('Review Inputs'!J$9,'Data Input Sheet'!$B$6:$S$6,0))))","v":""},{"$f":"IF(OFFSET(INDIRECT($C39),0,3)=0,\"\",IF(INDEX('Data Input Sheet'!$B$7:$S$116,MATCH('Review Inputs'!$C39,'Data Input Sheet'!$B$7:$B$116,0),MATCH('Review Inputs'!K$9,'Data Input Sheet'!$B$6:$S$6,0))=\"\",\"\",INDEX('Data Input Sheet'!$B$7:$S$116,MATCH('Review Inputs'!$C39,'Data Input Sheet'!$B$7:$B$116,0),MATCH('Review Inputs'!K$9,'Data Input Sheet'!$B$6:$S$6,0))))","v":""},{"$f":"IF(OFFSET(INDIRECT($C39),0,3)=0,\"\",IF(INDEX('Data Input Sheet'!$B$7:$S$116,MATCH('Review Inputs'!$C39,'Data Input Sheet'!$B$7:$B$116,0),MATCH('Review Inputs'!L$9,'Data Input Sheet'!$B$6:$S$6,0))=\"\",\"\",INDEX('Data Input Sheet'!$B$7:$S$116,MATCH('Review Inputs'!$C39,'Data Input Sheet'!$B$7:$B$116,0),MATCH('Review Inputs'!L$9,'Data Input Sheet'!$B$6:$S$6,0))))","v":""},{"$f":"IF(OFFSET(INDIRECT($C39),0,3)=0,\"\",IF(INDEX('Data Input Sheet'!$B$7:$S$116,MATCH('Review Inputs'!$C39,'Data Input Sheet'!$B$7:$B$116,0),MATCH('Review Inputs'!M$9,'Data Input Sheet'!$B$6:$S$6,0))=\"\",\"\",INDEX('Data Input Sheet'!$B$7:$S$116,MATCH('Review Inputs'!$C39,'Data Input Sheet'!$B$7:$B$116,0),MATCH('Review Inputs'!M$9,'Data Input Sheet'!$B$6:$S$6,0))))","v":""},{"$f":"IF(OFFSET(INDIRECT($C39),0,3)=0,\"\",IF(INDEX('Data Input Sheet'!$B$7:$S$116,MATCH('Review Inputs'!$C39,'Data Input Sheet'!$B$7:$B$116,0),MATCH('Review Inputs'!N$9,'Data Input Sheet'!$B$6:$S$6,0))=\"\",\"\",INDEX('Data Input Sheet'!$B$7:$S$116,MATCH('Review Inputs'!$C39,'Data Input Sheet'!$B$7:$B$116,0),MATCH('Review Inputs'!N$9,'Data Input Sheet'!$B$6:$S$6,0))))","v":""},{"$f":"IF(OFFSET(INDIRECT($C39),0,3)=0,\"\",IF(INDEX('Data Input Sheet'!$B$7:$S$116,MATCH('Review Inputs'!$C39,'Data Input Sheet'!$B$7:$B$116,0),MATCH('Review Inputs'!O$9,'Data Input Sheet'!$B$6:$S$6,0))=\"\",\"\",INDEX('Data Input Sheet'!$B$7:$S$116,MATCH('Review Inputs'!$C39,'Data Input Sheet'!$B$7:$B$116,0),MATCH('Review Inputs'!O$9,'Data Input Sheet'!$B$6:$S$6,0))))","v":""},{"$f":"IF(OFFSET(INDIRECT($C39),0,3)=0,\"\",IF(INDEX('Data Input Sheet'!$B$7:$S$116,MATCH('Review Inputs'!$C39,'Data Input Sheet'!$B$7:$B$116,0),MATCH('Review Inputs'!P$9,'Data Input Sheet'!$B$6:$S$6,0))=\"\",\"\",INDEX('Data Input Sheet'!$B$7:$S$116,MATCH('Review Inputs'!$C39,'Data Input Sheet'!$B$7:$B$116,0),MATCH('Review Inputs'!P$9,'Data Input Sheet'!$B$6:$S$6,0))))","v":""},{"$f":"IF(OFFSET(INDIRECT($C39),0,3)=0,\"\",IF(INDEX('Data Input Sheet'!$B$7:$S$116,MATCH('Review Inputs'!$C39,'Data Input Sheet'!$B$7:$B$116,0),MATCH('Review Inputs'!Q$9,'Data Input Sheet'!$B$6:$S$6,0))=\"\",\"\",INDEX('Data Input Sheet'!$B$7:$S$116,MATCH('Review Inputs'!$C39,'Data Input Sheet'!$B$7:$B$116,0),MATCH('Review Inputs'!Q$9,'Data Input Sheet'!$B$6:$S$6,0))))","v":""},null,null,null,"NO",null,null,"NO"]
[null,"p_input24","input24","NO","","Total Distribution Equipment Maintenance Cost","$",{"$f":"IF(OFFSET(INDIRECT($C40),0,3)=0,\"\",IF(INDEX('Data Input Sheet'!$B$7:$S$116,MATCH('Review Inputs'!$C40,'Data Input Sheet'!$B$7:$B$116,0),MATCH('Review Inputs'!H$9,'Data Input Sheet'!$B$6:$S$6,0))=\"\",\"\",INDEX('Data Input Sheet'!$B$7:$S$116,MATCH('Review Inputs'!$C40,'Data Input Sheet'!$B$7:$B$116,0),MATCH('Review Inputs'!H$9,'Data Input Sheet'!$B$6:$S$6,0))))","v":""},{"$f":"IF(OFFSET(INDIRECT($C40),0,3)=0,\"\",IF(INDEX('Data Input Sheet'!$B$7:$S$116,MATCH('Review Inputs'!$C40,'Data Input Sheet'!$B$7:$B$116,0),MATCH('Review Inputs'!I$9,'Data Input Sheet'!$B$6:$S$6,0))=\"\",\"\",INDEX('Data Input Sheet'!$B$7:$S$116,MATCH('Review Inputs'!$C40,'Data Input Sheet'!$B$7:$B$116,0),MATCH('Review Inputs'!I$9,'Data Input Sheet'!$B$6:$S$6,0))))","v":""},{"$f":"IF(OFFSET(INDIRECT($C40),0,3)=0,\"\",IF(INDEX('Data Input Sheet'!$B$7:$S$116,MATCH('Review Inputs'!$C40,'Data Input Sheet'!$B$7:$B$116,0),MATCH('Review Inputs'!J$9,'Data Input Sheet'!$B$6:$S$6,0))=\"\",\"\",INDEX('Data Input Sheet'!$B$7:$S$116,MATCH('Review Inputs'!$C40,'Data Input Sheet'!$B$7:$B$116,0),MATCH('Review Inputs'!J$9,'Data Input Sheet'!$B$6:$S$6,0))))","v":""},{"$f":"IF(OFFSET(INDIRECT($C40),0,3)=0,\"\",IF(INDEX('Data Input Sheet'!$B$7:$S$116,MATCH('Review Inputs'!$C40,'Data Input Sheet'!$B$7:$B$116,0),MATCH('Review Inputs'!K$9,'Data Input Sheet'!$B$6:$S$6,0))=\"\",\"\",INDEX('Data Input Sheet'!$B$7:$S$116,MATCH('Review Inputs'!$C40,'Data Input Sheet'!$B$7:$B$116,0),MATCH('Review Inputs'!K$9,'Data Input Sheet'!$B$6:$S$6,0))))","v":""},{"$f":"IF(OFFSET(INDIRECT($C40),0,3)=0,\"\",IF(INDEX('Data Input Sheet'!$B$7:$S$116,MATCH('Review Inputs'!$C40,'Data Input Sheet'!$B$7:$B$116,0),MATCH('Review Inputs'!L$9,'Data Input Sheet'!$B$6:$S$6,0))=\"\",\"\",INDEX('Data Input Sheet'!$B$7:$S$116,MATCH('Review Inputs'!$C40,'Data Input Sheet'!$B$7:$B$116,0),MATCH('Review Inputs'!L$9,'Data Input Sheet'!$B$6:$S$6,0))))","v":""},{"$f":"IF(OFFSET(INDIRECT($C40),0,3)=0,\"\",IF(INDEX('Data Input Sheet'!$B$7:$S$116,MATCH('Review Inputs'!$C40,'Data Input Sheet'!$B$7:$B$116,0),MATCH('Review Inputs'!M$9,'Data Input Sheet'!$B$6:$S$6,0))=\"\",\"\",INDEX('Data Input Sheet'!$B$7:$S$116,MATCH('Review Inputs'!$C40,'Data Input Sheet'!$B$7:$B$116,0),MATCH('Review Inputs'!M$9,'Data Input Sheet'!$B$6:$S$6,0))))","v":""},{"$f":"IF(OFFSET(INDIRECT($C40),0,3)=0,\"\",IF(INDEX('Data Input Sheet'!$B$7:$S$116,MATCH('Review Inputs'!$C40,'Data Input Sheet'!$B$7:$B$116,0),MATCH('Review Inputs'!N$9,'Data Input Sheet'!$B$6:$S$6,0))=\"\",\"\",INDEX('Data Input Sheet'!$B$7:$S$116,MATCH('Review Inputs'!$C40,'Data Input Sheet'!$B$7:$B$116,0),MATCH('Review Inputs'!N$9,'Data Input Sheet'!$B$6:$S$6,0))))","v":""},{"$f":"IF(OFFSET(INDIRECT($C40),0,3)=0,\"\",IF(INDEX('Data Input Sheet'!$B$7:$S$116,MATCH('Review Inputs'!$C40,'Data Input Sheet'!$B$7:$B$116,0),MATCH('Review Inputs'!O$9,'Data Input Sheet'!$B$6:$S$6,0))=\"\",\"\",INDEX('Data Input Sheet'!$B$7:$S$116,MATCH('Review Inputs'!$C40,'Data Input Sheet'!$B$7:$B$116,0),MATCH('Review Inputs'!O$9,'Data Input Sheet'!$B$6:$S$6,0))))","v":""},{"$f":"IF(OFFSET(INDIRECT($C40),0,3)=0,\"\",IF(INDEX('Data Input Sheet'!$B$7:$S$116,MATCH('Review Inputs'!$C40,'Data Input Sheet'!$B$7:$B$116,0),MATCH('Review Inputs'!P$9,'Data Input Sheet'!$B$6:$S$6,0))=\"\",\"\",INDEX('Data Input Sheet'!$B$7:$S$116,MATCH('Review Inputs'!$C40,'Data Input Sheet'!$B$7:$B$116,0),MATCH('Review Inputs'!P$9,'Data Input Sheet'!$B$6:$S$6,0))))","v":""},{"$f":"IF(OFFSET(INDIRECT($C40),0,3)=0,\"\",IF(INDEX('Data Input Sheet'!$B$7:$S$116,MATCH('Review Inputs'!$C40,'Data Input Sheet'!$B$7:$B$116,0),MATCH('Review Inputs'!Q$9,'Data Input Sheet'!$B$6:$S$6,0))=\"\",\"\",INDEX('Data Input Sheet'!$B$7:$S$116,MATCH('Review Inputs'!$C40,'Data Input Sheet'!$B$7:$B$116,0),MATCH('Review Inputs'!Q$9,'Data Input Sheet'!$B$6:$S$6,0))))","v":""},null,null,null,"NO",null,null,"NO"]
[null,"p_input61","input61","NO","","Distribution Operations Cost","$",{"$f":"IF(OFFSET(INDIRECT($C41),0,3)=0,\"\",IF(INDEX('Data Input Sheet'!$B$7:$S$116,MATCH('Review Inputs'!$C41,'Data Input Sheet'!$B$7:$B$116,0),MATCH('Review Inputs'!H$9,'Data Input Sheet'!$B$6:$S$6,0))=\"\",\"\",INDEX('Data Input Sheet'!$B$7:$S$116,MATCH('Review Inputs'!$C41,'Data Input Sheet'!$B$7:$B$116,0),MATCH('Review Inputs'!H$9,'Data Input Sheet'!$B$6:$S$6,0))))","v":""},{"$f":"IF(OFFSET(INDIRECT($C41),0,3)=0,\"\",IF(INDEX('Data Input Sheet'!$B$7:$S$116,MATCH('Review Inputs'!$C41,'Data Input Sheet'!$B$7:$B$116,0),MATCH('Review Inputs'!I$9,'Data Input Sheet'!$B$6:$S$6,0))=\"\",\"\",INDEX('Data Input Sheet'!$B$7:$S$116,MATCH('Review Inputs'!$C41,'Data Input Sheet'!$B$7:$B$116,0),MATCH('Review Inputs'!I$9,'Data Input Sheet'!$B$6:$S$6,0))))","v":""},{"$f":"IF(OFFSET(INDIRECT($C41),0,3)=0,\"\",IF(INDEX('Data Input Sheet'!$B$7:$S$116,MATCH('Review Inputs'!$C41,'Data Input Sheet'!$B$7:$B$116,0),MATCH('Review Inputs'!J$9,'Data Input Sheet'!$B$6:$S$6,0))=\"\",\"\",INDEX('Data Input Sheet'!$B$7:$S$116,MATCH('Review Inputs'!$C41,'Data Input Sheet'!$B$7:$B$116,0),MATCH('Review Inputs'!J$9,'Data Input Sheet'!$B$6:$S$6,0))))","v":""},{"$f":"IF(OFFSET(INDIRECT($C41),0,3)=0,\"\",IF(INDEX('Data Input Sheet'!$B$7:$S$116,MATCH('Review Inputs'!$C41,'Data Input Sheet'!$B$7:$B$116,0),MATCH('Review Inputs'!K$9,'Data Input Sheet'!$B$6:$S$6,0))=\"\",\"\",INDEX('Data Input Sheet'!$B$7:$S$116,MATCH('Review Inputs'!$C41,'Data Input Sheet'!$B$7:$B$116,0),MATCH('Review Inputs'!K$9,'Data Input Sheet'!$B$6:$S$6,0))))","v":""},{"$f":"IF(OFFSET(INDIRECT($C41),0,3)=0,\"\",IF(INDEX('Data Input Sheet'!$B$7:$S$116,MATCH('Review Inputs'!$C41,'Data Input Sheet'!$B$7:$B$116,0),MATCH('Review Inputs'!L$9,'Data Input Sheet'!$B$6:$S$6,0))=\"\",\"\",INDEX('Data Input Sheet'!$B$7:$S$116,MATCH('Review Inputs'!$C41,'Data Input Sheet'!$B$7:$B$116,0),MATCH('Review Inputs'!L$9,'Data Input Sheet'!$B$6:$S$6,0))))","v":""},{"$f":"IF(OFFSET(INDIRECT($C41),0,3)=0,\"\",IF(INDEX('Data Input Sheet'!$B$7:$S$116,MATCH('Review Inputs'!$C41,'Data Input Sheet'!$B$7:$B$116,0),MATCH('Review Inputs'!M$9,'Data Input Sheet'!$B$6:$S$6,0))=\"\",\"\",INDEX('Data Input Sheet'!$B$7:$S$116,MATCH('Review Inputs'!$C41,'Data Input Sheet'!$B$7:$B$116,0),MATCH('Review Inputs'!M$9,'Data Input Sheet'!$B$6:$S$6,0))))","v":""},{"$f":"IF(OFFSET(INDIRECT($C41),0,3)=0,\"\",IF(INDEX('Data Input Sheet'!$B$7:$S$116,MATCH('Review Inputs'!$C41,'Data Input Sheet'!$B$7:$B$116,0),MATCH('Review Inputs'!N$9,'Data Input Sheet'!$B$6:$S$6,0))=\"\",\"\",INDEX('Data Input Sheet'!$B$7:$S$116,MATCH('Review Inputs'!$C41,'Data Input Sheet'!$B$7:$B$116,0),MATCH('Review Inputs'!N$9,'Data Input Sheet'!$B$6:$S$6,0))))","v":""},{"$f":"IF(OFFSET(INDIRECT($C41),0,3)=0,\"\",IF(INDEX('Data Input Sheet'!$B$7:$S$116,MATCH('Review Inputs'!$C41,'Data Input Sheet'!$B$7:$B$116,0),MATCH('Review Inputs'!O$9,'Data Input Sheet'!$B$6:$S$6,0))=\"\",\"\",INDEX('Data Input Sheet'!$B$7:$S$116,MATCH('Review Inputs'!$C41,'Data Input Sheet'!$B$7:$B$116,0),MATCH('Review Inputs'!O$9,'Data Input Sheet'!$B$6:$S$6,0))))","v":""},{"$f":"IF(OFFSET(INDIRECT($C41),0,3)=0,\"\",IF(INDEX('Data Input Sheet'!$B$7:$S$116,MATCH('Review Inputs'!$C41,'Data Input Sheet'!$B$7:$B$116,0),MATCH('Review Inputs'!P$9,'Data Input Sheet'!$B$6:$S$6,0))=\"\",\"\",INDEX('Data Input Sheet'!$B$7:$S$116,MATCH('Review Inputs'!$C41,'Data Input Sheet'!$B$7:$B$116,0),MATCH('Review Inputs'!P$9,'Data Input Sheet'!$B$6:$S$6,0))))","v":""},{"$f":"IF(OFFSET(INDIRECT($C41),0,3)=0,\"\",IF(INDEX('Data Input Sheet'!$B$7:$S$116,MATCH('Review Inputs'!$C41,'Data Input Sheet'!$B$7:$B$116,0),MATCH('Review Inputs'!Q$9,'Data Input Sheet'!$B$6:$S$6,0))=\"\",\"\",INDEX('Data Input Sheet'!$B$7:$S$116,MATCH('Review Inputs'!$C41,'Data Input Sheet'!$B$7:$B$116,0),MATCH('Review Inputs'!Q$9,'Data Input Sheet'!$B$6:$S$6,0))))","v":""},null,null,null,"NO",null,null,"NO"]
[null,"p_input69","input69","NO","","Transmission Operations Cost","$",{"$f":"IF(OFFSET(INDIRECT($C42),0,3)=0,\"\",IF(INDEX('Data Input Sheet'!$B$7:$S$116,MATCH('Review Inputs'!$C42,'Data Input Sheet'!$B$7:$B$116,0),MATCH('Review Inputs'!H$9,'Data Input Sheet'!$B$6:$S$6,0))=\"\",\"\",INDEX('Data Input Sheet'!$B$7:$S$116,MATCH('Review Inputs'!$C42,'Data Input Sheet'!$B$7:$B$116,0),MATCH('Review Inputs'!H$9,'Data Input Sheet'!$B$6:$S$6,0))))","v":""},{"$f":"IF(OFFSET(INDIRECT($C42),0,3)=0,\"\",IF(INDEX('Data Input Sheet'!$B$7:$S$116,MATCH('Review Inputs'!$C42,'Data Input Sheet'!$B$7:$B$116,0),MATCH('Review Inputs'!I$9,'Data Input Sheet'!$B$6:$S$6,0))=\"\",\"\",INDEX('Data Input Sheet'!$B$7:$S$116,MATCH('Review Inputs'!$C42,'Data Input Sheet'!$B$7:$B$116,0),MATCH('Review Inputs'!I$9,'Data Input Sheet'!$B$6:$S$6,0))))","v":""},{"$f":"IF(OFFSET(INDIRECT($C42),0,3)=0,\"\",IF(INDEX('Data Input Sheet'!$B$7:$S$116,MATCH('Review Inputs'!$C42,'Data Input Sheet'!$B$7:$B$116,0),MATCH('Review Inputs'!J$9,'Data Input Sheet'!$B$6:$S$6,0))=\"\",\"\",INDEX('Data Input Sheet'!$B$7:$S$116,MATCH('Review Inputs'!$C42,'Data Input Sheet'!$B$7:$B$116,0),MATCH('Review Inputs'!J$9,'Data Input Sheet'!$B$6:$S$6,0))))","v":""},{"$f":"IF(OFFSET(INDIRECT($C42),0,3)=0,\"\",IF(INDEX('Data Input Sheet'!$B$7:$S$116,MATCH('Review Inputs'!$C42,'Data Input Sheet'!$B$7:$B$116,0),MATCH('Review Inputs'!K$9,'Data Input Sheet'!$B$6:$S$6,0))=\"\",\"\",INDEX('Data Input Sheet'!$B$7:$S$116,MATCH('Review Inputs'!$C42,'Data Input Sheet'!$B$7:$B$116,0),MATCH('Review Inputs'!K$9,'Data Input Sheet'!$B$6:$S$6,0))))","v":""},{"$f":"IF(OFFSET(INDIRECT($C42),0,3)=0,\"\",IF(INDEX('Data Input Sheet'!$B$7:$S$116,MATCH('Review Inputs'!$C42,'Data Input Sheet'!$B$7:$B$116,0),MATCH('Review Inputs'!L$9,'Data Input Sheet'!$B$6:$S$6,0))=\"\",\"\",INDEX('Data Input Sheet'!$B$7:$S$116,MATCH('Review Inputs'!$C42,'Data Input Sheet'!$B$7:$B$116,0),MATCH('Review Inputs'!L$9,'Data Input Sheet'!$B$6:$S$6,0))))","v":""},{"$f":"IF(OFFSET(INDIRECT($C42),0,3)=0,\"\",IF(INDEX('Data Input Sheet'!$B$7:$S$116,MATCH('Review Inputs'!$C42,'Data Input Sheet'!$B$7:$B$116,0),MATCH('Review Inputs'!M$9,'Data Input Sheet'!$B$6:$S$6,0))=\"\",\"\",INDEX('Data Input Sheet'!$B$7:$S$116,MATCH('Review Inputs'!$C42,'Data Input Sheet'!$B$7:$B$116,0),MATCH('Review Inputs'!M$9,'Data Input Sheet'!$B$6:$S$6,0))))","v":""},{"$f":"IF(OFFSET(INDIRECT($C42),0,3)=0,\"\",IF(INDEX('Data Input Sheet'!$B$7:$S$116,MATCH('Review Inputs'!$C42,'Data Input Sheet'!$B$7:$B$116,0),MATCH('Review Inputs'!N$9,'Data Input Sheet'!$B$6:$S$6,0))=\"\",\"\",INDEX('Data Input Sheet'!$B$7:$S$116,MATCH('Review Inputs'!$C42,'Data Input Sheet'!$B$7:$B$116,0),MATCH('Review Inputs'!N$9,'Data Input Sheet'!$B$6:$S$6,0))))","v":""},{"$f":"IF(OFFSET(INDIRECT($C42),0,3)=0,\"\",IF(INDEX('Data Input Sheet'!$B$7:$S$116,MATCH('Review Inputs'!$C42,'Data Input Sheet'!$B$7:$B$116,0),MATCH('Review Inputs'!O$9,'Data Input Sheet'!$B$6:$S$6,0))=\"\",\"\",INDEX('Data Input Sheet'!$B$7:$S$116,MATCH('Review Inputs'!$C42,'Data Input Sheet'!$B$7:$B$116,0),MATCH('Review Inputs'!O$9,'Data Input Sheet'!$B$6:$S$6,0))))","v":""},{"$f":"IF(OFFSET(INDIRECT($C42),0,3)=0,\"\",IF(INDEX('Data Input Sheet'!$B$7:$S$116,MATCH('Review Inputs'!$C42,'Data Input Sheet'!$B$7:$B$116,0),MATCH('Review Inputs'!P$9,'Data Input Sheet'!$B$6:$S$6,0))=\"\",\"\",INDEX('Data Input Sheet'!$B$7:$S$116,MATCH('Review Inputs'!$C42,'Data Input Sheet'!$B$7:$B$116,0),MATCH('Review Inputs'!P$9,'Data Input Sheet'!$B$6:$S$6,0))))","v":""},{"$f":"IF(OFFSET(INDIRECT($C42),0,3)=0,\"\",IF(INDEX('Data Input Sheet'!$B$7:$S$116,MATCH('Review Inputs'!$C42,'Data Input Sheet'!$B$7:$B$116,0),MATCH('Review Inputs'!Q$9,'Data Input Sheet'!$B$6:$S$6,0))=\"\",\"\",INDEX('Data Input Sheet'!$B$7:$S$116,MATCH('Review Inputs'!$C42,'Data Input Sheet'!$B$7:$B$116,0),MATCH('Review Inputs'!Q$9,'Data Input Sheet'!$B$6:$S$6,0))))","v":""},null,null,null,"NO",null,null,"NO"]
[null,"p_input25","input25",{"$f":"IF(OFFSET(INDIRECT((C43)),0,3)>0,\"OPT\",\"NO\")","v":"NO"},"",{"$f":"INDIRECT(C43)","v":"Distribution Feeder Switching Operations"},{"$f":"OFFSET(INDIRECT(C43),0,1)","v":"$"},{"$f":"IF(OFFSET(INDIRECT($C43),0,3)=0,\"\",IF(INDEX('Data Input Sheet'!$B$7:$S$116,MATCH('Review Inputs'!$C43,'Data Input Sheet'!$B$7:$B$116,0),MATCH('Review Inputs'!H$9,'Data Input Sheet'!$B$6:$S$6,0))=\"\",\"\",INDEX('Data Input Sheet'!$B$7:$S$116,MATCH('Review Inputs'!$C43,'Data Input Sheet'!$B$7:$B$116,0),MATCH('Review Inputs'!H$9,'Data Input Sheet'!$B$6:$S$6,0))))","v":""},{"$f":"IF(OFFSET(INDIRECT($C43),0,3)=0,\"\",IF(INDEX('Data Input Sheet'!$B$7:$S$116,MATCH('Review Inputs'!$C43,'Data Input Sheet'!$B$7:$B$116,0),MATCH('Review Inputs'!I$9,'Data Input Sheet'!$B$6:$S$6,0))=\"\",\"\",INDEX('Data Input Sheet'!$B$7:$S$116,MATCH('Review Inputs'!$C43,'Data Input Sheet'!$B$7:$B$116,0),MATCH('Review Inputs'!I$9,'Data Input Sheet'!$B$6:$S$6,0))))","v":""},{"$f":"IF(OFFSET(INDIRECT($C43),0,3)=0,\"\",IF(INDEX('Data Input Sheet'!$B$7:$S$116,MATCH('Review Inputs'!$C43,'Data Input Sheet'!$B$7:$B$116,0),MATCH('Review Inputs'!J$9,'Data Input Sheet'!$B$6:$S$6,0))=\"\",\"\",INDEX('Data Input Sheet'!$B$7:$S$116,MATCH('Review Inputs'!$C43,'Data Input Sheet'!$B$7:$B$116,0),MATCH('Review Inputs'!J$9,'Data Input Sheet'!$B$6:$S$6,0))))","v":""},{"$f":"IF(OFFSET(INDIRECT($C43),0,3)=0,\"\",IF(INDEX('Data Input Sheet'!$B$7:$S$116,MATCH('Review Inputs'!$C43,'Data Input Sheet'!$B$7:$B$116,0),MATCH('Review Inputs'!K$9,'Data Input Sheet'!$B$6:$S$6,0))=\"\",\"\",INDEX('Data Input Sheet'!$B$7:$S$116,MATCH('Review Inputs'!$C43,'Data Input Sheet'!$B$7:$B$116,0),MATCH('Review Inputs'!K$9,'Data Input Sheet'!$B$6:$S$6,0))))","v":""},{"$f":"IF(OFFSET(INDIRECT($C43),0,3)=0,\"\",IF(INDEX('Data Input Sheet'!$B$7:$S$116,MATCH('Review Inputs'!$C43,'Data Input Sheet'!$B$7:$B$116,0),MATCH('Review Inputs'!L$9,'Data Input Sheet'!$B$6:$S$6,0))=\"\",\"\",INDEX('Data Input Sheet'!$B$7:$S$116,MATCH('Review Inputs'!$C43,'Data Input Sheet'!$B$7:$B$116,0),MATCH('Review Inputs'!L$9,'Data Input Sheet'!$B$6:$S$6,0))))","v":""},{"$f":"IF(OFFSET(INDIRECT($C43),0,3)=0,\"\",IF(INDEX('Data Input Sheet'!$B$7:$S$116,MATCH('Review Inputs'!$C43,'Data Input Sheet'!$B$7:$B$116,0),MATCH('Review Inputs'!M$9,'Data Input Sheet'!$B$6:$S$6,0))=\"\",\"\",INDEX('Data Input Sheet'!$B$7:$S$116,MATCH('Review Inputs'!$C43,'Data Input Sheet'!$B$7:$B$116,0),MATCH('Review Inputs'!M$9,'Data Input Sheet'!$B$6:$S$6,0))))","v":""},{"$f":"IF(OFFSET(INDIRECT($C43),0,3)=0,\"\",IF(INDEX('Data Input Sheet'!$B$7:$S$116,MATCH('Review Inputs'!$C43,'Data Input Sheet'!$B$7:$B$116,0),MATCH('Review Inputs'!N$9,'Data Input Sheet'!$B$6:$S$6,0))=\"\",\"\",INDEX('Data Input Sheet'!$B$7:$S$116,MATCH('Review Inputs'!$C43,'Data Input Sheet'!$B$7:$B$116,0),MATCH('Review Inputs'!N$9,'Data Input Sheet'!$B$6:$S$6,0))))","v":""},{"$f":"IF(OFFSET(INDIRECT($C43),0,3)=0,\"\",IF(INDEX('Data Input Sheet'!$B$7:$S$116,MATCH('Review Inputs'!$C43,'Data Input Sheet'!$B$7:$B$116,0),MATCH('Review Inputs'!O$9,'Data Input Sheet'!$B$6:$S$6,0))=\"\",\"\",INDEX('Data Input Sheet'!$B$7:$S$116,MATCH('Review Inputs'!$C43,'Data Input Sheet'!$B$7:$B$116,0),MATCH('Review Inputs'!O$9,'Data Input Sheet'!$B$6:$S$6,0))))","v":""},{"$f":"IF(OFFSET(INDIRECT($C43),0,3)=0,\"\",IF(INDEX('Data Input Sheet'!$B$7:$S$116,MATCH('Review Inputs'!$C43,'Data Input Sheet'!$B$7:$B$116,0),MATCH('Review Inputs'!P$9,'Data Input Sheet'!$B$6:$S$6,0))=\"\",\"\",INDEX('Data Input Sheet'!$B$7:$S$116,MATCH('Review Inputs'!$C43,'Data Input Sheet'!$B$7:$B$116,0),MATCH('Review Inputs'!P$9,'Data Input Sheet'!$B$6:$S$6,0))))","v":""},{"$f":"IF(OFFSET(INDIRECT($C43),0,3)=0,\"\",IF(INDEX('Data Input Sheet'!$B$7:$S$116,MATCH('Review Inputs'!$C43,'Data Input Sheet'!$B$7:$B$116,0),MATCH('Review Inputs'!Q$9,'Data Input Sheet'!$B$6:$S$6,0))=\"\",\"\",INDEX('Data Input Sheet'!$B$7:$S$116,MATCH('Review Inputs'!$C43,'Data Input Sheet'!$B$7:$B$116,0),MATCH('Review Inputs'!Q$9,'Data Input Sheet'!$B$6:$S$6,0))))","v":""},null,null,null,"NO",null,null,"NO"]
[null,"p_input26","input26",{"$f":"IF(OFFSET(INDIRECT((C44)),0,3)>0,\"OPT\",\"NO\")","v":"NO"},"","Distribution Capacitor Switching Operations","$",{"$f":"IF(OFFSET(INDIRECT($C44),0,3)=0,\"\",IF(INDEX('Data Input Sheet'!$B$7:$S$116,MATCH('Review Inputs'!$C44,'Data Input Sheet'!$B$7:$B$116,0),MATCH('Review Inputs'!H$9,'Data Input Sheet'!$B$6:$S$6,0))=\"\",\"\",INDEX('Data Input Sheet'!$B$7:$S$116,MATCH('Review Inputs'!$C44,'Data Input Sheet'!$B$7:$B$116,0),MATCH('Review Inputs'!H$9,'Data Input Sheet'!$B$6:$S$6,0))))","v":""},{"$f":"IF(OFFSET(INDIRECT($C44),0,3)=0,\"\",IF(INDEX('Data Input Sheet'!$B$7:$S$116,MATCH('Review Inputs'!$C44,'Data Input Sheet'!$B$7:$B$116,0),MATCH('Review Inputs'!I$9,'Data Input Sheet'!$B$6:$S$6,0))=\"\",\"\",INDEX('Data Input Sheet'!$B$7:$S$116,MATCH('Review Inputs'!$C44,'Data Input Sheet'!$B$7:$B$116,0),MATCH('Review Inputs'!I$9,'Data Input Sheet'!$B$6:$S$6,0))))","v":""},{"$f":"IF(OFFSET(INDIRECT($C44),0,3)=0,\"\",IF(INDEX('Data Input Sheet'!$B$7:$S$116,MATCH('Review Inputs'!$C44,'Data Input Sheet'!$B$7:$B$116,0),MATCH('Review Inputs'!J$9,'Data Input Sheet'!$B$6:$S$6,0))=\"\",\"\",INDEX('Data Input Sheet'!$B$7:$S$116,MATCH('Review Inputs'!$C44,'Data Input Sheet'!$B$7:$B$116,0),MATCH('Review Inputs'!J$9,'Data Input Sheet'!$B$6:$S$6,0))))","v":""},{"$f":"IF(OFFSET(INDIRECT($C44),0,3)=0,\"\",IF(INDEX('Data Input Sheet'!$B$7:$S$116,MATCH('Review Inputs'!$C44,'Data Input Sheet'!$B$7:$B$116,0),MATCH('Review Inputs'!K$9,'Data Input Sheet'!$B$6:$S$6,0))=\"\",\"\",INDEX('Data Input Sheet'!$B$7:$S$116,MATCH('Review Inputs'!$C44,'Data Input Sheet'!$B$7:$B$116,0),MATCH('Review Inputs'!K$9,'Data Input Sheet'!$B$6:$S$6,0))))","v":""},{"$f":"IF(OFFSET(INDIRECT($C44),0,3)=0,\"\",IF(INDEX('Data Input Sheet'!$B$7:$S$116,MATCH('Review Inputs'!$C44,'Data Input Sheet'!$B$7:$B$116,0),MATCH('Review Inputs'!L$9,'Data Input Sheet'!$B$6:$S$6,0))=\"\",\"\",INDEX('Data Input Sheet'!$B$7:$S$116,MATCH('Review Inputs'!$C44,'Data Input Sheet'!$B$7:$B$116,0),MATCH('Review Inputs'!L$9,'Data Input Sheet'!$B$6:$S$6,0))))","v":""},{"$f":"IF(OFFSET(INDIRECT($C44),0,3)=0,\"\",IF(INDEX('Data Input Sheet'!$B$7:$S$116,MATCH('Review Inputs'!$C44,'Data Input Sheet'!$B$7:$B$116,0),MATCH('Review Inputs'!M$9,'Data Input Sheet'!$B$6:$S$6,0))=\"\",\"\",INDEX('Data Input Sheet'!$B$7:$S$116,MATCH('Review Inputs'!$C44,'Data Input Sheet'!$B$7:$B$116,0),MATCH('Review Inputs'!M$9,'Data Input Sheet'!$B$6:$S$6,0))))","v":""},{"$f":"IF(OFFSET(INDIRECT($C44),0,3)=0,\"\",IF(INDEX('Data Input Sheet'!$B$7:$S$116,MATCH('Review Inputs'!$C44,'Data Input Sheet'!$B$7:$B$116,0),MATCH('Review Inputs'!N$9,'Data Input Sheet'!$B$6:$S$6,0))=\"\",\"\",INDEX('Data Input Sheet'!$B$7:$S$116,MATCH('Review Inputs'!$C44,'Data Input Sheet'!$B$7:$B$116,0),MATCH('Review Inputs'!N$9,'Data Input Sheet'!$B$6:$S$6,0))))","v":""},{"$f":"IF(OFFSET(INDIRECT($C44),0,3)=0,\"\",IF(INDEX('Data Input Sheet'!$B$7:$S$116,MATCH('Review Inputs'!$C44,'Data Input Sheet'!$B$7:$B$116,0),MATCH('Review Inputs'!O$9,'Data Input Sheet'!$B$6:$S$6,0))=\"\",\"\",INDEX('Data Input Sheet'!$B$7:$S$116,MATCH('Review Inputs'!$C44,'Data Input Sheet'!$B$7:$B$116,0),MATCH('Review Inputs'!O$9,'Data Input Sheet'!$B$6:$S$6,0))))","v":""},{"$f":"IF(OFFSET(INDIRECT($C44),0,3)=0,\"\",IF(INDEX('Data Input Sheet'!$B$7:$S$116,MATCH('Review Inputs'!$C44,'Data Input Sheet'!$B$7:$B$116,0),MATCH('Review Inputs'!P$9,'Data Input Sheet'!$B$6:$S$6,0))=\"\",\"\",INDEX('Data Input Sheet'!$B$7:$S$116,MATCH('Review Inputs'!$C44,'Data Input Sheet'!$B$7:$B$116,0),MATCH('Review Inputs'!P$9,'Data Input Sheet'!$B$6:$S$6,0))))","v":""},{"$f":"IF(OFFSET(INDIRECT($C44),0,3)=0,\"\",IF(INDEX('Data Input Sheet'!$B$7:$S$116,MATCH('Review Inputs'!$C44,'Data Input Sheet'!$B$7:$B$116,0),MATCH('Review Inputs'!Q$9,'Data Input Sheet'!$B$6:$S$6,0))=\"\",\"\",INDEX('Data Input Sheet'!$B$7:$S$116,MATCH('Review Inputs'!$C44,'Data Input Sheet'!$B$7:$B$116,0),MATCH('Review Inputs'!Q$9,'Data Input Sheet'!$B$6:$S$6,0))))","v":""},null,null,null,"NO",null,null,"NO"]
[null,"p_input27","input27",{"$f":"IF(OFFSET(INDIRECT((C45)),0,3)>0,\"OPT\",\"NO\")","v":"NO"},"","Other Distribution Operations Cost","$",{"$f":"IF(OFFSET(INDIRECT($C45),0,3)=0,\"\",IF(INDEX('Data Input Sheet'!$B$7:$S$116,MATCH('Review Inputs'!$C45,'Data Input Sheet'!$B$7:$B$116,0),MATCH('Review Inputs'!H$9,'Data Input Sheet'!$B$6:$S$6,0))=\"\",\"\",INDEX('Data Input Sheet'!$B$7:$S$116,MATCH('Review Inputs'!$C45,'Data Input Sheet'!$B$7:$B$116,0),MATCH('Review Inputs'!H$9,'Data Input Sheet'!$B$6:$S$6,0))))","v":""},{"$f":"IF(OFFSET(INDIRECT($C45),0,3)=0,\"\",IF(INDEX('Data Input Sheet'!$B$7:$S$116,MATCH('Review Inputs'!$C45,'Data Input Sheet'!$B$7:$B$116,0),MATCH('Review Inputs'!I$9,'Data Input Sheet'!$B$6:$S$6,0))=\"\",\"\",INDEX('Data Input Sheet'!$B$7:$S$116,MATCH('Review Inputs'!$C45,'Data Input Sheet'!$B$7:$B$116,0),MATCH('Review Inputs'!I$9,'Data Input Sheet'!$B$6:$S$6,0))))","v":""},{"$f":"IF(OFFSET(INDIRECT($C45),0,3)=0,\"\",IF(INDEX('Data Input Sheet'!$B$7:$S$116,MATCH('Review Inputs'!$C45,'Data Input Sheet'!$B$7:$B$116,0),MATCH('Review Inputs'!J$9,'Data Input Sheet'!$B$6:$S$6,0))=\"\",\"\",INDEX('Data Input Sheet'!$B$7:$S$116,MATCH('Review Inputs'!$C45,'Data Input Sheet'!$B$7:$B$116,0),MATCH('Review Inputs'!J$9,'Data Input Sheet'!$B$6:$S$6,0))))","v":""},{"$f":"IF(OFFSET(INDIRECT($C45),0,3)=0,\"\",IF(INDEX('Data Input Sheet'!$B$7:$S$116,MATCH('Review Inputs'!$C45,'Data Input Sheet'!$B$7:$B$116,0),MATCH('Review Inputs'!K$9,'Data Input Sheet'!$B$6:$S$6,0))=\"\",\"\",INDEX('Data Input Sheet'!$B$7:$S$116,MATCH('Review Inputs'!$C45,'Data Input Sheet'!$B$7:$B$116,0),MATCH('Review Inputs'!K$9,'Data Input Sheet'!$B$6:$S$6,0))))","v":""},{"$f":"IF(OFFSET(INDIRECT($C45),0,3)=0,\"\",IF(INDEX('Data Input Sheet'!$B$7:$S$116,MATCH('Review Inputs'!$C45,'Data Input Sheet'!$B$7:$B$116,0),MATCH('Review Inputs'!L$9,'Data Input Sheet'!$B$6:$S$6,0))=\"\",\"\",INDEX('Data Input Sheet'!$B$7:$S$116,MATCH('Review Inputs'!$C45,'Data Input Sheet'!$B$7:$B$116,0),MATCH('Review Inputs'!L$9,'Data Input Sheet'!$B$6:$S$6,0))))","v":""},{"$f":"IF(OFFSET(INDIRECT($C45),0,3)=0,\"\",IF(INDEX('Data Input Sheet'!$B$7:$S$116,MATCH('Review Inputs'!$C45,'Data Input Sheet'!$B$7:$B$116,0),MATCH('Review Inputs'!M$9,'Data Input Sheet'!$B$6:$S$6,0))=\"\",\"\",INDEX('Data Input Sheet'!$B$7:$S$116,MATCH('Review Inputs'!$C45,'Data Input Sheet'!$B$7:$B$116,0),MATCH('Review Inputs'!M$9,'Data Input Sheet'!$B$6:$S$6,0))))","v":""},{"$f":"IF(OFFSET(INDIRECT($C45),0,3)=0,\"\",IF(INDEX('Data Input Sheet'!$B$7:$S$116,MATCH('Review Inputs'!$C45,'Data Input Sheet'!$B$7:$B$116,0),MATCH('Review Inputs'!N$9,'Data Input Sheet'!$B$6:$S$6,0))=\"\",\"\",INDEX('Data Input Sheet'!$B$7:$S$116,MATCH('Review Inputs'!$C45,'Data Input Sheet'!$B$7:$B$116,0),MATCH('Review Inputs'!N$9,'Data Input Sheet'!$B$6:$S$6,0))))","v":""},{"$f":"IF(OFFSET(INDIRECT($C45),0,3)=0,\"\",IF(INDEX('Data Input Sheet'!$B$7:$S$116,MATCH('Review Inputs'!$C45,'Data Input Sheet'!$B$7:$B$116,0),MATCH('Review Inputs'!O$9,'Data Input Sheet'!$B$6:$S$6,0))=\"\",\"\",INDEX('Data Input Sheet'!$B$7:$S$116,MATCH('Review Inputs'!$C45,'Data Input Sheet'!$B$7:$B$116,0),MATCH('Review Inputs'!O$9,'Data Input Sheet'!$B$6:$S$6,0))))","v":""},{"$f":"IF(OFFSET(INDIRECT($C45),0,3)=0,\"\",IF(INDEX('Data Input Sheet'!$B$7:$S$116,MATCH('Review Inputs'!$C45,'Data Input Sheet'!$B$7:$B$116,0),MATCH('Review Inputs'!P$9,'Data Input Sheet'!$B$6:$S$6,0))=\"\",\"\",INDEX('Data Input Sheet'!$B$7:$S$116,MATCH('Review Inputs'!$C45,'Data Input Sheet'!$B$7:$B$116,0),MATCH('Review Inputs'!P$9,'Data Input Sheet'!$B$6:$S$6,0))))","v":""},{"$f":"IF(OFFSET(INDIRECT($C45),0,3)=0,\"\",IF(INDEX('Data Input Sheet'!$B$7:$S$116,MATCH('Review Inputs'!$C45,'Data Input Sheet'!$B$7:$B$116,0),MATCH('Review Inputs'!Q$9,'Data Input Sheet'!$B$6:$S$6,0))=\"\",\"\",INDEX('Data Input Sheet'!$B$7:$S$116,MATCH('Review Inputs'!$C45,'Data Input Sheet'!$B$7:$B$116,0),MATCH('Review Inputs'!Q$9,'Data Input Sheet'!$B$6:$S$6,0))))","v":""},null,null,null,"NO",null,null,"NO"]
[null,"p_input28","input28",{"$f":"IF(OFFSET(INDIRECT((C46)),0,3)>0,\"YES\",\"NO\")","v":"NO"},"","Meter Operations Cost","$",{"$f":"IF(OFFSET(INDIRECT($C46),0,3)=0,\"\",IF(INDEX('Data Input Sheet'!$B$7:$S$116,MATCH('Review Inputs'!$C46,'Data Input Sheet'!$B$7:$B$116,0),MATCH('Review Inputs'!H$9,'Data Input Sheet'!$B$6:$S$6,0))=\"\",\"\",INDEX('Data Input Sheet'!$B$7:$S$116,MATCH('Review Inputs'!$C46,'Data Input Sheet'!$B$7:$B$116,0),MATCH('Review Inputs'!H$9,'Data Input Sheet'!$B$6:$S$6,0))))","v":""},{"$f":"IF(OFFSET(INDIRECT($C46),0,3)=0,\"\",IF(INDEX('Data Input Sheet'!$B$7:$S$116,MATCH('Review Inputs'!$C46,'Data Input Sheet'!$B$7:$B$116,0),MATCH('Review Inputs'!I$9,'Data Input Sheet'!$B$6:$S$6,0))=\"\",\"\",INDEX('Data Input Sheet'!$B$7:$S$116,MATCH('Review Inputs'!$C46,'Data Input Sheet'!$B$7:$B$116,0),MATCH('Review Inputs'!I$9,'Data Input Sheet'!$B$6:$S$6,0))))","v":""},{"$f":"IF(OFFSET(INDIRECT($C46),0,3)=0,\"\",IF(INDEX('Data Input Sheet'!$B$7:$S$116,MATCH('Review Inputs'!$C46,'Data Input Sheet'!$B$7:$B$116,0),MATCH('Review Inputs'!J$9,'Data Input Sheet'!$B$6:$S$6,0))=\"\",\"\",INDEX('Data Input Sheet'!$B$7:$S$116,MATCH('Review Inputs'!$C46,'Data Input Sheet'!$B$7:$B$116,0),MATCH('Review Inputs'!J$9,'Data Input Sheet'!$B$6:$S$6,0))))","v":""},{"$f":"IF(OFFSET(INDIRECT($C46),0,3)=0,\"\",IF(INDEX('Data Input Sheet'!$B$7:$S$116,MATCH('Review Inputs'!$C46,'Data Input Sheet'!$B$7:$B$116,0),MATCH('Review Inputs'!K$9,'Data Input Sheet'!$B$6:$S$6,0))=\"\",\"\",INDEX('Data Input Sheet'!$B$7:$S$116,MATCH('Review Inputs'!$C46,'Data Input Sheet'!$B$7:$B$116,0),MATCH('Review Inputs'!K$9,'Data Input Sheet'!$B$6:$S$6,0))))","v":""},{"$f":"IF(OFFSET(INDIRECT($C46),0,3)=0,\"\",IF(INDEX('Data Input Sheet'!$B$7:$S$116,MATCH('Review Inputs'!$C46,'Data Input Sheet'!$B$7:$B$116,0),MATCH('Review Inputs'!L$9,'Data Input Sheet'!$B$6:$S$6,0))=\"\",\"\",INDEX('Data Input Sheet'!$B$7:$S$116,MATCH('Review Inputs'!$C46,'Data Input Sheet'!$B$7:$B$116,0),MATCH('Review Inputs'!L$9,'Data Input Sheet'!$B$6:$S$6,0))))","v":""},{"$f":"IF(OFFSET(INDIRECT($C46),0,3)=0,\"\",IF(INDEX('Data Input Sheet'!$B$7:$S$116,MATCH('Review Inputs'!$C46,'Data Input Sheet'!$B$7:$B$116,0),MATCH('Review Inputs'!M$9,'Data Input Sheet'!$B$6:$S$6,0))=\"\",\"\",INDEX('Data Input Sheet'!$B$7:$S$116,MATCH('Review Inputs'!$C46,'Data Input Sheet'!$B$7:$B$116,0),MATCH('Review Inputs'!M$9,'Data Input Sheet'!$B$6:$S$6,0))))","v":""},{"$f":"IF(OFFSET(INDIRECT($C46),0,3)=0,\"\",IF(INDEX('Data Input Sheet'!$B$7:$S$116,MATCH('Review Inputs'!$C46,'Data Input Sheet'!$B$7:$B$116,0),MATCH('Review Inputs'!N$9,'Data Input Sheet'!$B$6:$S$6,0))=\"\",\"\",INDEX('Data Input Sheet'!$B$7:$S$116,MATCH('Review Inputs'!$C46,'Data Input Sheet'!$B$7:$B$116,0),MATCH('Review Inputs'!N$9,'Data Input Sheet'!$B$6:$S$6,0))))","v":""},{"$f":"IF(OFFSET(INDIRECT($C46),0,3)=0,\"\",IF(INDEX('Data Input Sheet'!$B$7:$S$116,MATCH('Review Inputs'!$C46,'Data Input Sheet'!$B$7:$B$116,0),MATCH('Review Inputs'!O$9,'Data Input Sheet'!$B$6:$S$6,0))=\"\",\"\",INDEX('Data Input Sheet'!$B$7:$S$116,MATCH('Review Inputs'!$C46,'Data Input Sheet'!$B$7:$B$116,0),MATCH('Review Inputs'!O$9,'Data Input Sheet'!$B$6:$S$6,0))))","v":""},{"$f":"IF(OFFSET(INDIRECT($C46),0,3)=0,\"\",IF(INDEX('Data Input Sheet'!$B$7:$S$116,MATCH('Review Inputs'!$C46,'Data Input Sheet'!$B$7:$B$116,0),MATCH('Review Inputs'!P$9,'Data Input Sheet'!$B$6:$S$6,0))=\"\",\"\",INDEX('Data Input Sheet'!$B$7:$S$116,MATCH('Review Inputs'!$C46,'Data Input Sheet'!$B$7:$B$116,0),MATCH('Review Inputs'!P$9,'Data Input Sheet'!$B$6:$S$6,0))))","v":""},{"$f":"IF(OFFSET(INDIRECT($C46),0,3)=0,\"\",IF(INDEX('Data Input Sheet'!$B$7:$S$116,MATCH('Review Inputs'!$C46,'Data Input Sheet'!$B$7:$B$116,0),MATCH('Review Inputs'!Q$9,'Data Input Sheet'!$B$6:$S$6,0))=\"\",\"\",INDEX('Data Input Sheet'!$B$7:$S$116,MATCH('Review Inputs'!$C46,'Data Input Sheet'!$B$7:$B$116,0),MATCH('Review Inputs'!Q$9,'Data Input Sheet'!$B$6:$S$6,0))))","v":""},null,null,null,"NO",null,null,"NO"]
[null,"p_input75","input75","NO","","Number of Meter Tamper Detections - Residential","#",{"$f":"IF(OFFSET(INDIRECT($C47),0,3)=0,\"\",IF(INDEX('Data Input Sheet'!$B$7:$S$116,MATCH('Review Inputs'!$C47,'Data Input Sheet'!$B$7:$B$116,0),MATCH('Review Inputs'!H$9,'Data Input Sheet'!$B$6:$S$6,0))=\"\",\"\",INDEX('Data Input Sheet'!$B$7:$S$116,MATCH('Review Inputs'!$C47,'Data Input Sheet'!$B$7:$B$116,0),MATCH('Review Inputs'!H$9,'Data Input Sheet'!$B$6:$S$6,0))))","v":""},{"$f":"IF(OFFSET(INDIRECT($C47),0,3)=0,\"\",IF(INDEX('Data Input Sheet'!$B$7:$S$116,MATCH('Review Inputs'!$C47,'Data Input Sheet'!$B$7:$B$116,0),MATCH('Review Inputs'!I$9,'Data Input Sheet'!$B$6:$S$6,0))=\"\",\"\",INDEX('Data Input Sheet'!$B$7:$S$116,MATCH('Review Inputs'!$C47,'Data Input Sheet'!$B$7:$B$116,0),MATCH('Review Inputs'!I$9,'Data Input Sheet'!$B$6:$S$6,0))))","v":""},{"$f":"IF(OFFSET(INDIRECT($C47),0,3)=0,\"\",IF(INDEX('Data Input Sheet'!$B$7:$S$116,MATCH('Review Inputs'!$C47,'Data Input Sheet'!$B$7:$B$116,0),MATCH('Review Inputs'!J$9,'Data Input Sheet'!$B$6:$S$6,0))=\"\",\"\",INDEX('Data Input Sheet'!$B$7:$S$116,MATCH('Review Inputs'!$C47,'Data Input Sheet'!$B$7:$B$116,0),MATCH('Review Inputs'!J$9,'Data Input Sheet'!$B$6:$S$6,0))))","v":""},{"$f":"IF(OFFSET(INDIRECT($C47),0,3)=0,\"\",IF(INDEX('Data Input Sheet'!$B$7:$S$116,MATCH('Review Inputs'!$C47,'Data Input Sheet'!$B$7:$B$116,0),MATCH('Review Inputs'!K$9,'Data Input Sheet'!$B$6:$S$6,0))=\"\",\"\",INDEX('Data Input Sheet'!$B$7:$S$116,MATCH('Review Inputs'!$C47,'Data Input Sheet'!$B$7:$B$116,0),MATCH('Review Inputs'!K$9,'Data Input Sheet'!$B$6:$S$6,0))))","v":""},{"$f":"IF(OFFSET(INDIRECT($C47),0,3)=0,\"\",IF(INDEX('Data Input Sheet'!$B$7:$S$116,MATCH('Review Inputs'!$C47,'Data Input Sheet'!$B$7:$B$116,0),MATCH('Review Inputs'!L$9,'Data Input Sheet'!$B$6:$S$6,0))=\"\",\"\",INDEX('Data Input Sheet'!$B$7:$S$116,MATCH('Review Inputs'!$C47,'Data Input Sheet'!$B$7:$B$116,0),MATCH('Review Inputs'!L$9,'Data Input Sheet'!$B$6:$S$6,0))))","v":""},{"$f":"IF(OFFSET(INDIRECT($C47),0,3)=0,\"\",IF(INDEX('Data Input Sheet'!$B$7:$S$116,MATCH('Review Inputs'!$C47,'Data Input Sheet'!$B$7:$B$116,0),MATCH('Review Inputs'!M$9,'Data Input Sheet'!$B$6:$S$6,0))=\"\",\"\",INDEX('Data Input Sheet'!$B$7:$S$116,MATCH('Review Inputs'!$C47,'Data Input Sheet'!$B$7:$B$116,0),MATCH('Review Inputs'!M$9,'Data Input Sheet'!$B$6:$S$6,0))))","v":""},{"$f":"IF(OFFSET(INDIRECT($C47),0,3)=0,\"\",IF(INDEX('Data Input Sheet'!$B$7:$S$116,MATCH('Review Inputs'!$C47,'Data Input Sheet'!$B$7:$B$116,0),MATCH('Review Inputs'!N$9,'Data Input Sheet'!$B$6:$S$6,0))=\"\",\"\",INDEX('Data Input Sheet'!$B$7:$S$116,MATCH('Review Inputs'!$C47,'Data Input Sheet'!$B$7:$B$116,0),MATCH('Review Inputs'!N$9,'Data Input Sheet'!$B$6:$S$6,0))))","v":""},{"$f":"IF(OFFSET(INDIRECT($C47),0,3)=0,\"\",IF(INDEX('Data Input Sheet'!$B$7:$S$116,MATCH('Review Inputs'!$C47,'Data Input Sheet'!$B$7:$B$116,0),MATCH('Review Inputs'!O$9,'Data Input Sheet'!$B$6:$S$6,0))=\"\",\"\",INDEX('Data Input Sheet'!$B$7:$S$116,MATCH('Review Inputs'!$C47,'Data Input Sheet'!$B$7:$B$116,0),MATCH('Review Inputs'!O$9,'Data Input Sheet'!$B$6:$S$6,0))))","v":""},{"$f":"IF(OFFSET(INDIRECT($C47),0,3)=0,\"\",IF(INDEX('Data Input Sheet'!$B$7:$S$116,MATCH('Review Inputs'!$C47,'Data Input Sheet'!$B$7:$B$116,0),MATCH('Review Inputs'!P$9,'Data Input Sheet'!$B$6:$S$6,0))=\"\",\"\",INDEX('Data Input Sheet'!$B$7:$S$116,MATCH('Review Inputs'!$C47,'Data Input Sheet'!$B$7:$B$116,0),MATCH('Review Inputs'!P$9,'Data Input Sheet'!$B$6:$S$6,0))))","v":""},{"$f":"IF(OFFSET(INDIRECT($C47),0,3)=0,\"\",IF(INDEX('Data Input Sheet'!$B$7:$S$116,MATCH('Review Inputs'!$C47,'Data Input Sheet'!$B$7:$B$116,0),MATCH('Review Inputs'!Q$9,'Data Input Sheet'!$B$6:$S$6,0))=\"\",\"\",INDEX('Data Input Sheet'!$B$7:$S$116,MATCH('Review Inputs'!$C47,'Data Input Sheet'!$B$7:$B$116,0),MATCH('Review Inputs'!Q$9,'Data Input Sheet'!$B$6:$S$6,0))))","v":""},null,null,null,"YES",null,null,"NO"]
[null,"p_input76","input76","NO","","Number of Meter Tamper Detections - Commercial","#",{"$f":"IF(OFFSET(INDIRECT($C48),0,3)=0,\"\",IF(INDEX('Data Input Sheet'!$B$7:$S$116,MATCH('Review Inputs'!$C48,'Data Input Sheet'!$B$7:$B$116,0),MATCH('Review Inputs'!H$9,'Data Input Sheet'!$B$6:$S$6,0))=\"\",\"\",INDEX('Data Input Sheet'!$B$7:$S$116,MATCH('Review Inputs'!$C48,'Data Input Sheet'!$B$7:$B$116,0),MATCH('Review Inputs'!H$9,'Data Input Sheet'!$B$6:$S$6,0))))","v":""},{"$f":"IF(OFFSET(INDIRECT($C48),0,3)=0,\"\",IF(INDEX('Data Input Sheet'!$B$7:$S$116,MATCH('Review Inputs'!$C48,'Data Input Sheet'!$B$7:$B$116,0),MATCH('Review Inputs'!I$9,'Data Input Sheet'!$B$6:$S$6,0))=\"\",\"\",INDEX('Data Input Sheet'!$B$7:$S$116,MATCH('Review Inputs'!$C48,'Data Input Sheet'!$B$7:$B$116,0),MATCH('Review Inputs'!I$9,'Data Input Sheet'!$B$6:$S$6,0))))","v":""},{"$f":"IF(OFFSET(INDIRECT($C48),0,3)=0,\"\",IF(INDEX('Data Input Sheet'!$B$7:$S$116,MATCH('Review Inputs'!$C48,'Data Input Sheet'!$B$7:$B$116,0),MATCH('Review Inputs'!J$9,'Data Input Sheet'!$B$6:$S$6,0))=\"\",\"\",INDEX('Data Input Sheet'!$B$7:$S$116,MATCH('Review Inputs'!$C48,'Data Input Sheet'!$B$7:$B$116,0),MATCH('Review Inputs'!J$9,'Data Input Sheet'!$B$6:$S$6,0))))","v":""},{"$f":"IF(OFFSET(INDIRECT($C48),0,3)=0,\"\",IF(INDEX('Data Input Sheet'!$B$7:$S$116,MATCH('Review Inputs'!$C48,'Data Input Sheet'!$B$7:$B$116,0),MATCH('Review Inputs'!K$9,'Data Input Sheet'!$B$6:$S$6,0))=\"\",\"\",INDEX('Data Input Sheet'!$B$7:$S$116,MATCH('Review Inputs'!$C48,'Data Input Sheet'!$B$7:$B$116,0),MATCH('Review Inputs'!K$9,'Data Input Sheet'!$B$6:$S$6,0))))","v":""},{"$f":"IF(OFFSET(INDIRECT($C48),0,3)=0,\"\",IF(INDEX('Data Input Sheet'!$B$7:$S$116,MATCH('Review Inputs'!$C48,'Data Input Sheet'!$B$7:$B$116,0),MATCH('Review Inputs'!L$9,'Data Input Sheet'!$B$6:$S$6,0))=\"\",\"\",INDEX('Data Input Sheet'!$B$7:$S$116,MATCH('Review Inputs'!$C48,'Data Input Sheet'!$B$7:$B$116,0),MATCH('Review Inputs'!L$9,'Data Input Sheet'!$B$6:$S$6,0))))","v":""},{"$f":"IF(OFFSET(INDIRECT($C48),0,3)=0,\"\",IF(INDEX('Data Input Sheet'!$B$7:$S$116,MATCH('Review Inputs'!$C48,'Data Input Sheet'!$B$7:$B$116,0),MATCH('Review Inputs'!M$9,'Data Input Sheet'!$B$6:$S$6,0))=\"\",\"\",INDEX('Data Input Sheet'!$B$7:$S$116,MATCH('Review Inputs'!$C48,'Data Input Sheet'!$B$7:$B$116,0),MATCH('Review Inputs'!M$9,'Data Input Sheet'!$B$6:$S$6,0))))","v":""},{"$f":"IF(OFFSET(INDIRECT($C48),0,3)=0,\"\",IF(INDEX('Data Input Sheet'!$B$7:$S$116,MATCH('Review Inputs'!$C48,'Data Input Sheet'!$B$7:$B$116,0),MATCH('Review Inputs'!N$9,'Data Input Sheet'!$B$6:$S$6,0))=\"\",\"\",INDEX('Data Input Sheet'!$B$7:$S$116,MATCH('Review Inputs'!$C48,'Data Input Sheet'!$B$7:$B$116,0),MATCH('Review Inputs'!N$9,'Data Input Sheet'!$B$6:$S$6,0))))","v":""},{"$f":"IF(OFFSET(INDIRECT($C48),0,3)=0,\"\",IF(INDEX('Data Input Sheet'!$B$7:$S$116,MATCH('Review Inputs'!$C48,'Data Input Sheet'!$B$7:$B$116,0),MATCH('Review Inputs'!O$9,'Data Input Sheet'!$B$6:$S$6,0))=\"\",\"\",INDEX('Data Input Sheet'!$B$7:$S$116,MATCH('Review Inputs'!$C48,'Data Input Sheet'!$B$7:$B$116,0),MATCH('Review Inputs'!O$9,'Data Input Sheet'!$B$6:$S$6,0))))","v":""},{"$f":"IF(OFFSET(INDIRECT($C48),0,3)=0,\"\",IF(INDEX('Data Input Sheet'!$B$7:$S$116,MATCH('Review Inputs'!$C48,'Data Input Sheet'!$B$7:$B$116,0),MATCH('Review Inputs'!P$9,'Data Input Sheet'!$B$6:$S$6,0))=\"\",\"\",INDEX('Data Input Sheet'!$B$7:$S$116,MATCH('Review Inputs'!$C48,'Data Input Sheet'!$B$7:$B$116,0),MATCH('Review Inputs'!P$9,'Data Input Sheet'!$B$6:$S$6,0))))","v":""},{"$f":"IF(OFFSET(INDIRECT($C48),0,3)=0,\"\",IF(INDEX('Data Input Sheet'!$B$7:$S$116,MATCH('Review Inputs'!$C48,'Data Input Sheet'!$B$7:$B$116,0),MATCH('Review Inputs'!Q$9,'Data Input Sheet'!$B$6:$S$6,0))=\"\",\"\",INDEX('Data Input Sheet'!$B$7:$S$116,MATCH('Review Inputs'!$C48,'Data Input Sheet'!$B$7:$B$116,0),MATCH('Review Inputs'!Q$9,'Data Input Sheet'!$B$6:$S$6,0))))","v":""},null,null,null,"YES",null,null,"NO"]
[null,"p_input29","input29","NO","","Number of Meter Tamper Detections - Industrial","#",{"$f":"IF(OFFSET(INDIRECT($C49),0,3)=0,\"\",IF(INDEX('Data Input Sheet'!$B$7:$S$116,MATCH('Review Inputs'!$C49,'Data Input Sheet'!$B$7:$B$116,0),MATCH('Review Inputs'!H$9,'Data Input Sheet'!$B$6:$S$6,0))=\"\",\"\",INDEX('Data Input Sheet'!$B$7:$S$116,MATCH('Review Inputs'!$C49,'Data Input Sheet'!$B$7:$B$116,0),MATCH('Review Inputs'!H$9,'Data Input Sheet'!$B$6:$S$6,0))))","v":""},{"$f":"IF(OFFSET(INDIRECT($C49),0,3)=0,\"\",IF(INDEX('Data Input Sheet'!$B$7:$S$116,MATCH('Review Inputs'!$C49,'Data Input Sheet'!$B$7:$B$116,0),MATCH('Review Inputs'!I$9,'Data Input Sheet'!$B$6:$S$6,0))=\"\",\"\",INDEX('Data Input Sheet'!$B$7:$S$116,MATCH('Review Inputs'!$C49,'Data Input Sheet'!$B$7:$B$116,0),MATCH('Review Inputs'!I$9,'Data Input Sheet'!$B$6:$S$6,0))))","v":""},{"$f":"IF(OFFSET(INDIRECT($C49),0,3)=0,\"\",IF(INDEX('Data Input Sheet'!$B$7:$S$116,MATCH('Review Inputs'!$C49,'Data Input Sheet'!$B$7:$B$116,0),MATCH('Review Inputs'!J$9,'Data Input Sheet'!$B$6:$S$6,0))=\"\",\"\",INDEX('Data Input Sheet'!$B$7:$S$116,MATCH('Review Inputs'!$C49,'Data Input Sheet'!$B$7:$B$116,0),MATCH('Review Inputs'!J$9,'Data Input Sheet'!$B$6:$S$6,0))))","v":""},{"$f":"IF(OFFSET(INDIRECT($C49),0,3)=0,\"\",IF(INDEX('Data Input Sheet'!$B$7:$S$116,MATCH('Review Inputs'!$C49,'Data Input Sheet'!$B$7:$B$116,0),MATCH('Review Inputs'!K$9,'Data Input Sheet'!$B$6:$S$6,0))=\"\",\"\",INDEX('Data Input Sheet'!$B$7:$S$116,MATCH('Review Inputs'!$C49,'Data Input Sheet'!$B$7:$B$116,0),MATCH('Review Inputs'!K$9,'Data Input Sheet'!$B$6:$S$6,0))))","v":""},{"$f":"IF(OFFSET(INDIRECT($C49),0,3)=0,\"\",IF(INDEX('Data Input Sheet'!$B$7:$S$116,MATCH('Review Inputs'!$C49,'Data Input Sheet'!$B$7:$B$116,0),MATCH('Review Inputs'!L$9,'Data Input Sheet'!$B$6:$S$6,0))=\"\",\"\",INDEX('Data Input Sheet'!$B$7:$S$116,MATCH('Review Inputs'!$C49,'Data Input Sheet'!$B$7:$B$116,0),MATCH('Review Inputs'!L$9,'Data Input Sheet'!$B$6:$S$6,0))))","v":""},{"$f":"IF(OFFSET(INDIRECT($C49),0,3)=0,\"\",IF(INDEX('Data Input Sheet'!$B$7:$S$116,MATCH('Review Inputs'!$C49,'Data Input Sheet'!$B$7:$B$116,0),MATCH('Review Inputs'!M$9,'Data Input Sheet'!$B$6:$S$6,0))=\"\",\"\",INDEX('Data Input Sheet'!$B$7:$S$116,MATCH('Review Inputs'!$C49,'Data Input Sheet'!$B$7:$B$116,0),MATCH('Review Inputs'!M$9,'Data Input Sheet'!$B$6:$S$6,0))))","v":""},{"$f":"IF(OFFSET(INDIRECT($C49),0,3)=0,\"\",IF(INDEX('Data Input Sheet'!$B$7:$S$116,MATCH('Review Inputs'!$C49,'Data Input Sheet'!$B$7:$B$116,0),MATCH('Review Inputs'!N$9,'Data Input Sheet'!$B$6:$S$6,0))=\"\",\"\",INDEX('Data Input Sheet'!$B$7:$S$116,MATCH('Review Inputs'!$C49,'Data Input Sheet'!$B$7:$B$116,0),MATCH('Review Inputs'!N$9,'Data Input Sheet'!$B$6:$S$6,0))))","v":""},{"$f":"IF(OFFSET(INDIRECT($C49),0,3)=0,\"\",IF(INDEX('Data Input Sheet'!$B$7:$S$116,MATCH('Review Inputs'!$C49,'Data Input Sheet'!$B$7:$B$116,0),MATCH('Review Inputs'!O$9,'Data Input Sheet'!$B$6:$S$6,0))=\"\",\"\",INDEX('Data Input Sheet'!$B$7:$S$116,MATCH('Review Inputs'!$C49,'Data Input Sheet'!$B$7:$B$116,0),MATCH('Review Inputs'!O$9,'Data Input Sheet'!$B$6:$S$6,0))))","v":""},{"$f":"IF(OFFSET(INDIRECT($C49),0,3)=0,\"\",IF(INDEX('Data Input Sheet'!$B$7:$S$116,MATCH('Review Inputs'!$C49,'Data Input Sheet'!$B$7:$B$116,0),MATCH('Review Inputs'!P$9,'Data Input Sheet'!$B$6:$S$6,0))=\"\",\"\",INDEX('Data Input Sheet'!$B$7:$S$116,MATCH('Review Inputs'!$C49,'Data Input Sheet'!$B$7:$B$116,0),MATCH('Review Inputs'!P$9,'Data Input Sheet'!$B$6:$S$6,0))))","v":""},{"$f":"IF(OFFSET(INDIRECT($C49),0,3)=0,\"\",IF(INDEX('Data Input Sheet'!$B$7:$S$116,MATCH('Review Inputs'!$C49,'Data Input Sheet'!$B$7:$B$116,0),MATCH('Review Inputs'!Q$9,'Data Input Sheet'!$B$6:$S$6,0))=\"\",\"\",INDEX('Data Input Sheet'!$B$7:$S$116,MATCH('Review Inputs'!$C49,'Data Input Sheet'!$B$7:$B$116,0),MATCH('Review Inputs'!Q$9,'Data Input Sheet'!$B$6:$S$6,0))))","v":""},null,null,null,"YES",null,null,"NO"]
[null,"p_input106","input106","NO","","Average Annual Customer Electricity Usage - Residential","kWh",{"$f":"IF(OFFSET(INDIRECT($C50),0,3)=0,\"\",IF(INDEX('Data Input Sheet'!$B$7:$S$116,MATCH('Review Inputs'!$C50,'Data Input Sheet'!$B$7:$B$116,0),MATCH('Review Inputs'!H$9,'Data Input Sheet'!$B$6:$S$6,0))=\"\",\"\",INDEX('Data Input Sheet'!$B$7:$S$116,MATCH('Review Inputs'!$C50,'Data Input Sheet'!$B$7:$B$116,0),MATCH('Review Inputs'!H$9,'Data Input Sheet'!$B$6:$S$6,0))))","v":""},{"$f":"IF(OFFSET(INDIRECT($C50),0,3)=0,\"\",IF(INDEX('Data Input Sheet'!$B$7:$S$116,MATCH('Review Inputs'!$C50,'Data Input Sheet'!$B$7:$B$116,0),MATCH('Review Inputs'!I$9,'Data Input Sheet'!$B$6:$S$6,0))=\"\",\"\",INDEX('Data Input Sheet'!$B$7:$S$116,MATCH('Review Inputs'!$C50,'Data Input Sheet'!$B$7:$B$116,0),MATCH('Review Inputs'!I$9,'Data Input Sheet'!$B$6:$S$6,0))))","v":""},{"$f":"IF(OFFSET(INDIRECT($C50),0,3)=0,\"\",IF(INDEX('Data Input Sheet'!$B$7:$S$116,MATCH('Review Inputs'!$C50,'Data Input Sheet'!$B$7:$B$116,0),MATCH('Review Inputs'!J$9,'Data Input Sheet'!$B$6:$S$6,0))=\"\",\"\",INDEX('Data Input Sheet'!$B$7:$S$116,MATCH('Review Inputs'!$C50,'Data Input Sheet'!$B$7:$B$116,0),MATCH('Review Inputs'!J$9,'Data Input Sheet'!$B$6:$S$6,0))))","v":""},{"$f":"IF(OFFSET(INDIRECT($C50),0,3)=0,\"\",IF(INDEX('Data Input Sheet'!$B$7:$S$116,MATCH('Review Inputs'!$C50,'Data Input Sheet'!$B$7:$B$116,0),MATCH('Review Inputs'!K$9,'Data Input Sheet'!$B$6:$S$6,0))=\"\",\"\",INDEX('Data Input Sheet'!$B$7:$S$116,MATCH('Review Inputs'!$C50,'Data Input Sheet'!$B$7:$B$116,0),MATCH('Review Inputs'!K$9,'Data Input Sheet'!$B$6:$S$6,0))))","v":""},{"$f":"IF(OFFSET(INDIRECT($C50),0,3)=0,\"\",IF(INDEX('Data Input Sheet'!$B$7:$S$116,MATCH('Review Inputs'!$C50,'Data Input Sheet'!$B$7:$B$116,0),MATCH('Review Inputs'!L$9,'Data Input Sheet'!$B$6:$S$6,0))=\"\",\"\",INDEX('Data Input Sheet'!$B$7:$S$116,MATCH('Review Inputs'!$C50,'Data Input Sheet'!$B$7:$B$116,0),MATCH('Review Inputs'!L$9,'Data Input Sheet'!$B$6:$S$6,0))))","v":""},{"$f":"IF(OFFSET(INDIRECT($C50),0,3)=0,\"\",IF(INDEX('Data Input Sheet'!$B$7:$S$116,MATCH('Review Inputs'!$C50,'Data Input Sheet'!$B$7:$B$116,0),MATCH('Review Inputs'!M$9,'Data Input Sheet'!$B$6:$S$6,0))=\"\",\"\",INDEX('Data Input Sheet'!$B$7:$S$116,MATCH('Review Inputs'!$C50,'Data Input Sheet'!$B$7:$B$116,0),MATCH('Review Inputs'!M$9,'Data Input Sheet'!$B$6:$S$6,0))))","v":""},{"$f":"IF(OFFSET(INDIRECT($C50),0,3)=0,\"\",IF(INDEX('Data Input Sheet'!$B$7:$S$116,MATCH('Review Inputs'!$C50,'Data Input Sheet'!$B$7:$B$116,0),MATCH('Review Inputs'!N$9,'Data Input Sheet'!$B$6:$S$6,0))=\"\",\"\",INDEX('Data Input Sheet'!$B$7:$S$116,MATCH('Review Inputs'!$C50,'Data Input Sheet'!$B$7:$B$116,0),MATCH('Review Inputs'!N$9,'Data Input Sheet'!$B$6:$S$6,0))))","v":""},{"$f":"IF(OFFSET(INDIRECT($C50),0,3)=0,\"\",IF(INDEX('Data Input Sheet'!$B$7:$S$116,MATCH('Review Inputs'!$C50,'Data Input Sheet'!$B$7:$B$116,0),MATCH('Review Inputs'!O$9,'Data Input Sheet'!$B$6:$S$6,0))=\"\",\"\",INDEX('Data Input Sheet'!$B$7:$S$116,MATCH('Review Inputs'!$C50,'Data Input Sheet'!$B$7:$B$116,0),MATCH('Review Inputs'!O$9,'Data Input Sheet'!$B$6:$S$6,0))))","v":""},{"$f":"IF(OFFSET(INDIRECT($C50),0,3)=0,\"\",IF(INDEX('Data Input Sheet'!$B$7:$S$116,MATCH('Review Inputs'!$C50,'Data Input Sheet'!$B$7:$B$116,0),MATCH('Review Inputs'!P$9,'Data Input Sheet'!$B$6:$S$6,0))=\"\",\"\",INDEX('Data Input Sheet'!$B$7:$S$116,MATCH('Review Inputs'!$C50,'Data Input Sheet'!$B$7:$B$116,0),MATCH('Review Inputs'!P$9,'Data Input Sheet'!$B$6:$S$6,0))))","v":""},{"$f":"IF(OFFSET(INDIRECT($C50),0,3)=0,\"\",IF(INDEX('Data Input Sheet'!$B$7:$S$116,MATCH('Review Inputs'!$C50,'Data Input Sheet'!$B$7:$B$116,0),MATCH('Review Inputs'!Q$9,'Data Input Sheet'!$B$6:$S$6,0))=\"\",\"\",INDEX('Data Input Sheet'!$B$7:$S$116,MATCH('Review Inputs'!$C50,'Data Input Sheet'!$B$7:$B$116,0),MATCH('Review Inputs'!Q$9,'Data Input Sheet'!$B$6:$S$6,0))))","v":""},null,null,null,null,null,null,"NO"]
[null,"p_input107","input107",{"$f":"IF(OFFSET(INDIRECT((C51)),0,3)>0,\"YES\",\"NO\")","v":"NO"},{"$f":"IF(D51=\"OPT\",\"Output is optional\",\"\")","v":""},{"$f":"INDIRECT(C51)","v":"Average Annual Customer Electricity Usage - Commercial"},{"$f":"OFFSET(INDIRECT(C51),0,1)","v":"kWh"},{"$f":"IF(OFFSET(INDIRECT($C51),0,3)=0,\"\",IF(INDEX('Data Input Sheet'!$B$7:$S$116,MATCH('Review Inputs'!$C51,'Data Input Sheet'!$B$7:$B$116,0),MATCH('Review Inputs'!H$9,'Data Input Sheet'!$B$6:$S$6,0))=\"\",\"\",INDEX('Data Input Sheet'!$B$7:$S$116,MATCH('Review Inputs'!$C51,'Data Input Sheet'!$B$7:$B$116,0),MATCH('Review Inputs'!H$9,'Data Input Sheet'!$B$6:$S$6,0))))","v":""},{"$f":"IF(OFFSET(INDIRECT($C51),0,3)=0,\"\",IF(INDEX('Data Input Sheet'!$B$7:$S$116,MATCH('Review Inputs'!$C51,'Data Input Sheet'!$B$7:$B$116,0),MATCH('Review Inputs'!I$9,'Data Input Sheet'!$B$6:$S$6,0))=\"\",\"\",INDEX('Data Input Sheet'!$B$7:$S$116,MATCH('Review Inputs'!$C51,'Data Input Sheet'!$B$7:$B$116,0),MATCH('Review Inputs'!I$9,'Data Input Sheet'!$B$6:$S$6,0))))","v":""},{"$f":"IF(OFFSET(INDIRECT($C51),0,3)=0,\"\",IF(INDEX('Data Input Sheet'!$B$7:$S$116,MATCH('Review Inputs'!$C51,'Data Input Sheet'!$B$7:$B$116,0),MATCH('Review Inputs'!J$9,'Data Input Sheet'!$B$6:$S$6,0))=\"\",\"\",INDEX('Data Input Sheet'!$B$7:$S$116,MATCH('Review Inputs'!$C51,'Data Input Sheet'!$B$7:$B$116,0),MATCH('Review Inputs'!J$9,'Data Input Sheet'!$B$6:$S$6,0))))","v":""},{"$f":"IF(OFFSET(INDIRECT($C51),0,3)=0,\"\",IF(INDEX('Data Input Sheet'!$B$7:$S$116,MATCH('Review Inputs'!$C51,'Data Input Sheet'!$B$7:$B$116,0),MATCH('Review Inputs'!K$9,'Data Input Sheet'!$B$6:$S$6,0))=\"\",\"\",INDEX('Data Input Sheet'!$B$7:$S$116,MATCH('Review Inputs'!$C51,'Data Input Sheet'!$B$7:$B$116,0),MATCH('Review Inputs'!K$9,'Data Input Sheet'!$B$6:$S$6,0))))","v":""},{"$f":"IF(OFFSET(INDIRECT($C51),0,3)=0,\"\",IF(INDEX('Data Input Sheet'!$B$7:$S$116,MATCH('Review Inputs'!$C51,'Data Input Sheet'!$B$7:$B$116,0),MATCH('Review Inputs'!L$9,'Data Input Sheet'!$B$6:$S$6,0))=\"\",\"\",INDEX('Data Input Sheet'!$B$7:$S$116,MATCH('Review Inputs'!$C51,'Data Input Sheet'!$B$7:$B$116,0),MATCH('Review Inputs'!L$9,'Data Input Sheet'!$B$6:$S$6,0))))","v":""},{"$f":"IF(OFFSET(INDIRECT($C51),0,3)=0,\"\",IF(INDEX('Data Input Sheet'!$B$7:$S$116,MATCH('Review Inputs'!$C51,'Data Input Sheet'!$B$7:$B$116,0),MATCH('Review Inputs'!M$9,'Data Input Sheet'!$B$6:$S$6,0))=\"\",\"\",INDEX('Data Input Sheet'!$B$7:$S$116,MATCH('Review Inputs'!$C51,'Data Input Sheet'!$B$7:$B$116,0),MATCH('Review Inputs'!M$9,'Data Input Sheet'!$B$6:$S$6,0))))","v":""},{"$f":"IF(OFFSET(INDIRECT($C51),0,3)=0,\"\",IF(INDEX('Data Input Sheet'!$B$7:$S$116,MATCH('Review Inputs'!$C51,'Data Input Sheet'!$B$7:$B$116,0),MATCH('Review Inputs'!N$9,'Data Input Sheet'!$B$6:$S$6,0))=\"\",\"\",INDEX('Data Input Sheet'!$B$7:$S$116,MATCH('Review Inputs'!$C51,'Data Input Sheet'!$B$7:$B$116,0),MATCH('Review Inputs'!N$9,'Data Input Sheet'!$B$6:$S$6,0))))","v":""},{"$f":"IF(OFFSET(INDIRECT($C51),0,3)=0,\"\",IF(INDEX('Data Input Sheet'!$B$7:$S$116,MATCH('Review Inputs'!$C51,'Data Input Sheet'!$B$7:$B$116,0),MATCH('Review Inputs'!O$9,'Data Input Sheet'!$B$6:$S$6,0))=\"\",\"\",INDEX('Data Input Sheet'!$B$7:$S$116,MATCH('Review Inputs'!$C51,'Data Input Sheet'!$B$7:$B$116,0),MATCH('Review Inputs'!O$9,'Data Input Sheet'!$B$6:$S$6,0))))","v":""},{"$f":"IF(OFFSET(INDIRECT($C51),0,3)=0,\"\",IF(INDEX('Data Input Sheet'!$B$7:$S$116,MATCH('Review Inputs'!$C51,'Data Input Sheet'!$B$7:$B$116,0),MATCH('Review Inputs'!P$9,'Data Input Sheet'!$B$6:$S$6,0))=\"\",\"\",INDEX('Data Input Sheet'!$B$7:$S$116,MATCH('Review Inputs'!$C51,'Data Input Sheet'!$B$7:$B$116,0),MATCH('Review Inputs'!P$9,'Data Input Sheet'!$B$6:$S$6,0))))","v":""},{"$f":"IF(OFFSET(INDIRECT($C51),0,3)=0,\"\",IF(INDEX('Data Input Sheet'!$B$7:$S$116,MATCH('Review Inputs'!$C51,'Data Input Sheet'!$B$7:$B$116,0),MATCH('Review Inputs'!Q$9,'Data Input Sheet'!$B$6:$S$6,0))=\"\",\"\",INDEX('Data Input Sheet'!$B$7:$S$116,MATCH('Review Inputs'!$C51,'Data Input Sheet'!$B$7:$B$116,0),MATCH('Review Inputs'!Q$9,'Data Input Sheet'!$B$6:$S$6,0))))","v":""},null,null,null,null,null,null,"NO"]
[null,"p_input108","input108","NO","","Average Annual Customer Electricity Usage - Industrial","kWh",{"$f":"IF(OFFSET(INDIRECT($C52),0,3)=0,\"\",IF(INDEX('Data Input Sheet'!$B$7:$S$116,MATCH('Review Inputs'!$C52,'Data Input Sheet'!$B$7:$B$116,0),MATCH('Review Inputs'!H$9,'Data Input Sheet'!$B$6:$S$6,0))=\"\",\"\",INDEX('Data Input Sheet'!$B$7:$S$116,MATCH('Review Inputs'!$C52,'Data Input Sheet'!$B$7:$B$116,0),MATCH('Review Inputs'!H$9,'Data Input Sheet'!$B$6:$S$6,0))))","v":""},{"$f":"IF(OFFSET(INDIRECT($C52),0,3)=0,\"\",IF(INDEX('Data Input Sheet'!$B$7:$S$116,MATCH('Review Inputs'!$C52,'Data Input Sheet'!$B$7:$B$116,0),MATCH('Review Inputs'!I$9,'Data Input Sheet'!$B$6:$S$6,0))=\"\",\"\",INDEX('Data Input Sheet'!$B$7:$S$116,MATCH('Review Inputs'!$C52,'Data Input Sheet'!$B$7:$B$116,0),MATCH('Review Inputs'!I$9,'Data Input Sheet'!$B$6:$S$6,0))))","v":""},{"$f":"IF(OFFSET(INDIRECT($C52),0,3)=0,\"\",IF(INDEX('Data Input Sheet'!$B$7:$S$116,MATCH('Review Inputs'!$C52,'Data Input Sheet'!$B$7:$B$116,0),MATCH('Review Inputs'!J$9,'Data Input Sheet'!$B$6:$S$6,0))=\"\",\"\",INDEX('Data Input Sheet'!$B$7:$S$116,MATCH('Review Inputs'!$C52,'Data Input Sheet'!$B$7:$B$116,0),MATCH('Review Inputs'!J$9,'Data Input Sheet'!$B$6:$S$6,0))))","v":""},{"$f":"IF(OFFSET(INDIRECT($C52),0,3)=0,\"\",IF(INDEX('Data Input Sheet'!$B$7:$S$116,MATCH('Review Inputs'!$C52,'Data Input Sheet'!$B$7:$B$116,0),MATCH('Review Inputs'!K$9,'Data Input Sheet'!$B$6:$S$6,0))=\"\",\"\",INDEX('Data Input Sheet'!$B$7:$S$116,MATCH('Review Inputs'!$C52,'Data Input Sheet'!$B$7:$B$116,0),MATCH('Review Inputs'!K$9,'Data Input Sheet'!$B$6:$S$6,0))))","v":""},{"$f":"IF(OFFSET(INDIRECT($C52),0,3)=0,\"\",IF(INDEX('Data Input Sheet'!$B$7:$S$116,MATCH('Review Inputs'!$C52,'Data Input Sheet'!$B$7:$B$116,0),MATCH('Review Inputs'!L$9,'Data Input Sheet'!$B$6:$S$6,0))=\"\",\"\",INDEX('Data Input Sheet'!$B$7:$S$116,MATCH('Review Inputs'!$C52,'Data Input Sheet'!$B$7:$B$116,0),MATCH('Review Inputs'!L$9,'Data Input Sheet'!$B$6:$S$6,0))))","v":""},{"$f":"IF(OFFSET(INDIRECT($C52),0,3)=0,\"\",IF(INDEX('Data Input Sheet'!$B$7:$S$116,MATCH('Review Inputs'!$C52,'Data Input Sheet'!$B$7:$B$116,0),MATCH('Review Inputs'!M$9,'Data Input Sheet'!$B$6:$S$6,0))=\"\",\"\",INDEX('Data Input Sheet'!$B$7:$S$116,MATCH('Review Inputs'!$C52,'Data Input Sheet'!$B$7:$B$116,0),MATCH('Review Inputs'!M$9,'Data Input Sheet'!$B$6:$S$6,0))))","v":""},{"$f":"IF(OFFSET(INDIRECT($C52),0,3)=0,\"\",IF(INDEX('Data Input Sheet'!$B$7:$S$116,MATCH('Review Inputs'!$C52,'Data Input Sheet'!$B$7:$B$116,0),MATCH('Review Inputs'!N$9,'Data Input Sheet'!$B$6:$S$6,0))=\"\",\"\",INDEX('Data Input Sheet'!$B$7:$S$116,MATCH('Review Inputs'!$C52,'Data Input Sheet'!$B$7:$B$116,0),MATCH('Review Inputs'!N$9,'Data Input Sheet'!$B$6:$S$6,0))))","v":""},{"$f":"IF(OFFSET(INDIRECT($C52),0,3)=0,\"\",IF(INDEX('Data Input Sheet'!$B$7:$S$116,MATCH('Review Inputs'!$C52,'Data Input Sheet'!$B$7:$B$116,0),MATCH('Review Inputs'!O$9,'Data Input Sheet'!$B$6:$S$6,0))=\"\",\"\",INDEX('Data Input Sheet'!$B$7:$S$116,MATCH('Review Inputs'!$C52,'Data Input Sheet'!$B$7:$B$116,0),MATCH('Review Inputs'!O$9,'Data Input Sheet'!$B$6:$S$6,0))))","v":""},{"$f":"IF(OFFSET(INDIRECT($C52),0,3)=0,\"\",IF(INDEX('Data Input Sheet'!$B$7:$S$116,MATCH('Review Inputs'!$C52,'Data Input Sheet'!$B$7:$B$116,0),MATCH('Review Inputs'!P$9,'Data Input Sheet'!$B$6:$S$6,0))=\"\",\"\",INDEX('Data Input Sheet'!$B$7:$S$116,MATCH('Review Inputs'!$C52,'Data Input Sheet'!$B$7:$B$116,0),MATCH('Review Inputs'!P$9,'Data Input Sheet'!$B$6:$S$6,0))))","v":""},{"$f":"IF(OFFSET(INDIRECT($C52),0,3)=0,\"\",IF(INDEX('Data Input Sheet'!$B$7:$S$116,MATCH('Review Inputs'!$C52,'Data Input Sheet'!$B$7:$B$116,0),MATCH('Review Inputs'!Q$9,'Data Input Sheet'!$B$6:$S$6,0))=\"\",\"\",INDEX('Data Input Sheet'!$B$7:$S$116,MATCH('Review Inputs'!$C52,'Data Input Sheet'!$B$7:$B$116,0),MATCH('Review Inputs'!Q$9,'Data Input Sheet'!$B$6:$S$6,0))))","v":""},null,null,null,null,null,null,"NO"]
[null,"p_input30","input30","NO","","Distribution Feeder Load","MVA",{"$f":"IF(OFFSET(INDIRECT($C53),0,3)=0,\"\",IF(INDEX('Data Input Sheet'!$B$7:$S$116,MATCH('Review Inputs'!$C53,'Data Input Sheet'!$B$7:$B$116,0),MATCH('Review Inputs'!H$9,'Data Input Sheet'!$B$6:$S$6,0))=\"\",\"\",INDEX('Data Input Sheet'!$B$7:$S$116,MATCH('Review Inputs'!$C53,'Data Input Sheet'!$B$7:$B$116,0),MATCH('Review Inputs'!H$9,'Data Input Sheet'!$B$6:$S$6,0))))","v":""},{"$f":"IF(OFFSET(INDIRECT($C53),0,3)=0,\"\",IF(INDEX('Data Input Sheet'!$B$7:$S$116,MATCH('Review Inputs'!$C53,'Data Input Sheet'!$B$7:$B$116,0),MATCH('Review Inputs'!I$9,'Data Input Sheet'!$B$6:$S$6,0))=\"\",\"\",INDEX('Data Input Sheet'!$B$7:$S$116,MATCH('Review Inputs'!$C53,'Data Input Sheet'!$B$7:$B$116,0),MATCH('Review Inputs'!I$9,'Data Input Sheet'!$B$6:$S$6,0))))","v":""},{"$f":"IF(OFFSET(INDIRECT($C53),0,3)=0,\"\",IF(INDEX('Data Input Sheet'!$B$7:$S$116,MATCH('Review Inputs'!$C53,'Data Input Sheet'!$B$7:$B$116,0),MATCH('Review Inputs'!J$9,'Data Input Sheet'!$B$6:$S$6,0))=\"\",\"\",INDEX('Data Input Sheet'!$B$7:$S$116,MATCH('Review Inputs'!$C53,'Data Input Sheet'!$B$7:$B$116,0),MATCH('Review Inputs'!J$9,'Data Input Sheet'!$B$6:$S$6,0))))","v":""},{"$f":"IF(OFFSET(INDIRECT($C53),0,3)=0,\"\",IF(INDEX('Data Input Sheet'!$B$7:$S$116,MATCH('Review Inputs'!$C53,'Data Input Sheet'!$B$7:$B$116,0),MATCH('Review Inputs'!K$9,'Data Input Sheet'!$B$6:$S$6,0))=\"\",\"\",INDEX('Data Input Sheet'!$B$7:$S$116,MATCH('Review Inputs'!$C53,'Data Input Sheet'!$B$7:$B$116,0),MATCH('Review Inputs'!K$9,'Data Input Sheet'!$B$6:$S$6,0))))","v":""},{"$f":"IF(OFFSET(INDIRECT($C53),0,3)=0,\"\",IF(INDEX('Data Input Sheet'!$B$7:$S$116,MATCH('Review Inputs'!$C53,'Data Input Sheet'!$B$7:$B$116,0),MATCH('Review Inputs'!L$9,'Data Input Sheet'!$B$6:$S$6,0))=\"\",\"\",INDEX('Data Input Sheet'!$B$7:$S$116,MATCH('Review Inputs'!$C53,'Data Input Sheet'!$B$7:$B$116,0),MATCH('Review Inputs'!L$9,'Data Input Sheet'!$B$6:$S$6,0))))","v":""},{"$f":"IF(OFFSET(INDIRECT($C53),0,3)=0,\"\",IF(INDEX('Data Input Sheet'!$B$7:$S$116,MATCH('Review Inputs'!$C53,'Data Input Sheet'!$B$7:$B$116,0),MATCH('Review Inputs'!M$9,'Data Input Sheet'!$B$6:$S$6,0))=\"\",\"\",INDEX('Data Input Sheet'!$B$7:$S$116,MATCH('Review Inputs'!$C53,'Data Input Sheet'!$B$7:$B$116,0),MATCH('Review Inputs'!M$9,'Data Input Sheet'!$B$6:$S$6,0))))","v":""},{"$f":"IF(OFFSET(INDIRECT($C53),0,3)=0,\"\",IF(INDEX('Data Input Sheet'!$B$7:$S$116,MATCH('Review Inputs'!$C53,'Data Input Sheet'!$B$7:$B$116,0),MATCH('Review Inputs'!N$9,'Data Input Sheet'!$B$6:$S$6,0))=\"\",\"\",INDEX('Data Input Sheet'!$B$7:$S$116,MATCH('Review Inputs'!$C53,'Data Input Sheet'!$B$7:$B$116,0),MATCH('Review Inputs'!N$9,'Data Input Sheet'!$B$6:$S$6,0))))","v":""},{"$f":"IF(OFFSET(INDIRECT($C53),0,3)=0,\"\",IF(INDEX('Data Input Sheet'!$B$7:$S$116,MATCH('Review Inputs'!$C53,'Data Input Sheet'!$B$7:$B$116,0),MATCH('Review Inputs'!O$9,'Data Input Sheet'!$B$6:$S$6,0))=\"\",\"\",INDEX('Data Input Sheet'!$B$7:$S$116,MATCH('Review Inputs'!$C53,'Data Input Sheet'!$B$7:$B$116,0),MATCH('Review Inputs'!O$9,'Data Input Sheet'!$B$6:$S$6,0))))","v":""},{"$f":"IF(OFFSET(INDIRECT($C53),0,3)=0,\"\",IF(INDEX('Data Input Sheet'!$B$7:$S$116,MATCH('Review Inputs'!$C53,'Data Input Sheet'!$B$7:$B$116,0),MATCH('Review Inputs'!P$9,'Data Input Sheet'!$B$6:$S$6,0))=\"\",\"\",INDEX('Data Input Sheet'!$B$7:$S$116,MATCH('Review Inputs'!$C53,'Data Input Sheet'!$B$7:$B$116,0),MATCH('Review Inputs'!P$9,'Data Input Sheet'!$B$6:$S$6,0))))","v":""},{"$f":"IF(OFFSET(INDIRECT($C53),0,3)=0,\"\",IF(INDEX('Data Input Sheet'!$B$7:$S$116,MATCH('Review Inputs'!$C53,'Data Input Sheet'!$B$7:$B$116,0),MATCH('Review Inputs'!Q$9,'Data Input Sheet'!$B$6:$S$6,0))=\"\",\"\",INDEX('Data Input Sheet'!$B$7:$S$116,MATCH('Review Inputs'!$C53,'Data Input Sheet'!$B$7:$B$116,0),MATCH('Review Inputs'!Q$9,'Data Input Sheet'!$B$6:$S$6,0))))","v":""},null,null,null,"YES",null,null,"NO"]
[null,"p_input31","input31","NO","","Distribution Losses","%",{"$f":"IF(OFFSET(INDIRECT($C54),0,3)=0,\"\",IF(INDEX('Data Input Sheet'!$B$7:$S$116,MATCH('Review Inputs'!$C54,'Data Input Sheet'!$B$7:$B$116,0),MATCH('Review Inputs'!H$9,'Data Input Sheet'!$B$6:$S$6,0))=\"\",\"\",INDEX('Data Input Sheet'!$B$7:$S$116,MATCH('Review Inputs'!$C54,'Data Input Sheet'!$B$7:$B$116,0),MATCH('Review Inputs'!H$9,'Data Input Sheet'!$B$6:$S$6,0))))","v":""},{"$f":"IF(OFFSET(INDIRECT($C54),0,3)=0,\"\",IF(INDEX('Data Input Sheet'!$B$7:$S$116,MATCH('Review Inputs'!$C54,'Data Input Sheet'!$B$7:$B$116,0),MATCH('Review Inputs'!I$9,'Data Input Sheet'!$B$6:$S$6,0))=\"\",\"\",INDEX('Data Input Sheet'!$B$7:$S$116,MATCH('Review Inputs'!$C54,'Data Input Sheet'!$B$7:$B$116,0),MATCH('Review Inputs'!I$9,'Data Input Sheet'!$B$6:$S$6,0))))","v":""},{"$f":"IF(OFFSET(INDIRECT($C54),0,3)=0,\"\",IF(INDEX('Data Input Sheet'!$B$7:$S$116,MATCH('Review Inputs'!$C54,'Data Input Sheet'!$B$7:$B$116,0),MATCH('Review Inputs'!J$9,'Data Input Sheet'!$B$6:$S$6,0))=\"\",\"\",INDEX('Data Input Sheet'!$B$7:$S$116,MATCH('Review Inputs'!$C54,'Data Input Sheet'!$B$7:$B$116,0),MATCH('Review Inputs'!J$9,'Data Input Sheet'!$B$6:$S$6,0))))","v":""},{"$f":"IF(OFFSET(INDIRECT($C54),0,3)=0,\"\",IF(INDEX('Data Input Sheet'!$B$7:$S$116,MATCH('Review Inputs'!$C54,'Data Input Sheet'!$B$7:$B$116,0),MATCH('Review Inputs'!K$9,'Data Input Sheet'!$B$6:$S$6,0))=\"\",\"\",INDEX('Data Input Sheet'!$B$7:$S$116,MATCH('Review Inputs'!$C54,'Data Input Sheet'!$B$7:$B$116,0),MATCH('Review Inputs'!K$9,'Data Input Sheet'!$B$6:$S$6,0))))","v":""},{"$f":"IF(OFFSET(INDIRECT($C54),0,3)=0,\"\",IF(INDEX('Data Input Sheet'!$B$7:$S$116,MATCH('Review Inputs'!$C54,'Data Input Sheet'!$B$7:$B$116,0),MATCH('Review Inputs'!L$9,'Data Input Sheet'!$B$6:$S$6,0))=\"\",\"\",INDEX('Data Input Sheet'!$B$7:$S$116,MATCH('Review Inputs'!$C54,'Data Input Sheet'!$B$7:$B$116,0),MATCH('Review Inputs'!L$9,'Data Input Sheet'!$B$6:$S$6,0))))","v":""},{"$f":"IF(OFFSET(INDIRECT($C54),0,3)=0,\"\",IF(INDEX('Data Input Sheet'!$B$7:$S$116,MATCH('Review Inputs'!$C54,'Data Input Sheet'!$B$7:$B$116,0),MATCH('Review Inputs'!M$9,'Data Input Sheet'!$B$6:$S$6,0))=\"\",\"\",INDEX('Data Input Sheet'!$B$7:$S$116,MATCH('Review Inputs'!$C54,'Data Input Sheet'!$B$7:$B$116,0),MATCH('Review Inputs'!M$9,'Data Input Sheet'!$B$6:$S$6,0))))","v":""},{"$f":"IF(OFFSET(INDIRECT($C54),0,3)=0,\"\",IF(INDEX('Data Input Sheet'!$B$7:$S$116,MATCH('Review Inputs'!$C54,'Data Input Sheet'!$B$7:$B$116,0),MATCH('Review Inputs'!N$9,'Data Input Sheet'!$B$6:$S$6,0))=\"\",\"\",INDEX('Data Input Sheet'!$B$7:$S$116,MATCH('Review Inputs'!$C54,'Data Input Sheet'!$B$7:$B$116,0),MATCH('Review Inputs'!N$9,'Data Input Sheet'!$B$6:$S$6,0))))","v":""},{"$f":"IF(OFFSET(INDIRECT($C54),0,3)=0,\"\",IF(INDEX('Data Input Sheet'!$B$7:$S$116,MATCH('Review Inputs'!$C54,'Data Input Sheet'!$B$7:$B$116,0),MATCH('Review Inputs'!O$9,'Data Input Sheet'!$B$6:$S$6,0))=\"\",\"\",INDEX('Data Input Sheet'!$B$7:$S$116,MATCH('Review Inputs'!$C54,'Data Input Sheet'!$B$7:$B$116,0),MATCH('Review Inputs'!O$9,'Data Input Sheet'!$B$6:$S$6,0))))","v":""},{"$f":"IF(OFFSET(INDIRECT($C54),0,3)=0,\"\",IF(INDEX('Data Input Sheet'!$B$7:$S$116,MATCH('Review Inputs'!$C54,'Data Input Sheet'!$B$7:$B$116,0),MATCH('Review Inputs'!P$9,'Data Input Sheet'!$B$6:$S$6,0))=\"\",\"\",INDEX('Data Input Sheet'!$B$7:$S$116,MATCH('Review Inputs'!$C54,'Data Input Sheet'!$B$7:$B$116,0),MATCH('Review Inputs'!P$9,'Data Input Sheet'!$B$6:$S$6,0))))","v":""},{"$f":"IF(OFFSET(INDIRECT($C54),0,3)=0,\"\",IF(INDEX('Data Input Sheet'!$B$7:$S$116,MATCH('Review Inputs'!$C54,'Data Input Sheet'!$B$7:$B$116,0),MATCH('Review Inputs'!Q$9,'Data Input Sheet'!$B$6:$S$6,0))=\"\",\"\",INDEX('Data Input Sheet'!$B$7:$S$116,MATCH('Review Inputs'!$C54,'Data Input Sheet'!$B$7:$B$116,0),MATCH('Review Inputs'!Q$9,'Data Input Sheet'!$B$6:$S$6,0))))","v":""},null,null,null,"YES",null,null,"NO"]
[null,"p_input32","input32","NO","","Transmission Line Load","MVA",{"$f":"IF(OFFSET(INDIRECT($C55),0,3)=0,\"\",IF(INDEX('Data Input Sheet'!$B$7:$S$116,MATCH('Review Inputs'!$C55,'Data Input Sheet'!$B$7:$B$116,0),MATCH('Review Inputs'!H$9,'Data Input Sheet'!$B$6:$S$6,0))=\"\",\"\",INDEX('Data Input Sheet'!$B$7:$S$116,MATCH('Review Inputs'!$C55,'Data Input Sheet'!$B$7:$B$116,0),MATCH('Review Inputs'!H$9,'Data Input Sheet'!$B$6:$S$6,0))))","v":""},{"$f":"IF(OFFSET(INDIRECT($C55),0,3)=0,\"\",IF(INDEX('Data Input Sheet'!$B$7:$S$116,MATCH('Review Inputs'!$C55,'Data Input Sheet'!$B$7:$B$116,0),MATCH('Review Inputs'!I$9,'Data Input Sheet'!$B$6:$S$6,0))=\"\",\"\",INDEX('Data Input Sheet'!$B$7:$S$116,MATCH('Review Inputs'!$C55,'Data Input Sheet'!$B$7:$B$116,0),MATCH('Review Inputs'!I$9,'Data Input Sheet'!$B$6:$S$6,0))))","v":""},{"$f":"IF(OFFSET(INDIRECT($C55),0,3)=0,\"\",IF(INDEX('Data Input Sheet'!$B$7:$S$116,MATCH('Review Inputs'!$C55,'Data Input Sheet'!$B$7:$B$116,0),MATCH('Review Inputs'!J$9,'Data Input Sheet'!$B$6:$S$6,0))=\"\",\"\",INDEX('Data Input Sheet'!$B$7:$S$116,MATCH('Review Inputs'!$C55,'Data Input Sheet'!$B$7:$B$116,0),MATCH('Review Inputs'!J$9,'Data Input Sheet'!$B$6:$S$6,0))))","v":""},{"$f":"IF(OFFSET(INDIRECT($C55),0,3)=0,\"\",IF(INDEX('Data Input Sheet'!$B$7:$S$116,MATCH('Review Inputs'!$C55,'Data Input Sheet'!$B$7:$B$116,0),MATCH('Review Inputs'!K$9,'Data Input Sheet'!$B$6:$S$6,0))=\"\",\"\",INDEX('Data Input Sheet'!$B$7:$S$116,MATCH('Review Inputs'!$C55,'Data Input Sheet'!$B$7:$B$116,0),MATCH('Review Inputs'!K$9,'Data Input Sheet'!$B$6:$S$6,0))))","v":""},{"$f":"IF(OFFSET(INDIRECT($C55),0,3)=0,\"\",IF(INDEX('Data Input Sheet'!$B$7:$S$116,MATCH('Review Inputs'!$C55,'Data Input Sheet'!$B$7:$B$116,0),MATCH('Review Inputs'!L$9,'Data Input Sheet'!$B$6:$S$6,0))=\"\",\"\",INDEX('Data Input Sheet'!$B$7:$S$116,MATCH('Review Inputs'!$C55,'Data Input Sheet'!$B$7:$B$116,0),MATCH('Review Inputs'!L$9,'Data Input Sheet'!$B$6:$S$6,0))))","v":""},{"$f":"IF(OFFSET(INDIRECT($C55),0,3)=0,\"\",IF(INDEX('Data Input Sheet'!$B$7:$S$116,MATCH('Review Inputs'!$C55,'Data Input Sheet'!$B$7:$B$116,0),MATCH('Review Inputs'!M$9,'Data Input Sheet'!$B$6:$S$6,0))=\"\",\"\",INDEX('Data Input Sheet'!$B$7:$S$116,MATCH('Review Inputs'!$C55,'Data Input Sheet'!$B$7:$B$116,0),MATCH('Review Inputs'!M$9,'Data Input Sheet'!$B$6:$S$6,0))))","v":""},{"$f":"IF(OFFSET(INDIRECT($C55),0,3)=0,\"\",IF(INDEX('Data Input Sheet'!$B$7:$S$116,MATCH('Review Inputs'!$C55,'Data Input Sheet'!$B$7:$B$116,0),MATCH('Review Inputs'!N$9,'Data Input Sheet'!$B$6:$S$6,0))=\"\",\"\",INDEX('Data Input Sheet'!$B$7:$S$116,MATCH('Review Inputs'!$C55,'Data Input Sheet'!$B$7:$B$116,0),MATCH('Review Inputs'!N$9,'Data Input Sheet'!$B$6:$S$6,0))))","v":""},{"$f":"IF(OFFSET(INDIRECT($C55),0,3)=0,\"\",IF(INDEX('Data Input Sheet'!$B$7:$S$116,MATCH('Review Inputs'!$C55,'Data Input Sheet'!$B$7:$B$116,0),MATCH('Review Inputs'!O$9,'Data Input Sheet'!$B$6:$S$6,0))=\"\",\"\",INDEX('Data Input Sheet'!$B$7:$S$116,MATCH('Review Inputs'!$C55,'Data Input Sheet'!$B$7:$B$116,0),MATCH('Review Inputs'!O$9,'Data Input Sheet'!$B$6:$S$6,0))))","v":""},{"$f":"IF(OFFSET(INDIRECT($C55),0,3)=0,\"\",IF(INDEX('Data Input Sheet'!$B$7:$S$116,MATCH('Review Inputs'!$C55,'Data Input Sheet'!$B$7:$B$116,0),MATCH('Review Inputs'!P$9,'Data Input Sheet'!$B$6:$S$6,0))=\"\",\"\",INDEX('Data Input Sheet'!$B$7:$S$116,MATCH('Review Inputs'!$C55,'Data Input Sheet'!$B$7:$B$116,0),MATCH('Review Inputs'!P$9,'Data Input Sheet'!$B$6:$S$6,0))))","v":""},{"$f":"IF(OFFSET(INDIRECT($C55),0,3)=0,\"\",IF(INDEX('Data Input Sheet'!$B$7:$S$116,MATCH('Review Inputs'!$C55,'Data Input Sheet'!$B$7:$B$116,0),MATCH('Review Inputs'!Q$9,'Data Input Sheet'!$B$6:$S$6,0))=\"\",\"\",INDEX('Data Input Sheet'!$B$7:$S$116,MATCH('Review Inputs'!$C55,'Data Input Sheet'!$B$7:$B$116,0),MATCH('Review Inputs'!Q$9,'Data Input Sheet'!$B$6:$S$6,0))))","v":""},null,null,null,"YES",null,null,"NO"]
[null,"p_input34","input34","NO","","Transmission Losses","%",{"$f":"IF(OFFSET(INDIRECT($C56),0,3)=0,\"\",IF(INDEX('Data Input Sheet'!$B$7:$S$116,MATCH('Review Inputs'!$C56,'Data Input Sheet'!$B$7:$B$116,0),MATCH('Review Inputs'!H$9,'Data Input Sheet'!$B$6:$S$6,0))=\"\",\"\",INDEX('Data Input Sheet'!$B$7:$S$116,MATCH('Review Inputs'!$C56,'Data Input Sheet'!$B$7:$B$116,0),MATCH('Review Inputs'!H$9,'Data Input Sheet'!$B$6:$S$6,0))))","v":""},{"$f":"IF(OFFSET(INDIRECT($C56),0,3)=0,\"\",IF(INDEX('Data Input Sheet'!$B$7:$S$116,MATCH('Review Inputs'!$C56,'Data Input Sheet'!$B$7:$B$116,0),MATCH('Review Inputs'!I$9,'Data Input Sheet'!$B$6:$S$6,0))=\"\",\"\",INDEX('Data Input Sheet'!$B$7:$S$116,MATCH('Review Inputs'!$C56,'Data Input Sheet'!$B$7:$B$116,0),MATCH('Review Inputs'!I$9,'Data Input Sheet'!$B$6:$S$6,0))))","v":""},{"$f":"IF(OFFSET(INDIRECT($C56),0,3)=0,\"\",IF(INDEX('Data Input Sheet'!$B$7:$S$116,MATCH('Review Inputs'!$C56,'Data Input Sheet'!$B$7:$B$116,0),MATCH('Review Inputs'!J$9,'Data Input Sheet'!$B$6:$S$6,0))=\"\",\"\",INDEX('Data Input Sheet'!$B$7:$S$116,MATCH('Review Inputs'!$C56,'Data Input Sheet'!$B$7:$B$116,0),MATCH('Review Inputs'!J$9,'Data Input Sheet'!$B$6:$S$6,0))))","v":""},{"$f":"IF(OFFSET(INDIRECT($C56),0,3)=0,\"\",IF(INDEX('Data Input Sheet'!$B$7:$S$116,MATCH('Review Inputs'!$C56,'Data Input Sheet'!$B$7:$B$116,0),MATCH('Review Inputs'!K$9,'Data Input Sheet'!$B$6:$S$6,0))=\"\",\"\",INDEX('Data Input Sheet'!$B$7:$S$116,MATCH('Review Inputs'!$C56,'Data Input Sheet'!$B$7:$B$116,0),MATCH('Review Inputs'!K$9,'Data Input Sheet'!$B$6:$S$6,0))))","v":""},{"$f":"IF(OFFSET(INDIRECT($C56),0,3)=0,\"\",IF(INDEX('Data Input Sheet'!$B$7:$S$116,MATCH('Review Inputs'!$C56,'Data Input Sheet'!$B$7:$B$116,0),MATCH('Review Inputs'!L$9,'Data Input Sheet'!$B$6:$S$6,0))=\"\",\"\",INDEX('Data Input Sheet'!$B$7:$S$116,MATCH('Review Inputs'!$C56,'Data Input Sheet'!$B$7:$B$116,0),MATCH('Review Inputs'!L$9,'Data Input Sheet'!$B$6:$S$6,0))))","v":""},{"$f":"IF(OFFSET(INDIRECT($C56),0,3)=0,\"\",IF(INDEX('Data Input Sheet'!$B$7:$S$116,MATCH('Review Inputs'!$C56,'Data Input Sheet'!$B$7:$B$116,0),MATCH('Review Inputs'!M$9,'Data Input Sheet'!$B$6:$S$6,0))=\"\",\"\",INDEX('Data Input Sheet'!$B$7:$S$116,MATCH('Review Inputs'!$C56,'Data Input Sheet'!$B$7:$B$116,0),MATCH('Review Inputs'!M$9,'Data Input Sheet'!$B$6:$S$6,0))))","v":""},{"$f":"IF(OFFSET(INDIRECT($C56),0,3)=0,\"\",IF(INDEX('Data Input Sheet'!$B$7:$S$116,MATCH('Review Inputs'!$C56,'Data Input Sheet'!$B$7:$B$116,0),MATCH('Review Inputs'!N$9,'Data Input Sheet'!$B$6:$S$6,0))=\"\",\"\",INDEX('Data Input Sheet'!$B$7:$S$116,MATCH('Review Inputs'!$C56,'Data Input Sheet'!$B$7:$B$116,0),MATCH('Review Inputs'!N$9,'Data Input Sheet'!$B$6:$S$6,0))))","v":""},{"$f":"IF(OFFSET(INDIRECT($C56),0,3)=0,\"\",IF(INDEX('Data Input Sheet'!$B$7:$S$116,MATCH('Review Inputs'!$C56,'Data Input Sheet'!$B$7:$B$116,0),MATCH('Review Inputs'!O$9,'Data Input Sheet'!$B$6:$S$6,0))=\"\",\"\",INDEX('Data Input Sheet'!$B$7:$S$116,MATCH('Review Inputs'!$C56,'Data Input Sheet'!$B$7:$B$116,0),MATCH('Review Inputs'!O$9,'Data Input Sheet'!$B$6:$S$6,0))))","v":""},{"$f":"IF(OFFSET(INDIRECT($C56),0,3)=0,\"\",IF(INDEX('Data Input Sheet'!$B$7:$S$116,MATCH('Review Inputs'!$C56,'Data Input Sheet'!$B$7:$B$116,0),MATCH('Review Inputs'!P$9,'Data Input Sheet'!$B$6:$S$6,0))=\"\",\"\",INDEX('Data Input Sheet'!$B$7:$S$116,MATCH('Review Inputs'!$C56,'Data Input Sheet'!$B$7:$B$116,0),MATCH('Review Inputs'!P$9,'Data Input Sheet'!$B$6:$S$6,0))))","v":""},{"$f":"IF(OFFSET(INDIRECT($C56),0,3)=0,\"\",IF(INDEX('Data Input Sheet'!$B$7:$S$116,MATCH('Review Inputs'!$C56,'Data Input Sheet'!$B$7:$B$116,0),MATCH('Review Inputs'!Q$9,'Data Input Sheet'!$B$6:$S$6,0))=\"\",\"\",INDEX('Data Input Sheet'!$B$7:$S$116,MATCH('Review Inputs'!$C56,'Data Input Sheet'!$B$7:$B$116,0),MATCH('Review Inputs'!Q$9,'Data Input Sheet'!$B$6:$S$6,0))))","v":""},null,null,null,"YES",null,null,"NO"]
[null,"p_input33","input33","NO","","Average Price of Wholesale Energy","$/kWh",{"$f":"IF(OFFSET(INDIRECT($C57),0,3)=0,\"\",IF(INDEX('Data Input Sheet'!$B$7:$S$116,MATCH('Review Inputs'!$C57,'Data Input Sheet'!$B$7:$B$116,0),MATCH('Review Inputs'!H$9,'Data Input Sheet'!$B$6:$S$6,0))=\"\",\"\",INDEX('Data Input Sheet'!$B$7:$S$116,MATCH('Review Inputs'!$C57,'Data Input Sheet'!$B$7:$B$116,0),MATCH('Review Inputs'!H$9,'Data Input Sheet'!$B$6:$S$6,0))))","v":""},{"$f":"IF(OFFSET(INDIRECT($C57),0,3)=0,\"\",IF(INDEX('Data Input Sheet'!$B$7:$S$116,MATCH('Review Inputs'!$C57,'Data Input Sheet'!$B$7:$B$116,0),MATCH('Review Inputs'!I$9,'Data Input Sheet'!$B$6:$S$6,0))=\"\",\"\",INDEX('Data Input Sheet'!$B$7:$S$116,MATCH('Review Inputs'!$C57,'Data Input Sheet'!$B$7:$B$116,0),MATCH('Review Inputs'!I$9,'Data Input Sheet'!$B$6:$S$6,0))))","v":""},{"$f":"IF(OFFSET(INDIRECT($C57),0,3)=0,\"\",IF(INDEX('Data Input Sheet'!$B$7:$S$116,MATCH('Review Inputs'!$C57,'Data Input Sheet'!$B$7:$B$116,0),MATCH('Review Inputs'!J$9,'Data Input Sheet'!$B$6:$S$6,0))=\"\",\"\",INDEX('Data Input Sheet'!$B$7:$S$116,MATCH('Review Inputs'!$C57,'Data Input Sheet'!$B$7:$B$116,0),MATCH('Review Inputs'!J$9,'Data Input Sheet'!$B$6:$S$6,0))))","v":""},{"$f":"IF(OFFSET(INDIRECT($C57),0,3)=0,\"\",IF(INDEX('Data Input Sheet'!$B$7:$S$116,MATCH('Review Inputs'!$C57,'Data Input Sheet'!$B$7:$B$116,0),MATCH('Review Inputs'!K$9,'Data Input Sheet'!$B$6:$S$6,0))=\"\",\"\",INDEX('Data Input Sheet'!$B$7:$S$116,MATCH('Review Inputs'!$C57,'Data Input Sheet'!$B$7:$B$116,0),MATCH('Review Inputs'!K$9,'Data Input Sheet'!$B$6:$S$6,0))))","v":""},{"$f":"IF(OFFSET(INDIRECT($C57),0,3)=0,\"\",IF(INDEX('Data Input Sheet'!$B$7:$S$116,MATCH('Review Inputs'!$C57,'Data Input Sheet'!$B$7:$B$116,0),MATCH('Review Inputs'!L$9,'Data Input Sheet'!$B$6:$S$6,0))=\"\",\"\",INDEX('Data Input Sheet'!$B$7:$S$116,MATCH('Review Inputs'!$C57,'Data Input Sheet'!$B$7:$B$116,0),MATCH('Review Inputs'!L$9,'Data Input Sheet'!$B$6:$S$6,0))))","v":""},{"$f":"IF(OFFSET(INDIRECT($C57),0,3)=0,\"\",IF(INDEX('Data Input Sheet'!$B$7:$S$116,MATCH('Review Inputs'!$C57,'Data Input Sheet'!$B$7:$B$116,0),MATCH('Review Inputs'!M$9,'Data Input Sheet'!$B$6:$S$6,0))=\"\",\"\",INDEX('Data Input Sheet'!$B$7:$S$116,MATCH('Review Inputs'!$C57,'Data Input Sheet'!$B$7:$B$116,0),MATCH('Review Inputs'!M$9,'Data Input Sheet'!$B$6:$S$6,0))))","v":""},{"$f":"IF(OFFSET(INDIRECT($C57),0,3)=0,\"\",IF(INDEX('Data Input Sheet'!$B$7:$S$116,MATCH('Review Inputs'!$C57,'Data Input Sheet'!$B$7:$B$116,0),MATCH('Review Inputs'!N$9,'Data Input Sheet'!$B$6:$S$6,0))=\"\",\"\",INDEX('Data Input Sheet'!$B$7:$S$116,MATCH('Review Inputs'!$C57,'Data Input Sheet'!$B$7:$B$116,0),MATCH('Review Inputs'!N$9,'Data Input Sheet'!$B$6:$S$6,0))))","v":""},{"$f":"IF(OFFSET(INDIRECT($C57),0,3)=0,\"\",IF(INDEX('Data Input Sheet'!$B$7:$S$116,MATCH('Review Inputs'!$C57,'Data Input Sheet'!$B$7:$B$116,0),MATCH('Review Inputs'!O$9,'Data Input Sheet'!$B$6:$S$6,0))=\"\",\"\",INDEX('Data Input Sheet'!$B$7:$S$116,MATCH('Review Inputs'!$C57,'Data Input Sheet'!$B$7:$B$116,0),MATCH('Review Inputs'!O$9,'Data Input Sheet'!$B$6:$S$6,0))))","v":""},{"$f":"IF(OFFSET(INDIRECT($C57),0,3)=0,\"\",IF(INDEX('Data Input Sheet'!$B$7:$S$116,MATCH('Review Inputs'!$C57,'Data Input Sheet'!$B$7:$B$116,0),MATCH('Review Inputs'!P$9,'Data Input Sheet'!$B$6:$S$6,0))=\"\",\"\",INDEX('Data Input Sheet'!$B$7:$S$116,MATCH('Review Inputs'!$C57,'Data Input Sheet'!$B$7:$B$116,0),MATCH('Review Inputs'!P$9,'Data Input Sheet'!$B$6:$S$6,0))))","v":""},{"$f":"IF(OFFSET(INDIRECT($C57),0,3)=0,\"\",IF(INDEX('Data Input Sheet'!$B$7:$S$116,MATCH('Review Inputs'!$C57,'Data Input Sheet'!$B$7:$B$116,0),MATCH('Review Inputs'!Q$9,'Data Input Sheet'!$B$6:$S$6,0))=\"\",\"\",INDEX('Data Input Sheet'!$B$7:$S$116,MATCH('Review Inputs'!$C57,'Data Input Sheet'!$B$7:$B$116,0),MATCH('Review Inputs'!Q$9,'Data Input Sheet'!$B$6:$S$6,0))))","v":""},null,null,null,"YES",null,null,"NO"]
[null,"p_input35","input35","NO","","Total Residential Electricity Cost","$",{"$f":"IF(OFFSET(INDIRECT($C58),0,3)=0,\"\",IF(INDEX('Data Input Sheet'!$B$7:$S$116,MATCH('Review Inputs'!$C58,'Data Input Sheet'!$B$7:$B$116,0),MATCH('Review Inputs'!H$9,'Data Input Sheet'!$B$6:$S$6,0))=\"\",\"\",INDEX('Data Input Sheet'!$B$7:$S$116,MATCH('Review Inputs'!$C58,'Data Input Sheet'!$B$7:$B$116,0),MATCH('Review Inputs'!H$9,'Data Input Sheet'!$B$6:$S$6,0))))","v":""},{"$f":"IF(OFFSET(INDIRECT($C58),0,3)=0,\"\",IF(INDEX('Data Input Sheet'!$B$7:$S$116,MATCH('Review Inputs'!$C58,'Data Input Sheet'!$B$7:$B$116,0),MATCH('Review Inputs'!I$9,'Data Input Sheet'!$B$6:$S$6,0))=\"\",\"\",INDEX('Data Input Sheet'!$B$7:$S$116,MATCH('Review Inputs'!$C58,'Data Input Sheet'!$B$7:$B$116,0),MATCH('Review Inputs'!I$9,'Data Input Sheet'!$B$6:$S$6,0))))","v":""},{"$f":"IF(OFFSET(INDIRECT($C58),0,3)=0,\"\",IF(INDEX('Data Input Sheet'!$B$7:$S$116,MATCH('Review Inputs'!$C58,'Data Input Sheet'!$B$7:$B$116,0),MATCH('Review Inputs'!J$9,'Data Input Sheet'!$B$6:$S$6,0))=\"\",\"\",INDEX('Data Input Sheet'!$B$7:$S$116,MATCH('Review Inputs'!$C58,'Data Input Sheet'!$B$7:$B$116,0),MATCH('Review Inputs'!J$9,'Data Input Sheet'!$B$6:$S$6,0))))","v":""},{"$f":"IF(OFFSET(INDIRECT($C58),0,3)=0,\"\",IF(INDEX('Data Input Sheet'!$B$7:$S$116,MATCH('Review Inputs'!$C58,'Data Input Sheet'!$B$7:$B$116,0),MATCH('Review Inputs'!K$9,'Data Input Sheet'!$B$6:$S$6,0))=\"\",\"\",INDEX('Data Input Sheet'!$B$7:$S$116,MATCH('Review Inputs'!$C58,'Data Input Sheet'!$B$7:$B$116,0),MATCH('Review Inputs'!K$9,'Data Input Sheet'!$B$6:$S$6,0))))","v":""},{"$f":"IF(OFFSET(INDIRECT($C58),0,3)=0,\"\",IF(INDEX('Data Input Sheet'!$B$7:$S$116,MATCH('Review Inputs'!$C58,'Data Input Sheet'!$B$7:$B$116,0),MATCH('Review Inputs'!L$9,'Data Input Sheet'!$B$6:$S$6,0))=\"\",\"\",INDEX('Data Input Sheet'!$B$7:$S$116,MATCH('Review Inputs'!$C58,'Data Input Sheet'!$B$7:$B$116,0),MATCH('Review Inputs'!L$9,'Data Input Sheet'!$B$6:$S$6,0))))","v":""},{"$f":"IF(OFFSET(INDIRECT($C58),0,3)=0,\"\",IF(INDEX('Data Input Sheet'!$B$7:$S$116,MATCH('Review Inputs'!$C58,'Data Input Sheet'!$B$7:$B$116,0),MATCH('Review Inputs'!M$9,'Data Input Sheet'!$B$6:$S$6,0))=\"\",\"\",INDEX('Data Input Sheet'!$B$7:$S$116,MATCH('Review Inputs'!$C58,'Data Input Sheet'!$B$7:$B$116,0),MATCH('Review Inputs'!M$9,'Data Input Sheet'!$B$6:$S$6,0))))","v":""},{"$f":"IF(OFFSET(INDIRECT($C58),0,3)=0,\"\",IF(INDEX('Data Input Sheet'!$B$7:$S$116,MATCH('Review Inputs'!$C58,'Data Input Sheet'!$B$7:$B$116,0),MATCH('Review Inputs'!N$9,'Data Input Sheet'!$B$6:$S$6,0))=\"\",\"\",INDEX('Data Input Sheet'!$B$7:$S$116,MATCH('Review Inputs'!$C58,'Data Input Sheet'!$B$7:$B$116,0),MATCH('Review Inputs'!N$9,'Data Input Sheet'!$B$6:$S$6,0))))","v":""},{"$f":"IF(OFFSET(INDIRECT($C58),0,3)=0,\"\",IF(INDEX('Data Input Sheet'!$B$7:$S$116,MATCH('Review Inputs'!$C58,'Data Input Sheet'!$B$7:$B$116,0),MATCH('Review Inputs'!O$9,'Data Input Sheet'!$B$6:$S$6,0))=\"\",\"\",INDEX('Data Input Sheet'!$B$7:$S$116,MATCH('Review Inputs'!$C58,'Data Input Sheet'!$B$7:$B$116,0),MATCH('Review Inputs'!O$9,'Data Input Sheet'!$B$6:$S$6,0))))","v":""},{"$f":"IF(OFFSET(INDIRECT($C58),0,3)=0,\"\",IF(INDEX('Data Input Sheet'!$B$7:$S$116,MATCH('Review Inputs'!$C58,'Data Input Sheet'!$B$7:$B$116,0),MATCH('Review Inputs'!P$9,'Data Input Sheet'!$B$6:$S$6,0))=\"\",\"\",INDEX('Data Input Sheet'!$B$7:$S$116,MATCH('Review Inputs'!$C58,'Data Input Sheet'!$B$7:$B$116,0),MATCH('Review Inputs'!P$9,'Data Input Sheet'!$B$6:$S$6,0))))","v":""},{"$f":"IF(OFFSET(INDIRECT($C58),0,3)=0,\"\",IF(INDEX('Data Input Sheet'!$B$7:$S$116,MATCH('Review Inputs'!$C58,'Data Input Sheet'!$B$7:$B$116,0),MATCH('Review Inputs'!Q$9,'Data Input Sheet'!$B$6:$S$6,0))=\"\",\"\",INDEX('Data Input Sheet'!$B$7:$S$116,MATCH('Review Inputs'!$C58,'Data Input Sheet'!$B$7:$B$116,0),MATCH('Review Inputs'!Q$9,'Data Input Sheet'!$B$6:$S$6,0))))","v":""},null,null,null,"YES",null,null,"NO"]
[null,"p_input36","input36","NO","","Total Commercial Electricity Cost","$",{"$f":"IF(OFFSET(INDIRECT($C59),0,3)=0,\"\",IF(INDEX('Data Input Sheet'!$B$7:$S$116,MATCH('Review Inputs'!$C59,'Data Input Sheet'!$B$7:$B$116,0),MATCH('Review Inputs'!H$9,'Data Input Sheet'!$B$6:$S$6,0))=\"\",\"\",INDEX('Data Input Sheet'!$B$7:$S$116,MATCH('Review Inputs'!$C59,'Data Input Sheet'!$B$7:$B$116,0),MATCH('Review Inputs'!H$9,'Data Input Sheet'!$B$6:$S$6,0))))","v":""},{"$f":"IF(OFFSET(INDIRECT($C59),0,3)=0,\"\",IF(INDEX('Data Input Sheet'!$B$7:$S$116,MATCH('Review Inputs'!$C59,'Data Input Sheet'!$B$7:$B$116,0),MATCH('Review Inputs'!I$9,'Data Input Sheet'!$B$6:$S$6,0))=\"\",\"\",INDEX('Data Input Sheet'!$B$7:$S$116,MATCH('Review Inputs'!$C59,'Data Input Sheet'!$B$7:$B$116,0),MATCH('Review Inputs'!I$9,'Data Input Sheet'!$B$6:$S$6,0))))","v":""},{"$f":"IF(OFFSET(INDIRECT($C59),0,3)=0,\"\",IF(INDEX('Data Input Sheet'!$B$7:$S$116,MATCH('Review Inputs'!$C59,'Data Input Sheet'!$B$7:$B$116,0),MATCH('Review Inputs'!J$9,'Data Input Sheet'!$B$6:$S$6,0))=\"\",\"\",INDEX('Data Input Sheet'!$B$7:$S$116,MATCH('Review Inputs'!$C59,'Data Input Sheet'!$B$7:$B$116,0),MATCH('Review Inputs'!J$9,'Data Input Sheet'!$B$6:$S$6,0))))","v":""},{"$f":"IF(OFFSET(INDIRECT($C59),0,3)=0,\"\",IF(INDEX('Data Input Sheet'!$B$7:$S$116,MATCH('Review Inputs'!$C59,'Data Input Sheet'!$B$7:$B$116,0),MATCH('Review Inputs'!K$9,'Data Input Sheet'!$B$6:$S$6,0))=\"\",\"\",INDEX('Data Input Sheet'!$B$7:$S$116,MATCH('Review Inputs'!$C59,'Data Input Sheet'!$B$7:$B$116,0),MATCH('Review Inputs'!K$9,'Data Input Sheet'!$B$6:$S$6,0))))","v":""},{"$f":"IF(OFFSET(INDIRECT($C59),0,3)=0,\"\",IF(INDEX('Data Input Sheet'!$B$7:$S$116,MATCH('Review Inputs'!$C59,'Data Input Sheet'!$B$7:$B$116,0),MATCH('Review Inputs'!L$9,'Data Input Sheet'!$B$6:$S$6,0))=\"\",\"\",INDEX('Data Input Sheet'!$B$7:$S$116,MATCH('Review Inputs'!$C59,'Data Input Sheet'!$B$7:$B$116,0),MATCH('Review Inputs'!L$9,'Data Input Sheet'!$B$6:$S$6,0))))","v":""},{"$f":"IF(OFFSET(INDIRECT($C59),0,3)=0,\"\",IF(INDEX('Data Input Sheet'!$B$7:$S$116,MATCH('Review Inputs'!$C59,'Data Input Sheet'!$B$7:$B$116,0),MATCH('Review Inputs'!M$9,'Data Input Sheet'!$B$6:$S$6,0))=\"\",\"\",INDEX('Data Input Sheet'!$B$7:$S$116,MATCH('Review Inputs'!$C59,'Data Input Sheet'!$B$7:$B$116,0),MATCH('Review Inputs'!M$9,'Data Input Sheet'!$B$6:$S$6,0))))","v":""},{"$f":"IF(OFFSET(INDIRECT($C59),0,3)=0,\"\",IF(INDEX('Data Input Sheet'!$B$7:$S$116,MATCH('Review Inputs'!$C59,'Data Input Sheet'!$B$7:$B$116,0),MATCH('Review Inputs'!N$9,'Data Input Sheet'!$B$6:$S$6,0))=\"\",\"\",INDEX('Data Input Sheet'!$B$7:$S$116,MATCH('Review Inputs'!$C59,'Data Input Sheet'!$B$7:$B$116,0),MATCH('Review Inputs'!N$9,'Data Input Sheet'!$B$6:$S$6,0))))","v":""},{"$f":"IF(OFFSET(INDIRECT($C59),0,3)=0,\"\",IF(INDEX('Data Input Sheet'!$B$7:$S$116,MATCH('Review Inputs'!$C59,'Data Input Sheet'!$B$7:$B$116,0),MATCH('Review Inputs'!O$9,'Data Input Sheet'!$B$6:$S$6,0))=\"\",\"\",INDEX('Data Input Sheet'!$B$7:$S$116,MATCH('Review Inputs'!$C59,'Data Input Sheet'!$B$7:$B$116,0),MATCH('Review Inputs'!O$9,'Data Input Sheet'!$B$6:$S$6,0))))","v":""},{"$f":"IF(OFFSET(INDIRECT($C59),0,3)=0,\"\",IF(INDEX('Data Input Sheet'!$B$7:$S$116,MATCH('Review Inputs'!$C59,'Data Input Sheet'!$B$7:$B$116,0),MATCH('Review Inputs'!P$9,'Data Input Sheet'!$B$6:$S$6,0))=\"\",\"\",INDEX('Data Input Sheet'!$B$7:$S$116,MATCH('Review Inputs'!$C59,'Data Input Sheet'!$B$7:$B$116,0),MATCH('Review Inputs'!P$9,'Data Input Sheet'!$B$6:$S$6,0))))","v":""},{"$f":"IF(OFFSET(INDIRECT($C59),0,3)=0,\"\",IF(INDEX('Data Input Sheet'!$B$7:$S$116,MATCH('Review Inputs'!$C59,'Data Input Sheet'!$B$7:$B$116,0),MATCH('Review Inputs'!Q$9,'Data Input Sheet'!$B$6:$S$6,0))=\"\",\"\",INDEX('Data Input Sheet'!$B$7:$S$116,MATCH('Review Inputs'!$C59,'Data Input Sheet'!$B$7:$B$116,0),MATCH('Review Inputs'!Q$9,'Data Input Sheet'!$B$6:$S$6,0))))","v":""},null,null,null,"YES",null,null,"NO"]
[null,"p_input37","input37","NO","","Total Industrial Electricity Cost","$",{"$f":"IF(OFFSET(INDIRECT($C60),0,3)=0,\"\",IF(INDEX('Data Input Sheet'!$B$7:$S$116,MATCH('Review Inputs'!$C60,'Data Input Sheet'!$B$7:$B$116,0),MATCH('Review Inputs'!H$9,'Data Input Sheet'!$B$6:$S$6,0))=\"\",\"\",INDEX('Data Input Sheet'!$B$7:$S$116,MATCH('Review Inputs'!$C60,'Data Input Sheet'!$B$7:$B$116,0),MATCH('Review Inputs'!H$9,'Data Input Sheet'!$B$6:$S$6,0))))","v":""},{"$f":"IF(OFFSET(INDIRECT($C60),0,3)=0,\"\",IF(INDEX('Data Input Sheet'!$B$7:$S$116,MATCH('Review Inputs'!$C60,'Data Input Sheet'!$B$7:$B$116,0),MATCH('Review Inputs'!I$9,'Data Input Sheet'!$B$6:$S$6,0))=\"\",\"\",INDEX('Data Input Sheet'!$B$7:$S$116,MATCH('Review Inputs'!$C60,'Data Input Sheet'!$B$7:$B$116,0),MATCH('Review Inputs'!I$9,'Data Input Sheet'!$B$6:$S$6,0))))","v":""},{"$f":"IF(OFFSET(INDIRECT($C60),0,3)=0,\"\",IF(INDEX('Data Input Sheet'!$B$7:$S$116,MATCH('Review Inputs'!$C60,'Data Input Sheet'!$B$7:$B$116,0),MATCH('Review Inputs'!J$9,'Data Input Sheet'!$B$6:$S$6,0))=\"\",\"\",INDEX('Data Input Sheet'!$B$7:$S$116,MATCH('Review Inputs'!$C60,'Data Input Sheet'!$B$7:$B$116,0),MATCH('Review Inputs'!J$9,'Data Input Sheet'!$B$6:$S$6,0))))","v":""},{"$f":"IF(OFFSET(INDIRECT($C60),0,3)=0,\"\",IF(INDEX('Data Input Sheet'!$B$7:$S$116,MATCH('Review Inputs'!$C60,'Data Input Sheet'!$B$7:$B$116,0),MATCH('Review Inputs'!K$9,'Data Input Sheet'!$B$6:$S$6,0))=\"\",\"\",INDEX('Data Input Sheet'!$B$7:$S$116,MATCH('Review Inputs'!$C60,'Data Input Sheet'!$B$7:$B$116,0),MATCH('Review Inputs'!K$9,'Data Input Sheet'!$B$6:$S$6,0))))","v":""},{"$f":"IF(OFFSET(INDIRECT($C60),0,3)=0,\"\",IF(INDEX('Data Input Sheet'!$B$7:$S$116,MATCH('Review Inputs'!$C60,'Data Input Sheet'!$B$7:$B$116,0),MATCH('Review Inputs'!L$9,'Data Input Sheet'!$B$6:$S$6,0))=\"\",\"\",INDEX('Data Input Sheet'!$B$7:$S$116,MATCH('Review Inputs'!$C60,'Data Input Sheet'!$B$7:$B$116,0),MATCH('Review Inputs'!L$9,'Data Input Sheet'!$B$6:$S$6,0))))","v":""},{"$f":"IF(OFFSET(INDIRECT($C60),0,3)=0,\"\",IF(INDEX('Data Input Sheet'!$B$7:$S$116,MATCH('Review Inputs'!$C60,'Data Input Sheet'!$B$7:$B$116,0),MATCH('Review Inputs'!M$9,'Data Input Sheet'!$B$6:$S$6,0))=\"\",\"\",INDEX('Data Input Sheet'!$B$7:$S$116,MATCH('Review Inputs'!$C60,'Data Input Sheet'!$B$7:$B$116,0),MATCH('Review Inputs'!M$9,'Data Input Sheet'!$B$6:$S$6,0))))","v":""},{"$f":"IF(OFFSET(INDIRECT($C60),0,3)=0,\"\",IF(INDEX('Data Input Sheet'!$B$7:$S$116,MATCH('Review Inputs'!$C60,'Data Input Sheet'!$B$7:$B$116,0),MATCH('Review Inputs'!N$9,'Data Input Sheet'!$B$6:$S$6,0))=\"\",\"\",INDEX('Data Input Sheet'!$B$7:$S$116,MATCH('Review Inputs'!$C60,'Data Input Sheet'!$B$7:$B$116,0),MATCH('Review Inputs'!N$9,'Data Input Sheet'!$B$6:$S$6,0))))","v":""},{"$f":"IF(OFFSET(INDIRECT($C60),0,3)=0,\"\",IF(INDEX('Data Input Sheet'!$B$7:$S$116,MATCH('Review Inputs'!$C60,'Data Input Sheet'!$B$7:$B$116,0),MATCH('Review Inputs'!O$9,'Data Input Sheet'!$B$6:$S$6,0))=\"\",\"\",INDEX('Data Input Sheet'!$B$7:$S$116,MATCH('Review Inputs'!$C60,'Data Input Sheet'!$B$7:$B$116,0),MATCH('Review Inputs'!O$9,'Data Input Sheet'!$B$6:$S$6,0))))","v":""},{"$f":"IF(OFFSET(INDIRECT($C60),0,3)=0,\"\",IF(INDEX('Data Input Sheet'!$B$7:$S$116,MATCH('Review Inputs'!$C60,'Data Input Sheet'!$B$7:$B$116,0),MATCH('Review Inputs'!P$9,'Data Input Sheet'!$B$6:$S$6,0))=\"\",\"\",INDEX('Data Input Sheet'!$B$7:$S$116,MATCH('Review Inputs'!$C60,'Data Input Sheet'!$B$7:$B$116,0),MATCH('Review Inputs'!P$9,'Data Input Sheet'!$B$6:$S$6,0))))","v":""},{"$f":"IF(OFFSET(INDIRECT($C60),0,3)=0,\"\",IF(INDEX('Data Input Sheet'!$B$7:$S$116,MATCH('Review Inputs'!$C60,'Data Input Sheet'!$B$7:$B$116,0),MATCH('Review Inputs'!Q$9,'Data Input Sheet'!$B$6:$S$6,0))=\"\",\"\",INDEX('Data Input Sheet'!$B$7:$S$116,MATCH('Review Inputs'!$C60,'Data Input Sheet'!$B$7:$B$116,0),MATCH('Review Inputs'!Q$9,'Data Input Sheet'!$B$6:$S$6,0))))","v":""},null,null,null,"YES",null,null,"NO"]
[null,"p_input38","input38","NO","","SAIDI (system)","Index",{"$f":"IF(OFFSET(INDIRECT($C61),0,3)=0,\"\",IF(INDEX('Data Input Sheet'!$B$7:$S$116,MATCH('Review Inputs'!$C61,'Data Input Sheet'!$B$7:$B$116,0),MATCH('Review Inputs'!H$9,'Data Input Sheet'!$B$6:$S$6,0))=\"\",\"\",INDEX('Data Input Sheet'!$B$7:$S$116,MATCH('Review Inputs'!$C61,'Data Input Sheet'!$B$7:$B$116,0),MATCH('Review Inputs'!H$9,'Data Input Sheet'!$B$6:$S$6,0))))","v":""},{"$f":"IF(OFFSET(INDIRECT($C61),0,3)=0,\"\",IF(INDEX('Data Input Sheet'!$B$7:$S$116,MATCH('Review Inputs'!$C61,'Data Input Sheet'!$B$7:$B$116,0),MATCH('Review Inputs'!I$9,'Data Input Sheet'!$B$6:$S$6,0))=\"\",\"\",INDEX('Data Input Sheet'!$B$7:$S$116,MATCH('Review Inputs'!$C61,'Data Input Sheet'!$B$7:$B$116,0),MATCH('Review Inputs'!I$9,'Data Input Sheet'!$B$6:$S$6,0))))","v":""},{"$f":"IF(OFFSET(INDIRECT($C61),0,3)=0,\"\",IF(INDEX('Data Input Sheet'!$B$7:$S$116,MATCH('Review Inputs'!$C61,'Data Input Sheet'!$B$7:$B$116,0),MATCH('Review Inputs'!J$9,'Data Input Sheet'!$B$6:$S$6,0))=\"\",\"\",INDEX('Data Input Sheet'!$B$7:$S$116,MATCH('Review Inputs'!$C61,'Data Input Sheet'!$B$7:$B$116,0),MATCH('Review Inputs'!J$9,'Data Input Sheet'!$B$6:$S$6,0))))","v":""},{"$f":"IF(OFFSET(INDIRECT($C61),0,3)=0,\"\",IF(INDEX('Data Input Sheet'!$B$7:$S$116,MATCH('Review Inputs'!$C61,'Data Input Sheet'!$B$7:$B$116,0),MATCH('Review Inputs'!K$9,'Data Input Sheet'!$B$6:$S$6,0))=\"\",\"\",INDEX('Data Input Sheet'!$B$7:$S$116,MATCH('Review Inputs'!$C61,'Data Input Sheet'!$B$7:$B$116,0),MATCH('Review Inputs'!K$9,'Data Input Sheet'!$B$6:$S$6,0))))","v":""},{"$f":"IF(OFFSET(INDIRECT($C61),0,3)=0,\"\",IF(INDEX('Data Input Sheet'!$B$7:$S$116,MATCH('Review Inputs'!$C61,'Data Input Sheet'!$B$7:$B$116,0),MATCH('Review Inputs'!L$9,'Data Input Sheet'!$B$6:$S$6,0))=\"\",\"\",INDEX('Data Input Sheet'!$B$7:$S$116,MATCH('Review Inputs'!$C61,'Data Input Sheet'!$B$7:$B$116,0),MATCH('Review Inputs'!L$9,'Data Input Sheet'!$B$6:$S$6,0))))","v":""},{"$f":"IF(OFFSET(INDIRECT($C61),0,3)=0,\"\",IF(INDEX('Data Input Sheet'!$B$7:$S$116,MATCH('Review Inputs'!$C61,'Data Input Sheet'!$B$7:$B$116,0),MATCH('Review Inputs'!M$9,'Data Input Sheet'!$B$6:$S$6,0))=\"\",\"\",INDEX('Data Input Sheet'!$B$7:$S$116,MATCH('Review Inputs'!$C61,'Data Input Sheet'!$B$7:$B$116,0),MATCH('Review Inputs'!M$9,'Data Input Sheet'!$B$6:$S$6,0))))","v":""},{"$f":"IF(OFFSET(INDIRECT($C61),0,3)=0,\"\",IF(INDEX('Data Input Sheet'!$B$7:$S$116,MATCH('Review Inputs'!$C61,'Data Input Sheet'!$B$7:$B$116,0),MATCH('Review Inputs'!N$9,'Data Input Sheet'!$B$6:$S$6,0))=\"\",\"\",INDEX('Data Input Sheet'!$B$7:$S$116,MATCH('Review Inputs'!$C61,'Data Input Sheet'!$B$7:$B$116,0),MATCH('Review Inputs'!N$9,'Data Input Sheet'!$B$6:$S$6,0))))","v":""},{"$f":"IF(OFFSET(INDIRECT($C61),0,3)=0,\"\",IF(INDEX('Data Input Sheet'!$B$7:$S$116,MATCH('Review Inputs'!$C61,'Data Input Sheet'!$B$7:$B$116,0),MATCH('Review Inputs'!O$9,'Data Input Sheet'!$B$6:$S$6,0))=\"\",\"\",INDEX('Data Input Sheet'!$B$7:$S$116,MATCH('Review Inputs'!$C61,'Data Input Sheet'!$B$7:$B$116,0),MATCH('Review Inputs'!O$9,'Data Input Sheet'!$B$6:$S$6,0))))","v":""},{"$f":"IF(OFFSET(INDIRECT($C61),0,3)=0,\"\",IF(INDEX('Data Input Sheet'!$B$7:$S$116,MATCH('Review Inputs'!$C61,'Data Input Sheet'!$B$7:$B$116,0),MATCH('Review Inputs'!P$9,'Data Input Sheet'!$B$6:$S$6,0))=\"\",\"\",INDEX('Data Input Sheet'!$B$7:$S$116,MATCH('Review Inputs'!$C61,'Data Input Sheet'!$B$7:$B$116,0),MATCH('Review Inputs'!P$9,'Data Input Sheet'!$B$6:$S$6,0))))","v":""},{"$f":"IF(OFFSET(INDIRECT($C61),0,3)=0,\"\",IF(INDEX('Data Input Sheet'!$B$7:$S$116,MATCH('Review Inputs'!$C61,'Data Input Sheet'!$B$7:$B$116,0),MATCH('Review Inputs'!Q$9,'Data Input Sheet'!$B$6:$S$6,0))=\"\",\"\",INDEX('Data Input Sheet'!$B$7:$S$116,MATCH('Review Inputs'!$C61,'Data Input Sheet'!$B$7:$B$116,0),MATCH('Review Inputs'!Q$9,'Data Input Sheet'!$B$6:$S$6,0))))","v":""},null,null,null,"YES",null,null,"YES"]
[null,"p_input39","input39","NO","","CAIDI (system)","Index",{"$f":"IF(OFFSET(INDIRECT($C62),0,3)=0,\"\",IF(INDEX('Data Input Sheet'!$B$7:$S$116,MATCH('Review Inputs'!$C62,'Data Input Sheet'!$B$7:$B$116,0),MATCH('Review Inputs'!H$9,'Data Input Sheet'!$B$6:$S$6,0))=\"\",\"\",INDEX('Data Input Sheet'!$B$7:$S$116,MATCH('Review Inputs'!$C62,'Data Input Sheet'!$B$7:$B$116,0),MATCH('Review Inputs'!H$9,'Data Input Sheet'!$B$6:$S$6,0))))","v":""},{"$f":"IF(OFFSET(INDIRECT($C62),0,3)=0,\"\",IF(INDEX('Data Input Sheet'!$B$7:$S$116,MATCH('Review Inputs'!$C62,'Data Input Sheet'!$B$7:$B$116,0),MATCH('Review Inputs'!I$9,'Data Input Sheet'!$B$6:$S$6,0))=\"\",\"\",INDEX('Data Input Sheet'!$B$7:$S$116,MATCH('Review Inputs'!$C62,'Data Input Sheet'!$B$7:$B$116,0),MATCH('Review Inputs'!I$9,'Data Input Sheet'!$B$6:$S$6,0))))","v":""},{"$f":"IF(OFFSET(INDIRECT($C62),0,3)=0,\"\",IF(INDEX('Data Input Sheet'!$B$7:$S$116,MATCH('Review Inputs'!$C62,'Data Input Sheet'!$B$7:$B$116,0),MATCH('Review Inputs'!J$9,'Data Input Sheet'!$B$6:$S$6,0))=\"\",\"\",INDEX('Data Input Sheet'!$B$7:$S$116,MATCH('Review Inputs'!$C62,'Data Input Sheet'!$B$7:$B$116,0),MATCH('Review Inputs'!J$9,'Data Input Sheet'!$B$6:$S$6,0))))","v":""},{"$f":"IF(OFFSET(INDIRECT($C62),0,3)=0,\"\",IF(INDEX('Data Input Sheet'!$B$7:$S$116,MATCH('Review Inputs'!$C62,'Data Input Sheet'!$B$7:$B$116,0),MATCH('Review Inputs'!K$9,'Data Input Sheet'!$B$6:$S$6,0))=\"\",\"\",INDEX('Data Input Sheet'!$B$7:$S$116,MATCH('Review Inputs'!$C62,'Data Input Sheet'!$B$7:$B$116,0),MATCH('Review Inputs'!K$9,'Data Input Sheet'!$B$6:$S$6,0))))","v":""},{"$f":"IF(OFFSET(INDIRECT($C62),0,3)=0,\"\",IF(INDEX('Data Input Sheet'!$B$7:$S$116,MATCH('Review Inputs'!$C62,'Data Input Sheet'!$B$7:$B$116,0),MATCH('Review Inputs'!L$9,'Data Input Sheet'!$B$6:$S$6,0))=\"\",\"\",INDEX('Data Input Sheet'!$B$7:$S$116,MATCH('Review Inputs'!$C62,'Data Input Sheet'!$B$7:$B$116,0),MATCH('Review Inputs'!L$9,'Data Input Sheet'!$B$6:$S$6,0))))","v":""},{"$f":"IF(OFFSET(INDIRECT($C62),0,3)=0,\"\",IF(INDEX('Data Input Sheet'!$B$7:$S$116,MATCH('Review Inputs'!$C62,'Data Input Sheet'!$B$7:$B$116,0),MATCH('Review Inputs'!M$9,'Data Input Sheet'!$B$6:$S$6,0))=\"\",\"\",INDEX('Data Input Sheet'!$B$7:$S$116,MATCH('Review Inputs'!$C62,'Data Input Sheet'!$B$7:$B$116,0),MATCH('Review Inputs'!M$9,'Data Input Sheet'!$B$6:$S$6,0))))","v":""},{"$f":"IF(OFFSET(INDIRECT($C62),0,3)=0,\"\",IF(INDEX('Data Input Sheet'!$B$7:$S$116,MATCH('Review Inputs'!$C62,'Data Input Sheet'!$B$7:$B$116,0),MATCH('Review Inputs'!N$9,'Data Input Sheet'!$B$6:$S$6,0))=\"\",\"\",INDEX('Data Input Sheet'!$B$7:$S$116,MATCH('Review Inputs'!$C62,'Data Input Sheet'!$B$7:$B$116,0),MATCH('Review Inputs'!N$9,'Data Input Sheet'!$B$6:$S$6,0))))","v":""},{"$f":"IF(OFFSET(INDIRECT($C62),0,3)=0,\"\",IF(INDEX('Data Input Sheet'!$B$7:$S$116,MATCH('Review Inputs'!$C62,'Data Input Sheet'!$B$7:$B$116,0),MATCH('Review Inputs'!O$9,'Data Input Sheet'!$B$6:$S$6,0))=\"\",\"\",INDEX('Data Input Sheet'!$B$7:$S$116,MATCH('Review Inputs'!$C62,'Data Input Sheet'!$B$7:$B$116,0),MATCH('Review Inputs'!O$9,'Data Input Sheet'!$B$6:$S$6,0))))","v":""},{"$f":"IF(OFFSET(INDIRECT($C62),0,3)=0,\"\",IF(INDEX('Data Input Sheet'!$B$7:$S$116,MATCH('Review Inputs'!$C62,'Data Input Sheet'!$B$7:$B$116,0),MATCH('Review Inputs'!P$9,'Data Input Sheet'!$B$6:$S$6,0))=\"\",\"\",INDEX('Data Input Sheet'!$B$7:$S$116,MATCH('Review Inputs'!$C62,'Data Input Sheet'!$B$7:$B$116,0),MATCH('Review Inputs'!P$9,'Data Input Sheet'!$B$6:$S$6,0))))","v":""},{"$f":"IF(OFFSET(INDIRECT($C62),0,3)=0,\"\",IF(INDEX('Data Input Sheet'!$B$7:$S$116,MATCH('Review Inputs'!$C62,'Data Input Sheet'!$B$7:$B$116,0),MATCH('Review Inputs'!Q$9,'Data Input Sheet'!$B$6:$S$6,0))=\"\",\"\",INDEX('Data Input Sheet'!$B$7:$S$116,MATCH('Review Inputs'!$C62,'Data Input Sheet'!$B$7:$B$116,0),MATCH('Review Inputs'!Q$9,'Data Input Sheet'!$B$6:$S$6,0))))","v":""},null,null,null,"YES",null,null,"NO"]
[null,"p_input99","input99",{"$f":"IF(OFFSET(INDIRECT((C63)),0,3)>0,\"OPT\",\"NO\")","v":"NO"},"","SAIDI (Impacted Feeders or Lines)","Index",{"$f":"IF(OFFSET(INDIRECT($C63),0,3)=0,\"\",IF(INDEX('Data Input Sheet'!$B$7:$S$116,MATCH('Review Inputs'!$C63,'Data Input Sheet'!$B$7:$B$116,0),MATCH('Review Inputs'!H$9,'Data Input Sheet'!$B$6:$S$6,0))=\"\",\"\",INDEX('Data Input Sheet'!$B$7:$S$116,MATCH('Review Inputs'!$C63,'Data Input Sheet'!$B$7:$B$116,0),MATCH('Review Inputs'!H$9,'Data Input Sheet'!$B$6:$S$6,0))))","v":""},{"$f":"IF(OFFSET(INDIRECT($C63),0,3)=0,\"\",IF(INDEX('Data Input Sheet'!$B$7:$S$116,MATCH('Review Inputs'!$C63,'Data Input Sheet'!$B$7:$B$116,0),MATCH('Review Inputs'!I$9,'Data Input Sheet'!$B$6:$S$6,0))=\"\",\"\",INDEX('Data Input Sheet'!$B$7:$S$116,MATCH('Review Inputs'!$C63,'Data Input Sheet'!$B$7:$B$116,0),MATCH('Review Inputs'!I$9,'Data Input Sheet'!$B$6:$S$6,0))))","v":""},{"$f":"IF(OFFSET(INDIRECT($C63),0,3)=0,\"\",IF(INDEX('Data Input Sheet'!$B$7:$S$116,MATCH('Review Inputs'!$C63,'Data Input Sheet'!$B$7:$B$116,0),MATCH('Review Inputs'!J$9,'Data Input Sheet'!$B$6:$S$6,0))=\"\",\"\",INDEX('Data Input Sheet'!$B$7:$S$116,MATCH('Review Inputs'!$C63,'Data Input Sheet'!$B$7:$B$116,0),MATCH('Review Inputs'!J$9,'Data Input Sheet'!$B$6:$S$6,0))))","v":""},{"$f":"IF(OFFSET(INDIRECT($C63),0,3)=0,\"\",IF(INDEX('Data Input Sheet'!$B$7:$S$116,MATCH('Review Inputs'!$C63,'Data Input Sheet'!$B$7:$B$116,0),MATCH('Review Inputs'!K$9,'Data Input Sheet'!$B$6:$S$6,0))=\"\",\"\",INDEX('Data Input Sheet'!$B$7:$S$116,MATCH('Review Inputs'!$C63,'Data Input Sheet'!$B$7:$B$116,0),MATCH('Review Inputs'!K$9,'Data Input Sheet'!$B$6:$S$6,0))))","v":""},{"$f":"IF(OFFSET(INDIRECT($C63),0,3)=0,\"\",IF(INDEX('Data Input Sheet'!$B$7:$S$116,MATCH('Review Inputs'!$C63,'Data Input Sheet'!$B$7:$B$116,0),MATCH('Review Inputs'!L$9,'Data Input Sheet'!$B$6:$S$6,0))=\"\",\"\",INDEX('Data Input Sheet'!$B$7:$S$116,MATCH('Review Inputs'!$C63,'Data Input Sheet'!$B$7:$B$116,0),MATCH('Review Inputs'!L$9,'Data Input Sheet'!$B$6:$S$6,0))))","v":""},{"$f":"IF(OFFSET(INDIRECT($C63),0,3)=0,\"\",IF(INDEX('Data Input Sheet'!$B$7:$S$116,MATCH('Review Inputs'!$C63,'Data Input Sheet'!$B$7:$B$116,0),MATCH('Review Inputs'!M$9,'Data Input Sheet'!$B$6:$S$6,0))=\"\",\"\",INDEX('Data Input Sheet'!$B$7:$S$116,MATCH('Review Inputs'!$C63,'Data Input Sheet'!$B$7:$B$116,0),MATCH('Review Inputs'!M$9,'Data Input Sheet'!$B$6:$S$6,0))))","v":""},{"$f":"IF(OFFSET(INDIRECT($C63),0,3)=0,\"\",IF(INDEX('Data Input Sheet'!$B$7:$S$116,MATCH('Review Inputs'!$C63,'Data Input Sheet'!$B$7:$B$116,0),MATCH('Review Inputs'!N$9,'Data Input Sheet'!$B$6:$S$6,0))=\"\",\"\",INDEX('Data Input Sheet'!$B$7:$S$116,MATCH('Review Inputs'!$C63,'Data Input Sheet'!$B$7:$B$116,0),MATCH('Review Inputs'!N$9,'Data Input Sheet'!$B$6:$S$6,0))))","v":""},{"$f":"IF(OFFSET(INDIRECT($C63),0,3)=0,\"\",IF(INDEX('Data Input Sheet'!$B$7:$S$116,MATCH('Review Inputs'!$C63,'Data Input Sheet'!$B$7:$B$116,0),MATCH('Review Inputs'!O$9,'Data Input Sheet'!$B$6:$S$6,0))=\"\",\"\",INDEX('Data Input Sheet'!$B$7:$S$116,MATCH('Review Inputs'!$C63,'Data Input Sheet'!$B$7:$B$116,0),MATCH('Review Inputs'!O$9,'Data Input Sheet'!$B$6:$S$6,0))))","v":""},{"$f":"IF(OFFSET(INDIRECT($C63),0,3)=0,\"\",IF(INDEX('Data Input Sheet'!$B$7:$S$116,MATCH('Review Inputs'!$C63,'Data Input Sheet'!$B$7:$B$116,0),MATCH('Review Inputs'!P$9,'Data Input Sheet'!$B$6:$S$6,0))=\"\",\"\",INDEX('Data Input Sheet'!$B$7:$S$116,MATCH('Review Inputs'!$C63,'Data Input Sheet'!$B$7:$B$116,0),MATCH('Review Inputs'!P$9,'Data Input Sheet'!$B$6:$S$6,0))))","v":""},{"$f":"IF(OFFSET(INDIRECT($C63),0,3)=0,\"\",IF(INDEX('Data Input Sheet'!$B$7:$S$116,MATCH('Review Inputs'!$C63,'Data Input Sheet'!$B$7:$B$116,0),MATCH('Review Inputs'!Q$9,'Data Input Sheet'!$B$6:$S$6,0))=\"\",\"\",INDEX('Data Input Sheet'!$B$7:$S$116,MATCH('Review Inputs'!$C63,'Data Input Sheet'!$B$7:$B$116,0),MATCH('Review Inputs'!Q$9,'Data Input Sheet'!$B$6:$S$6,0))))","v":""},null,null,null,"NO",null,null,"NO"]
[null,"p_input100","input100",{"$f":"IF(OFFSET(INDIRECT((C64)),0,3)>0,\"OPT\",\"NO\")","v":"NO"},"","CAIDI (Impacted Feeders or Lines)","Index",{"$f":"IF(OFFSET(INDIRECT($C64),0,3)=0,\"\",IF(INDEX('Data Input Sheet'!$B$7:$S$116,MATCH('Review Inputs'!$C64,'Data Input Sheet'!$B$7:$B$116,0),MATCH('Review Inputs'!H$9,'Data Input Sheet'!$B$6:$S$6,0))=\"\",\"\",INDEX('Data Input Sheet'!$B$7:$S$116,MATCH('Review Inputs'!$C64,'Data Input Sheet'!$B$7:$B$116,0),MATCH('Review Inputs'!H$9,'Data Input Sheet'!$B$6:$S$6,0))))","v":""},{"$f":"IF(OFFSET(INDIRECT($C64),0,3)=0,\"\",IF(INDEX('Data Input Sheet'!$B$7:$S$116,MATCH('Review Inputs'!$C64,'Data Input Sheet'!$B$7:$B$116,0),MATCH('Review Inputs'!I$9,'Data Input Sheet'!$B$6:$S$6,0))=\"\",\"\",INDEX('Data Input Sheet'!$B$7:$S$116,MATCH('Review Inputs'!$C64,'Data Input Sheet'!$B$7:$B$116,0),MATCH('Review Inputs'!I$9,'Data Input Sheet'!$B$6:$S$6,0))))","v":""},{"$f":"IF(OFFSET(INDIRECT($C64),0,3)=0,\"\",IF(INDEX('Data Input Sheet'!$B$7:$S$116,MATCH('Review Inputs'!$C64,'Data Input Sheet'!$B$7:$B$116,0),MATCH('Review Inputs'!J$9,'Data Input Sheet'!$B$6:$S$6,0))=\"\",\"\",INDEX('Data Input Sheet'!$B$7:$S$116,MATCH('Review Inputs'!$C64,'Data Input Sheet'!$B$7:$B$116,0),MATCH('Review Inputs'!J$9,'Data Input Sheet'!$B$6:$S$6,0))))","v":""},{"$f":"IF(OFFSET(INDIRECT($C64),0,3)=0,\"\",IF(INDEX('Data Input Sheet'!$B$7:$S$116,MATCH('Review Inputs'!$C64,'Data Input Sheet'!$B$7:$B$116,0),MATCH('Review Inputs'!K$9,'Data Input Sheet'!$B$6:$S$6,0))=\"\",\"\",INDEX('Data Input Sheet'!$B$7:$S$116,MATCH('Review Inputs'!$C64,'Data Input Sheet'!$B$7:$B$116,0),MATCH('Review Inputs'!K$9,'Data Input Sheet'!$B$6:$S$6,0))))","v":""},{"$f":"IF(OFFSET(INDIRECT($C64),0,3)=0,\"\",IF(INDEX('Data Input Sheet'!$B$7:$S$116,MATCH('Review Inputs'!$C64,'Data Input Sheet'!$B$7:$B$116,0),MATCH('Review Inputs'!L$9,'Data Input Sheet'!$B$6:$S$6,0))=\"\",\"\",INDEX('Data Input Sheet'!$B$7:$S$116,MATCH('Review Inputs'!$C64,'Data Input Sheet'!$B$7:$B$116,0),MATCH('Review Inputs'!L$9,'Data Input Sheet'!$B$6:$S$6,0))))","v":""},{"$f":"IF(OFFSET(INDIRECT($C64),0,3)=0,\"\",IF(INDEX('Data Input Sheet'!$B$7:$S$116,MATCH('Review Inputs'!$C64,'Data Input Sheet'!$B$7:$B$116,0),MATCH('Review Inputs'!M$9,'Data Input Sheet'!$B$6:$S$6,0))=\"\",\"\",INDEX('Data Input Sheet'!$B$7:$S$116,MATCH('Review Inputs'!$C64,'Data Input Sheet'!$B$7:$B$116,0),MATCH('Review Inputs'!M$9,'Data Input Sheet'!$B$6:$S$6,0))))","v":""},{"$f":"IF(OFFSET(INDIRECT($C64),0,3)=0,\"\",IF(INDEX('Data Input Sheet'!$B$7:$S$116,MATCH('Review Inputs'!$C64,'Data Input Sheet'!$B$7:$B$116,0),MATCH('Review Inputs'!N$9,'Data Input Sheet'!$B$6:$S$6,0))=\"\",\"\",INDEX('Data Input Sheet'!$B$7:$S$116,MATCH('Review Inputs'!$C64,'Data Input Sheet'!$B$7:$B$116,0),MATCH('Review Inputs'!N$9,'Data Input Sheet'!$B$6:$S$6,0))))","v":""},{"$f":"IF(OFFSET(INDIRECT($C64),0,3)=0,\"\",IF(INDEX('Data Input Sheet'!$B$7:$S$116,MATCH('Review Inputs'!$C64,'Data Input Sheet'!$B$7:$B$116,0),MATCH('Review Inputs'!O$9,'Data Input Sheet'!$B$6:$S$6,0))=\"\",\"\",INDEX('Data Input Sheet'!$B$7:$S$116,MATCH('Review Inputs'!$C64,'Data Input Sheet'!$B$7:$B$116,0),MATCH('Review Inputs'!O$9,'Data Input Sheet'!$B$6:$S$6,0))))","v":""},{"$f":"IF(OFFSET(INDIRECT($C64),0,3)=0,\"\",IF(INDEX('Data Input Sheet'!$B$7:$S$116,MATCH('Review Inputs'!$C64,'Data Input Sheet'!$B$7:$B$116,0),MATCH('Review Inputs'!P$9,'Data Input Sheet'!$B$6:$S$6,0))=\"\",\"\",INDEX('Data Input Sheet'!$B$7:$S$116,MATCH('Review Inputs'!$C64,'Data Input Sheet'!$B$7:$B$116,0),MATCH('Review Inputs'!P$9,'Data Input Sheet'!$B$6:$S$6,0))))","v":""},{"$f":"IF(OFFSET(INDIRECT($C64),0,3)=0,\"\",IF(INDEX('Data Input Sheet'!$B$7:$S$116,MATCH('Review Inputs'!$C64,'Data Input Sheet'!$B$7:$B$116,0),MATCH('Review Inputs'!Q$9,'Data Input Sheet'!$B$6:$S$6,0))=\"\",\"\",INDEX('Data Input Sheet'!$B$7:$S$116,MATCH('Review Inputs'!$C64,'Data Input Sheet'!$B$7:$B$116,0),MATCH('Review Inputs'!Q$9,'Data Input Sheet'!$B$6:$S$6,0))))","v":""},null,null,null,"NO",null,null,"NO"]
[null,"p_input41","input41",{"$f":"IF(OFFSET(INDIRECT((C65)),0,3)>0,\"OPT\",\"NO\")","v":"NO"},"","Total Residential Customers Served by Impacted Feeders or Lines","#",{"$f":"IF(OFFSET(INDIRECT($C65),0,3)=0,\"\",IF(INDEX('Data Input Sheet'!$B$7:$S$116,MATCH('Review Inputs'!$C65,'Data Input Sheet'!$B$7:$B$116,0),MATCH('Review Inputs'!H$9,'Data Input Sheet'!$B$6:$S$6,0))=\"\",\"\",INDEX('Data Input Sheet'!$B$7:$S$116,MATCH('Review Inputs'!$C65,'Data Input Sheet'!$B$7:$B$116,0),MATCH('Review Inputs'!H$9,'Data Input Sheet'!$B$6:$S$6,0))))","v":""},{"$f":"IF(OFFSET(INDIRECT($C65),0,3)=0,\"\",IF(INDEX('Data Input Sheet'!$B$7:$S$116,MATCH('Review Inputs'!$C65,'Data Input Sheet'!$B$7:$B$116,0),MATCH('Review Inputs'!I$9,'Data Input Sheet'!$B$6:$S$6,0))=\"\",\"\",INDEX('Data Input Sheet'!$B$7:$S$116,MATCH('Review Inputs'!$C65,'Data Input Sheet'!$B$7:$B$116,0),MATCH('Review Inputs'!I$9,'Data Input Sheet'!$B$6:$S$6,0))))","v":""},{"$f":"IF(OFFSET(INDIRECT($C65),0,3)=0,\"\",IF(INDEX('Data Input Sheet'!$B$7:$S$116,MATCH('Review Inputs'!$C65,'Data Input Sheet'!$B$7:$B$116,0),MATCH('Review Inputs'!J$9,'Data Input Sheet'!$B$6:$S$6,0))=\"\",\"\",INDEX('Data Input Sheet'!$B$7:$S$116,MATCH('Review Inputs'!$C65,'Data Input Sheet'!$B$7:$B$116,0),MATCH('Review Inputs'!J$9,'Data Input Sheet'!$B$6:$S$6,0))))","v":""},{"$f":"IF(OFFSET(INDIRECT($C65),0,3)=0,\"\",IF(INDEX('Data Input Sheet'!$B$7:$S$116,MATCH('Review Inputs'!$C65,'Data Input Sheet'!$B$7:$B$116,0),MATCH('Review Inputs'!K$9,'Data Input Sheet'!$B$6:$S$6,0))=\"\",\"\",INDEX('Data Input Sheet'!$B$7:$S$116,MATCH('Review Inputs'!$C65,'Data Input Sheet'!$B$7:$B$116,0),MATCH('Review Inputs'!K$9,'Data Input Sheet'!$B$6:$S$6,0))))","v":""},{"$f":"IF(OFFSET(INDIRECT($C65),0,3)=0,\"\",IF(INDEX('Data Input Sheet'!$B$7:$S$116,MATCH('Review Inputs'!$C65,'Data Input Sheet'!$B$7:$B$116,0),MATCH('Review Inputs'!L$9,'Data Input Sheet'!$B$6:$S$6,0))=\"\",\"\",INDEX('Data Input Sheet'!$B$7:$S$116,MATCH('Review Inputs'!$C65,'Data Input Sheet'!$B$7:$B$116,0),MATCH('Review Inputs'!L$9,'Data Input Sheet'!$B$6:$S$6,0))))","v":""},{"$f":"IF(OFFSET(INDIRECT($C65),0,3)=0,\"\",IF(INDEX('Data Input Sheet'!$B$7:$S$116,MATCH('Review Inputs'!$C65,'Data Input Sheet'!$B$7:$B$116,0),MATCH('Review Inputs'!M$9,'Data Input Sheet'!$B$6:$S$6,0))=\"\",\"\",INDEX('Data Input Sheet'!$B$7:$S$116,MATCH('Review Inputs'!$C65,'Data Input Sheet'!$B$7:$B$116,0),MATCH('Review Inputs'!M$9,'Data Input Sheet'!$B$6:$S$6,0))))","v":""},{"$f":"IF(OFFSET(INDIRECT($C65),0,3)=0,\"\",IF(INDEX('Data Input Sheet'!$B$7:$S$116,MATCH('Review Inputs'!$C65,'Data Input Sheet'!$B$7:$B$116,0),MATCH('Review Inputs'!N$9,'Data Input Sheet'!$B$6:$S$6,0))=\"\",\"\",INDEX('Data Input Sheet'!$B$7:$S$116,MATCH('Review Inputs'!$C65,'Data Input Sheet'!$B$7:$B$116,0),MATCH('Review Inputs'!N$9,'Data Input Sheet'!$B$6:$S$6,0))))","v":""},{"$f":"IF(OFFSET(INDIRECT($C65),0,3)=0,\"\",IF(INDEX('Data Input Sheet'!$B$7:$S$116,MATCH('Review Inputs'!$C65,'Data Input Sheet'!$B$7:$B$116,0),MATCH('Review Inputs'!O$9,'Data Input Sheet'!$B$6:$S$6,0))=\"\",\"\",INDEX('Data Input Sheet'!$B$7:$S$116,MATCH('Review Inputs'!$C65,'Data Input Sheet'!$B$7:$B$116,0),MATCH('Review Inputs'!O$9,'Data Input Sheet'!$B$6:$S$6,0))))","v":""},{"$f":"IF(OFFSET(INDIRECT($C65),0,3)=0,\"\",IF(INDEX('Data Input Sheet'!$B$7:$S$116,MATCH('Review Inputs'!$C65,'Data Input Sheet'!$B$7:$B$116,0),MATCH('Review Inputs'!P$9,'Data Input Sheet'!$B$6:$S$6,0))=\"\",\"\",INDEX('Data Input Sheet'!$B$7:$S$116,MATCH('Review Inputs'!$C65,'Data Input Sheet'!$B$7:$B$116,0),MATCH('Review Inputs'!P$9,'Data Input Sheet'!$B$6:$S$6,0))))","v":""},{"$f":"IF(OFFSET(INDIRECT($C65),0,3)=0,\"\",IF(INDEX('Data Input Sheet'!$B$7:$S$116,MATCH('Review Inputs'!$C65,'Data Input Sheet'!$B$7:$B$116,0),MATCH('Review Inputs'!Q$9,'Data Input Sheet'!$B$6:$S$6,0))=\"\",\"\",INDEX('Data Input Sheet'!$B$7:$S$116,MATCH('Review Inputs'!$C65,'Data Input Sheet'!$B$7:$B$116,0),MATCH('Review Inputs'!Q$9,'Data Input Sheet'!$B$6:$S$6,0))))","v":""},null,null,null,"NO",null,null,"NO"]
[null,"p_input42","input42",{"$f":"IF(OFFSET(INDIRECT((C66)),0,3)>0,\"OPT\",\"NO\")","v":"NO"},"","Total Commercial Customers Served by Impacted Feeders or Lines","#",{"$f":"IF(OFFSET(INDIRECT($C66),0,3)=0,\"\",IF(INDEX('Data Input Sheet'!$B$7:$S$116,MATCH('Review Inputs'!$C66,'Data Input Sheet'!$B$7:$B$116,0),MATCH('Review Inputs'!H$9,'Data Input Sheet'!$B$6:$S$6,0))=\"\",\"\",INDEX('Data Input Sheet'!$B$7:$S$116,MATCH('Review Inputs'!$C66,'Data Input Sheet'!$B$7:$B$116,0),MATCH('Review Inputs'!H$9,'Data Input Sheet'!$B$6:$S$6,0))))","v":""},{"$f":"IF(OFFSET(INDIRECT($C66),0,3)=0,\"\",IF(INDEX('Data Input Sheet'!$B$7:$S$116,MATCH('Review Inputs'!$C66,'Data Input Sheet'!$B$7:$B$116,0),MATCH('Review Inputs'!I$9,'Data Input Sheet'!$B$6:$S$6,0))=\"\",\"\",INDEX('Data Input Sheet'!$B$7:$S$116,MATCH('Review Inputs'!$C66,'Data Input Sheet'!$B$7:$B$116,0),MATCH('Review Inputs'!I$9,'Data Input Sheet'!$B$6:$S$6,0))))","v":""},{"$f":"IF(OFFSET(INDIRECT($C66),0,3)=0,\"\",IF(INDEX('Data Input Sheet'!$B$7:$S$116,MATCH('Review Inputs'!$C66,'Data Input Sheet'!$B$7:$B$116,0),MATCH('Review Inputs'!J$9,'Data Input Sheet'!$B$6:$S$6,0))=\"\",\"\",INDEX('Data Input Sheet'!$B$7:$S$116,MATCH('Review Inputs'!$C66,'Data Input Sheet'!$B$7:$B$116,0),MATCH('Review Inputs'!J$9,'Data Input Sheet'!$B$6:$S$6,0))))","v":""},{"$f":"IF(OFFSET(INDIRECT($C66),0,3)=0,\"\",IF(INDEX('Data Input Sheet'!$B$7:$S$116,MATCH('Review Inputs'!$C66,'Data Input Sheet'!$B$7:$B$116,0),MATCH('Review Inputs'!K$9,'Data Input Sheet'!$B$6:$S$6,0))=\"\",\"\",INDEX('Data Input Sheet'!$B$7:$S$116,MATCH('Review Inputs'!$C66,'Data Input Sheet'!$B$7:$B$116,0),MATCH('Review Inputs'!K$9,'Data Input Sheet'!$B$6:$S$6,0))))","v":""},{"$f":"IF(OFFSET(INDIRECT($C66),0,3)=0,\"\",IF(INDEX('Data Input Sheet'!$B$7:$S$116,MATCH('Review Inputs'!$C66,'Data Input Sheet'!$B$7:$B$116,0),MATCH('Review Inputs'!L$9,'Data Input Sheet'!$B$6:$S$6,0))=\"\",\"\",INDEX('Data Input Sheet'!$B$7:$S$116,MATCH('Review Inputs'!$C66,'Data Input Sheet'!$B$7:$B$116,0),MATCH('Review Inputs'!L$9,'Data Input Sheet'!$B$6:$S$6,0))))","v":""},{"$f":"IF(OFFSET(INDIRECT($C66),0,3)=0,\"\",IF(INDEX('Data Input Sheet'!$B$7:$S$116,MATCH('Review Inputs'!$C66,'Data Input Sheet'!$B$7:$B$116,0),MATCH('Review Inputs'!M$9,'Data Input Sheet'!$B$6:$S$6,0))=\"\",\"\",INDEX('Data Input Sheet'!$B$7:$S$116,MATCH('Review Inputs'!$C66,'Data Input Sheet'!$B$7:$B$116,0),MATCH('Review Inputs'!M$9,'Data Input Sheet'!$B$6:$S$6,0))))","v":""},{"$f":"IF(OFFSET(INDIRECT($C66),0,3)=0,\"\",IF(INDEX('Data Input Sheet'!$B$7:$S$116,MATCH('Review Inputs'!$C66,'Data Input Sheet'!$B$7:$B$116,0),MATCH('Review Inputs'!N$9,'Data Input Sheet'!$B$6:$S$6,0))=\"\",\"\",INDEX('Data Input Sheet'!$B$7:$S$116,MATCH('Review Inputs'!$C66,'Data Input Sheet'!$B$7:$B$116,0),MATCH('Review Inputs'!N$9,'Data Input Sheet'!$B$6:$S$6,0))))","v":""},{"$f":"IF(OFFSET(INDIRECT($C66),0,3)=0,\"\",IF(INDEX('Data Input Sheet'!$B$7:$S$116,MATCH('Review Inputs'!$C66,'Data Input Sheet'!$B$7:$B$116,0),MATCH('Review Inputs'!O$9,'Data Input Sheet'!$B$6:$S$6,0))=\"\",\"\",INDEX('Data Input Sheet'!$B$7:$S$116,MATCH('Review Inputs'!$C66,'Data Input Sheet'!$B$7:$B$116,0),MATCH('Review Inputs'!O$9,'Data Input Sheet'!$B$6:$S$6,0))))","v":""},{"$f":"IF(OFFSET(INDIRECT($C66),0,3)=0,\"\",IF(INDEX('Data Input Sheet'!$B$7:$S$116,MATCH('Review Inputs'!$C66,'Data Input Sheet'!$B$7:$B$116,0),MATCH('Review Inputs'!P$9,'Data Input Sheet'!$B$6:$S$6,0))=\"\",\"\",INDEX('Data Input Sheet'!$B$7:$S$116,MATCH('Review Inputs'!$C66,'Data Input Sheet'!$B$7:$B$116,0),MATCH('Review Inputs'!P$9,'Data Input Sheet'!$B$6:$S$6,0))))","v":""},{"$f":"IF(OFFSET(INDIRECT($C66),0,3)=0,\"\",IF(INDEX('Data Input Sheet'!$B$7:$S$116,MATCH('Review Inputs'!$C66,'Data Input Sheet'!$B$7:$B$116,0),MATCH('Review Inputs'!Q$9,'Data Input Sheet'!$B$6:$S$6,0))=\"\",\"\",INDEX('Data Input Sheet'!$B$7:$S$116,MATCH('Review Inputs'!$C66,'Data Input Sheet'!$B$7:$B$116,0),MATCH('Review Inputs'!Q$9,'Data Input Sheet'!$B$6:$S$6,0))))","v":""},null,null,null,"NO",null,null,"NO"]
[null,"p_input44","input44",{"$f":"IF(OFFSET(INDIRECT((C67)),0,3)>0,\"OPT\",\"NO\")","v":"NO"},"","Total Industrial Customers Served by Impacted Feeders or Lines","#",{"$f":"IF(OFFSET(INDIRECT($C67),0,3)=0,\"\",IF(INDEX('Data Input Sheet'!$B$7:$S$116,MATCH('Review Inputs'!$C67,'Data Input Sheet'!$B$7:$B$116,0),MATCH('Review Inputs'!H$9,'Data Input Sheet'!$B$6:$S$6,0))=\"\",\"\",INDEX('Data Input Sheet'!$B$7:$S$116,MATCH('Review Inputs'!$C67,'Data Input Sheet'!$B$7:$B$116,0),MATCH('Review Inputs'!H$9,'Data Input Sheet'!$B$6:$S$6,0))))","v":""},{"$f":"IF(OFFSET(INDIRECT($C67),0,3)=0,\"\",IF(INDEX('Data Input Sheet'!$B$7:$S$116,MATCH('Review Inputs'!$C67,'Data Input Sheet'!$B$7:$B$116,0),MATCH('Review Inputs'!I$9,'Data Input Sheet'!$B$6:$S$6,0))=\"\",\"\",INDEX('Data Input Sheet'!$B$7:$S$116,MATCH('Review Inputs'!$C67,'Data Input Sheet'!$B$7:$B$116,0),MATCH('Review Inputs'!I$9,'Data Input Sheet'!$B$6:$S$6,0))))","v":""},{"$f":"IF(OFFSET(INDIRECT($C67),0,3)=0,\"\",IF(INDEX('Data Input Sheet'!$B$7:$S$116,MATCH('Review Inputs'!$C67,'Data Input Sheet'!$B$7:$B$116,0),MATCH('Review Inputs'!J$9,'Data Input Sheet'!$B$6:$S$6,0))=\"\",\"\",INDEX('Data Input Sheet'!$B$7:$S$116,MATCH('Review Inputs'!$C67,'Data Input Sheet'!$B$7:$B$116,0),MATCH('Review Inputs'!J$9,'Data Input Sheet'!$B$6:$S$6,0))))","v":""},{"$f":"IF(OFFSET(INDIRECT($C67),0,3)=0,\"\",IF(INDEX('Data Input Sheet'!$B$7:$S$116,MATCH('Review Inputs'!$C67,'Data Input Sheet'!$B$7:$B$116,0),MATCH('Review Inputs'!K$9,'Data Input Sheet'!$B$6:$S$6,0))=\"\",\"\",INDEX('Data Input Sheet'!$B$7:$S$116,MATCH('Review Inputs'!$C67,'Data Input Sheet'!$B$7:$B$116,0),MATCH('Review Inputs'!K$9,'Data Input Sheet'!$B$6:$S$6,0))))","v":""},{"$f":"IF(OFFSET(INDIRECT($C67),0,3)=0,\"\",IF(INDEX('Data Input Sheet'!$B$7:$S$116,MATCH('Review Inputs'!$C67,'Data Input Sheet'!$B$7:$B$116,0),MATCH('Review Inputs'!L$9,'Data Input Sheet'!$B$6:$S$6,0))=\"\",\"\",INDEX('Data Input Sheet'!$B$7:$S$116,MATCH('Review Inputs'!$C67,'Data Input Sheet'!$B$7:$B$116,0),MATCH('Review Inputs'!L$9,'Data Input Sheet'!$B$6:$S$6,0))))","v":""},{"$f":"IF(OFFSET(INDIRECT($C67),0,3)=0,\"\",IF(INDEX('Data Input Sheet'!$B$7:$S$116,MATCH('Review Inputs'!$C67,'Data Input Sheet'!$B$7:$B$116,0),MATCH('Review Inputs'!M$9,'Data Input Sheet'!$B$6:$S$6,0))=\"\",\"\",INDEX('Data Input Sheet'!$B$7:$S$116,MATCH('Review Inputs'!$C67,'Data Input Sheet'!$B$7:$B$116,0),MATCH('Review Inputs'!M$9,'Data Input Sheet'!$B$6:$S$6,0))))","v":""},{"$f":"IF(OFFSET(INDIRECT($C67),0,3)=0,\"\",IF(INDEX('Data Input Sheet'!$B$7:$S$116,MATCH('Review Inputs'!$C67,'Data Input Sheet'!$B$7:$B$116,0),MATCH('Review Inputs'!N$9,'Data Input Sheet'!$B$6:$S$6,0))=\"\",\"\",INDEX('Data Input Sheet'!$B$7:$S$116,MATCH('Review Inputs'!$C67,'Data Input Sheet'!$B$7:$B$116,0),MATCH('Review Inputs'!N$9,'Data Input Sheet'!$B$6:$S$6,0))))","v":""},{"$f":"IF(OFFSET(INDIRECT($C67),0,3)=0,\"\",IF(INDEX('Data Input Sheet'!$B$7:$S$116,MATCH('Review Inputs'!$C67,'Data Input Sheet'!$B$7:$B$116,0),MATCH('Review Inputs'!O$9,'Data Input Sheet'!$B$6:$S$6,0))=\"\",\"\",INDEX('Data Input Sheet'!$B$7:$S$116,MATCH('Review Inputs'!$C67,'Data Input Sheet'!$B$7:$B$116,0),MATCH('Review Inputs'!O$9,'Data Input Sheet'!$B$6:$S$6,0))))","v":""},{"$f":"IF(OFFSET(INDIRECT($C67),0,3)=0,\"\",IF(INDEX('Data Input Sheet'!$B$7:$S$116,MATCH('Review Inputs'!$C67,'Data Input Sheet'!$B$7:$B$116,0),MATCH('Review Inputs'!P$9,'Data Input Sheet'!$B$6:$S$6,0))=\"\",\"\",INDEX('Data Input Sheet'!$B$7:$S$116,MATCH('Review Inputs'!$C67,'Data Input Sheet'!$B$7:$B$116,0),MATCH('Review Inputs'!P$9,'Data Input Sheet'!$B$6:$S$6,0))))","v":""},{"$f":"IF(OFFSET(INDIRECT($C67),0,3)=0,\"\",IF(INDEX('Data Input Sheet'!$B$7:$S$116,MATCH('Review Inputs'!$C67,'Data Input Sheet'!$B$7:$B$116,0),MATCH('Review Inputs'!Q$9,'Data Input Sheet'!$B$6:$S$6,0))=\"\",\"\",INDEX('Data Input Sheet'!$B$7:$S$116,MATCH('Review Inputs'!$C67,'Data Input Sheet'!$B$7:$B$116,0),MATCH('Review Inputs'!Q$9,'Data Input Sheet'!$B$6:$S$6,0))))","v":""},null,null,null,"NO",null,null,"NO"]
[null,"p_input50","input50","NO","","Outage Time of Major Outage - Residential","hr",{"$f":"IF(OFFSET(INDIRECT($C68),0,3)=0,\"\",IF(INDEX('Data Input Sheet'!$B$7:$S$116,MATCH('Review Inputs'!$C68,'Data Input Sheet'!$B$7:$B$116,0),MATCH('Review Inputs'!H$9,'Data Input Sheet'!$B$6:$S$6,0))=\"\",\"\",INDEX('Data Input Sheet'!$B$7:$S$116,MATCH('Review Inputs'!$C68,'Data Input Sheet'!$B$7:$B$116,0),MATCH('Review Inputs'!H$9,'Data Input Sheet'!$B$6:$S$6,0))))","v":""},{"$f":"IF(OFFSET(INDIRECT($C68),0,3)=0,\"\",IF(INDEX('Data Input Sheet'!$B$7:$S$116,MATCH('Review Inputs'!$C68,'Data Input Sheet'!$B$7:$B$116,0),MATCH('Review Inputs'!I$9,'Data Input Sheet'!$B$6:$S$6,0))=\"\",\"\",INDEX('Data Input Sheet'!$B$7:$S$116,MATCH('Review Inputs'!$C68,'Data Input Sheet'!$B$7:$B$116,0),MATCH('Review Inputs'!I$9,'Data Input Sheet'!$B$6:$S$6,0))))","v":""},{"$f":"IF(OFFSET(INDIRECT($C68),0,3)=0,\"\",IF(INDEX('Data Input Sheet'!$B$7:$S$116,MATCH('Review Inputs'!$C68,'Data Input Sheet'!$B$7:$B$116,0),MATCH('Review Inputs'!J$9,'Data Input Sheet'!$B$6:$S$6,0))=\"\",\"\",INDEX('Data Input Sheet'!$B$7:$S$116,MATCH('Review Inputs'!$C68,'Data Input Sheet'!$B$7:$B$116,0),MATCH('Review Inputs'!J$9,'Data Input Sheet'!$B$6:$S$6,0))))","v":""},{"$f":"IF(OFFSET(INDIRECT($C68),0,3)=0,\"\",IF(INDEX('Data Input Sheet'!$B$7:$S$116,MATCH('Review Inputs'!$C68,'Data Input Sheet'!$B$7:$B$116,0),MATCH('Review Inputs'!K$9,'Data Input Sheet'!$B$6:$S$6,0))=\"\",\"\",INDEX('Data Input Sheet'!$B$7:$S$116,MATCH('Review Inputs'!$C68,'Data Input Sheet'!$B$7:$B$116,0),MATCH('Review Inputs'!K$9,'Data Input Sheet'!$B$6:$S$6,0))))","v":""},{"$f":"IF(OFFSET(INDIRECT($C68),0,3)=0,\"\",IF(INDEX('Data Input Sheet'!$B$7:$S$116,MATCH('Review Inputs'!$C68,'Data Input Sheet'!$B$7:$B$116,0),MATCH('Review Inputs'!L$9,'Data Input Sheet'!$B$6:$S$6,0))=\"\",\"\",INDEX('Data Input Sheet'!$B$7:$S$116,MATCH('Review Inputs'!$C68,'Data Input Sheet'!$B$7:$B$116,0),MATCH('Review Inputs'!L$9,'Data Input Sheet'!$B$6:$S$6,0))))","v":""},{"$f":"IF(OFFSET(INDIRECT($C68),0,3)=0,\"\",IF(INDEX('Data Input Sheet'!$B$7:$S$116,MATCH('Review Inputs'!$C68,'Data Input Sheet'!$B$7:$B$116,0),MATCH('Review Inputs'!M$9,'Data Input Sheet'!$B$6:$S$6,0))=\"\",\"\",INDEX('Data Input Sheet'!$B$7:$S$116,MATCH('Review Inputs'!$C68,'Data Input Sheet'!$B$7:$B$116,0),MATCH('Review Inputs'!M$9,'Data Input Sheet'!$B$6:$S$6,0))))","v":""},{"$f":"IF(OFFSET(INDIRECT($C68),0,3)=0,\"\",IF(INDEX('Data Input Sheet'!$B$7:$S$116,MATCH('Review Inputs'!$C68,'Data Input Sheet'!$B$7:$B$116,0),MATCH('Review Inputs'!N$9,'Data Input Sheet'!$B$6:$S$6,0))=\"\",\"\",INDEX('Data Input Sheet'!$B$7:$S$116,MATCH('Review Inputs'!$C68,'Data Input Sheet'!$B$7:$B$116,0),MATCH('Review Inputs'!N$9,'Data Input Sheet'!$B$6:$S$6,0))))","v":""},{"$f":"IF(OFFSET(INDIRECT($C68),0,3)=0,\"\",IF(INDEX('Data Input Sheet'!$B$7:$S$116,MATCH('Review Inputs'!$C68,'Data Input Sheet'!$B$7:$B$116,0),MATCH('Review Inputs'!O$9,'Data Input Sheet'!$B$6:$S$6,0))=\"\",\"\",INDEX('Data Input Sheet'!$B$7:$S$116,MATCH('Review Inputs'!$C68,'Data Input Sheet'!$B$7:$B$116,0),MATCH('Review Inputs'!O$9,'Data Input Sheet'!$B$6:$S$6,0))))","v":""},{"$f":"IF(OFFSET(INDIRECT($C68),0,3)=0,\"\",IF(INDEX('Data Input Sheet'!$B$7:$S$116,MATCH('Review Inputs'!$C68,'Data Input Sheet'!$B$7:$B$116,0),MATCH('Review Inputs'!P$9,'Data Input Sheet'!$B$6:$S$6,0))=\"\",\"\",INDEX('Data Input Sheet'!$B$7:$S$116,MATCH('Review Inputs'!$C68,'Data Input Sheet'!$B$7:$B$116,0),MATCH('Review Inputs'!P$9,'Data Input Sheet'!$B$6:$S$6,0))))","v":""},{"$f":"IF(OFFSET(INDIRECT($C68),0,3)=0,\"\",IF(INDEX('Data Input Sheet'!$B$7:$S$116,MATCH('Review Inputs'!$C68,'Data Input Sheet'!$B$7:$B$116,0),MATCH('Review Inputs'!Q$9,'Data Input Sheet'!$B$6:$S$6,0))=\"\",\"\",INDEX('Data Input Sheet'!$B$7:$S$116,MATCH('Review Inputs'!$C68,'Data Input Sheet'!$B$7:$B$116,0),MATCH('Review Inputs'!Q$9,'Data Input Sheet'!$B$6:$S$6,0))))","v":""},null,null,null,"NO",null,null,"NO"]
[null,"p_input51","input51","NO","","Number of Customers Affected by Major Outage - Residential ","#",{"$f":"IF(OFFSET(INDIRECT($C69),0,3)=0,\"\",IF(INDEX('Data Input Sheet'!$B$7:$S$116,MATCH('Review Inputs'!$C69,'Data Input Sheet'!$B$7:$B$116,0),MATCH('Review Inputs'!H$9,'Data Input Sheet'!$B$6:$S$6,0))=\"\",\"\",INDEX('Data Input Sheet'!$B$7:$S$116,MATCH('Review Inputs'!$C69,'Data Input Sheet'!$B$7:$B$116,0),MATCH('Review Inputs'!H$9,'Data Input Sheet'!$B$6:$S$6,0))))","v":""},{"$f":"IF(OFFSET(INDIRECT($C69),0,3)=0,\"\",IF(INDEX('Data Input Sheet'!$B$7:$S$116,MATCH('Review Inputs'!$C69,'Data Input Sheet'!$B$7:$B$116,0),MATCH('Review Inputs'!I$9,'Data Input Sheet'!$B$6:$S$6,0))=\"\",\"\",INDEX('Data Input Sheet'!$B$7:$S$116,MATCH('Review Inputs'!$C69,'Data Input Sheet'!$B$7:$B$116,0),MATCH('Review Inputs'!I$9,'Data Input Sheet'!$B$6:$S$6,0))))","v":""},{"$f":"IF(OFFSET(INDIRECT($C69),0,3)=0,\"\",IF(INDEX('Data Input Sheet'!$B$7:$S$116,MATCH('Review Inputs'!$C69,'Data Input Sheet'!$B$7:$B$116,0),MATCH('Review Inputs'!J$9,'Data Input Sheet'!$B$6:$S$6,0))=\"\",\"\",INDEX('Data Input Sheet'!$B$7:$S$116,MATCH('Review Inputs'!$C69,'Data Input Sheet'!$B$7:$B$116,0),MATCH('Review Inputs'!J$9,'Data Input Sheet'!$B$6:$S$6,0))))","v":""},{"$f":"IF(OFFSET(INDIRECT($C69),0,3)=0,\"\",IF(INDEX('Data Input Sheet'!$B$7:$S$116,MATCH('Review Inputs'!$C69,'Data Input Sheet'!$B$7:$B$116,0),MATCH('Review Inputs'!K$9,'Data Input Sheet'!$B$6:$S$6,0))=\"\",\"\",INDEX('Data Input Sheet'!$B$7:$S$116,MATCH('Review Inputs'!$C69,'Data Input Sheet'!$B$7:$B$116,0),MATCH('Review Inputs'!K$9,'Data Input Sheet'!$B$6:$S$6,0))))","v":""},{"$f":"IF(OFFSET(INDIRECT($C69),0,3)=0,\"\",IF(INDEX('Data Input Sheet'!$B$7:$S$116,MATCH('Review Inputs'!$C69,'Data Input Sheet'!$B$7:$B$116,0),MATCH('Review Inputs'!L$9,'Data Input Sheet'!$B$6:$S$6,0))=\"\",\"\",INDEX('Data Input Sheet'!$B$7:$S$116,MATCH('Review Inputs'!$C69,'Data Input Sheet'!$B$7:$B$116,0),MATCH('Review Inputs'!L$9,'Data Input Sheet'!$B$6:$S$6,0))))","v":""},{"$f":"IF(OFFSET(INDIRECT($C69),0,3)=0,\"\",IF(INDEX('Data Input Sheet'!$B$7:$S$116,MATCH('Review Inputs'!$C69,'Data Input Sheet'!$B$7:$B$116,0),MATCH('Review Inputs'!M$9,'Data Input Sheet'!$B$6:$S$6,0))=\"\",\"\",INDEX('Data Input Sheet'!$B$7:$S$116,MATCH('Review Inputs'!$C69,'Data Input Sheet'!$B$7:$B$116,0),MATCH('Review Inputs'!M$9,'Data Input Sheet'!$B$6:$S$6,0))))","v":""},{"$f":"IF(OFFSET(INDIRECT($C69),0,3)=0,\"\",IF(INDEX('Data Input Sheet'!$B$7:$S$116,MATCH('Review Inputs'!$C69,'Data Input Sheet'!$B$7:$B$116,0),MATCH('Review Inputs'!N$9,'Data Input Sheet'!$B$6:$S$6,0))=\"\",\"\",INDEX('Data Input Sheet'!$B$7:$S$116,MATCH('Review Inputs'!$C69,'Data Input Sheet'!$B$7:$B$116,0),MATCH('Review Inputs'!N$9,'Data Input Sheet'!$B$6:$S$6,0))))","v":""},{"$f":"IF(OFFSET(INDIRECT($C69),0,3)=0,\"\",IF(INDEX('Data Input Sheet'!$B$7:$S$116,MATCH('Review Inputs'!$C69,'Data Input Sheet'!$B$7:$B$116,0),MATCH('Review Inputs'!O$9,'Data Input Sheet'!$B$6:$S$6,0))=\"\",\"\",INDEX('Data Input Sheet'!$B$7:$S$116,MATCH('Review Inputs'!$C69,'Data Input Sheet'!$B$7:$B$116,0),MATCH('Review Inputs'!O$9,'Data Input Sheet'!$B$6:$S$6,0))))","v":""},{"$f":"IF(OFFSET(INDIRECT($C69),0,3)=0,\"\",IF(INDEX('Data Input Sheet'!$B$7:$S$116,MATCH('Review Inputs'!$C69,'Data Input Sheet'!$B$7:$B$116,0),MATCH('Review Inputs'!P$9,'Data Input Sheet'!$B$6:$S$6,0))=\"\",\"\",INDEX('Data Input Sheet'!$B$7:$S$116,MATCH('Review Inputs'!$C69,'Data Input Sheet'!$B$7:$B$116,0),MATCH('Review Inputs'!P$9,'Data Input Sheet'!$B$6:$S$6,0))))","v":""},{"$f":"IF(OFFSET(INDIRECT($C69),0,3)=0,\"\",IF(INDEX('Data Input Sheet'!$B$7:$S$116,MATCH('Review Inputs'!$C69,'Data Input Sheet'!$B$7:$B$116,0),MATCH('Review Inputs'!Q$9,'Data Input Sheet'!$B$6:$S$6,0))=\"\",\"\",INDEX('Data Input Sheet'!$B$7:$S$116,MATCH('Review Inputs'!$C69,'Data Input Sheet'!$B$7:$B$116,0),MATCH('Review Inputs'!Q$9,'Data Input Sheet'!$B$6:$S$6,0))))","v":""},null,null,null,"NO",null,null,"NO"]
[null,"p_input52","input52","NO","","Outage Time of Major Outage - Commercial","hr",{"$f":"IF(OFFSET(INDIRECT($C70),0,3)=0,\"\",IF(INDEX('Data Input Sheet'!$B$7:$S$116,MATCH('Review Inputs'!$C70,'Data Input Sheet'!$B$7:$B$116,0),MATCH('Review Inputs'!H$9,'Data Input Sheet'!$B$6:$S$6,0))=\"\",\"\",INDEX('Data Input Sheet'!$B$7:$S$116,MATCH('Review Inputs'!$C70,'Data Input Sheet'!$B$7:$B$116,0),MATCH('Review Inputs'!H$9,'Data Input Sheet'!$B$6:$S$6,0))))","v":""},{"$f":"IF(OFFSET(INDIRECT($C70),0,3)=0,\"\",IF(INDEX('Data Input Sheet'!$B$7:$S$116,MATCH('Review Inputs'!$C70,'Data Input Sheet'!$B$7:$B$116,0),MATCH('Review Inputs'!I$9,'Data Input Sheet'!$B$6:$S$6,0))=\"\",\"\",INDEX('Data Input Sheet'!$B$7:$S$116,MATCH('Review Inputs'!$C70,'Data Input Sheet'!$B$7:$B$116,0),MATCH('Review Inputs'!I$9,'Data Input Sheet'!$B$6:$S$6,0))))","v":""},{"$f":"IF(OFFSET(INDIRECT($C70),0,3)=0,\"\",IF(INDEX('Data Input Sheet'!$B$7:$S$116,MATCH('Review Inputs'!$C70,'Data Input Sheet'!$B$7:$B$116,0),MATCH('Review Inputs'!J$9,'Data Input Sheet'!$B$6:$S$6,0))=\"\",\"\",INDEX('Data Input Sheet'!$B$7:$S$116,MATCH('Review Inputs'!$C70,'Data Input Sheet'!$B$7:$B$116,0),MATCH('Review Inputs'!J$9,'Data Input Sheet'!$B$6:$S$6,0))))","v":""},{"$f":"IF(OFFSET(INDIRECT($C70),0,3)=0,\"\",IF(INDEX('Data Input Sheet'!$B$7:$S$116,MATCH('Review Inputs'!$C70,'Data Input Sheet'!$B$7:$B$116,0),MATCH('Review Inputs'!K$9,'Data Input Sheet'!$B$6:$S$6,0))=\"\",\"\",INDEX('Data Input Sheet'!$B$7:$S$116,MATCH('Review Inputs'!$C70,'Data Input Sheet'!$B$7:$B$116,0),MATCH('Review Inputs'!K$9,'Data Input Sheet'!$B$6:$S$6,0))))","v":""},{"$f":"IF(OFFSET(INDIRECT($C70),0,3)=0,\"\",IF(INDEX('Data Input Sheet'!$B$7:$S$116,MATCH('Review Inputs'!$C70,'Data Input Sheet'!$B$7:$B$116,0),MATCH('Review Inputs'!L$9,'Data Input Sheet'!$B$6:$S$6,0))=\"\",\"\",INDEX('Data Input Sheet'!$B$7:$S$116,MATCH('Review Inputs'!$C70,'Data Input Sheet'!$B$7:$B$116,0),MATCH('Review Inputs'!L$9,'Data Input Sheet'!$B$6:$S$6,0))))","v":""},{"$f":"IF(OFFSET(INDIRECT($C70),0,3)=0,\"\",IF(INDEX('Data Input Sheet'!$B$7:$S$116,MATCH('Review Inputs'!$C70,'Data Input Sheet'!$B$7:$B$116,0),MATCH('Review Inputs'!M$9,'Data Input Sheet'!$B$6:$S$6,0))=\"\",\"\",INDEX('Data Input Sheet'!$B$7:$S$116,MATCH('Review Inputs'!$C70,'Data Input Sheet'!$B$7:$B$116,0),MATCH('Review Inputs'!M$9,'Data Input Sheet'!$B$6:$S$6,0))))","v":""},{"$f":"IF(OFFSET(INDIRECT($C70),0,3)=0,\"\",IF(INDEX('Data Input Sheet'!$B$7:$S$116,MATCH('Review Inputs'!$C70,'Data Input Sheet'!$B$7:$B$116,0),MATCH('Review Inputs'!N$9,'Data Input Sheet'!$B$6:$S$6,0))=\"\",\"\",INDEX('Data Input Sheet'!$B$7:$S$116,MATCH('Review Inputs'!$C70,'Data Input Sheet'!$B$7:$B$116,0),MATCH('Review Inputs'!N$9,'Data Input Sheet'!$B$6:$S$6,0))))","v":""},{"$f":"IF(OFFSET(INDIRECT($C70),0,3)=0,\"\",IF(INDEX('Data Input Sheet'!$B$7:$S$116,MATCH('Review Inputs'!$C70,'Data Input Sheet'!$B$7:$B$116,0),MATCH('Review Inputs'!O$9,'Data Input Sheet'!$B$6:$S$6,0))=\"\",\"\",INDEX('Data Input Sheet'!$B$7:$S$116,MATCH('Review Inputs'!$C70,'Data Input Sheet'!$B$7:$B$116,0),MATCH('Review Inputs'!O$9,'Data Input Sheet'!$B$6:$S$6,0))))","v":""},{"$f":"IF(OFFSET(INDIRECT($C70),0,3)=0,\"\",IF(INDEX('Data Input Sheet'!$B$7:$S$116,MATCH('Review Inputs'!$C70,'Data Input Sheet'!$B$7:$B$116,0),MATCH('Review Inputs'!P$9,'Data Input Sheet'!$B$6:$S$6,0))=\"\",\"\",INDEX('Data Input Sheet'!$B$7:$S$116,MATCH('Review Inputs'!$C70,'Data Input Sheet'!$B$7:$B$116,0),MATCH('Review Inputs'!P$9,'Data Input Sheet'!$B$6:$S$6,0))))","v":""},{"$f":"IF(OFFSET(INDIRECT($C70),0,3)=0,\"\",IF(INDEX('Data Input Sheet'!$B$7:$S$116,MATCH('Review Inputs'!$C70,'Data Input Sheet'!$B$7:$B$116,0),MATCH('Review Inputs'!Q$9,'Data Input Sheet'!$B$6:$S$6,0))=\"\",\"\",INDEX('Data Input Sheet'!$B$7:$S$116,MATCH('Review Inputs'!$C70,'Data Input Sheet'!$B$7:$B$116,0),MATCH('Review Inputs'!Q$9,'Data Input Sheet'!$B$6:$S$6,0))))","v":""},null,null,null,"NO",null,null,"NO"]
[null,"p_input53","input53","NO","","Number of Customers Affected by Major Outage - Commercial","#",{"$f":"IF(OFFSET(INDIRECT($C71),0,3)=0,\"\",IF(INDEX('Data Input Sheet'!$B$7:$S$116,MATCH('Review Inputs'!$C71,'Data Input Sheet'!$B$7:$B$116,0),MATCH('Review Inputs'!H$9,'Data Input Sheet'!$B$6:$S$6,0))=\"\",\"\",INDEX('Data Input Sheet'!$B$7:$S$116,MATCH('Review Inputs'!$C71,'Data Input Sheet'!$B$7:$B$116,0),MATCH('Review Inputs'!H$9,'Data Input Sheet'!$B$6:$S$6,0))))","v":""},{"$f":"IF(OFFSET(INDIRECT($C71),0,3)=0,\"\",IF(INDEX('Data Input Sheet'!$B$7:$S$116,MATCH('Review Inputs'!$C71,'Data Input Sheet'!$B$7:$B$116,0),MATCH('Review Inputs'!I$9,'Data Input Sheet'!$B$6:$S$6,0))=\"\",\"\",INDEX('Data Input Sheet'!$B$7:$S$116,MATCH('Review Inputs'!$C71,'Data Input Sheet'!$B$7:$B$116,0),MATCH('Review Inputs'!I$9,'Data Input Sheet'!$B$6:$S$6,0))))","v":""},{"$f":"IF(OFFSET(INDIRECT($C71),0,3)=0,\"\",IF(INDEX('Data Input Sheet'!$B$7:$S$116,MATCH('Review Inputs'!$C71,'Data Input Sheet'!$B$7:$B$116,0),MATCH('Review Inputs'!J$9,'Data Input Sheet'!$B$6:$S$6,0))=\"\",\"\",INDEX('Data Input Sheet'!$B$7:$S$116,MATCH('Review Inputs'!$C71,'Data Input Sheet'!$B$7:$B$116,0),MATCH('Review Inputs'!J$9,'Data Input Sheet'!$B$6:$S$6,0))))","v":""},{"$f":"IF(OFFSET(INDIRECT($C71),0,3)=0,\"\",IF(INDEX('Data Input Sheet'!$B$7:$S$116,MATCH('Review Inputs'!$C71,'Data Input Sheet'!$B$7:$B$116,0),MATCH('Review Inputs'!K$9,'Data Input Sheet'!$B$6:$S$6,0))=\"\",\"\",INDEX('Data Input Sheet'!$B$7:$S$116,MATCH('Review Inputs'!$C71,'Data Input Sheet'!$B$7:$B$116,0),MATCH('Review Inputs'!K$9,'Data Input Sheet'!$B$6:$S$6,0))))","v":""},{"$f":"IF(OFFSET(INDIRECT($C71),0,3)=0,\"\",IF(INDEX('Data Input Sheet'!$B$7:$S$116,MATCH('Review Inputs'!$C71,'Data Input Sheet'!$B$7:$B$116,0),MATCH('Review Inputs'!L$9,'Data Input Sheet'!$B$6:$S$6,0))=\"\",\"\",INDEX('Data Input Sheet'!$B$7:$S$116,MATCH('Review Inputs'!$C71,'Data Input Sheet'!$B$7:$B$116,0),MATCH('Review Inputs'!L$9,'Data Input Sheet'!$B$6:$S$6,0))))","v":""},{"$f":"IF(OFFSET(INDIRECT($C71),0,3)=0,\"\",IF(INDEX('Data Input Sheet'!$B$7:$S$116,MATCH('Review Inputs'!$C71,'Data Input Sheet'!$B$7:$B$116,0),MATCH('Review Inputs'!M$9,'Data Input Sheet'!$B$6:$S$6,0))=\"\",\"\",INDEX('Data Input Sheet'!$B$7:$S$116,MATCH('Review Inputs'!$C71,'Data Input Sheet'!$B$7:$B$116,0),MATCH('Review Inputs'!M$9,'Data Input Sheet'!$B$6:$S$6,0))))","v":""},{"$f":"IF(OFFSET(INDIRECT($C71),0,3)=0,\"\",IF(INDEX('Data Input Sheet'!$B$7:$S$116,MATCH('Review Inputs'!$C71,'Data Input Sheet'!$B$7:$B$116,0),MATCH('Review Inputs'!N$9,'Data Input Sheet'!$B$6:$S$6,0))=\"\",\"\",INDEX('Data Input Sheet'!$B$7:$S$116,MATCH('Review Inputs'!$C71,'Data Input Sheet'!$B$7:$B$116,0),MATCH('Review Inputs'!N$9,'Data Input Sheet'!$B$6:$S$6,0))))","v":""},{"$f":"IF(OFFSET(INDIRECT($C71),0,3)=0,\"\",IF(INDEX('Data Input Sheet'!$B$7:$S$116,MATCH('Review Inputs'!$C71,'Data Input Sheet'!$B$7:$B$116,0),MATCH('Review Inputs'!O$9,'Data Input Sheet'!$B$6:$S$6,0))=\"\",\"\",INDEX('Data Input Sheet'!$B$7:$S$116,MATCH('Review Inputs'!$C71,'Data Input Sheet'!$B$7:$B$116,0),MATCH('Review Inputs'!O$9,'Data Input Sheet'!$B$6:$S$6,0))))","v":""},{"$f":"IF(OFFSET(INDIRECT($C71),0,3)=0,\"\",IF(INDEX('Data Input Sheet'!$B$7:$S$116,MATCH('Review Inputs'!$C71,'Data Input Sheet'!$B$7:$B$116,0),MATCH('Review Inputs'!P$9,'Data Input Sheet'!$B$6:$S$6,0))=\"\",\"\",INDEX('Data Input Sheet'!$B$7:$S$116,MATCH('Review Inputs'!$C71,'Data Input Sheet'!$B$7:$B$116,0),MATCH('Review Inputs'!P$9,'Data Input Sheet'!$B$6:$S$6,0))))","v":""},{"$f":"IF(OFFSET(INDIRECT($C71),0,3)=0,\"\",IF(INDEX('Data Input Sheet'!$B$7:$S$116,MATCH('Review Inputs'!$C71,'Data Input Sheet'!$B$7:$B$116,0),MATCH('Review Inputs'!Q$9,'Data Input Sheet'!$B$6:$S$6,0))=\"\",\"\",INDEX('Data Input Sheet'!$B$7:$S$116,MATCH('Review Inputs'!$C71,'Data Input Sheet'!$B$7:$B$116,0),MATCH('Review Inputs'!Q$9,'Data Input Sheet'!$B$6:$S$6,0))))","v":""},null,null,null,"NO",null,null,"NO"]
[null,"p_input54","input54","NO","","Outage Time of Major Outage - Industrial","hr",{"$f":"IF(OFFSET(INDIRECT($C72),0,3)=0,\"\",IF(INDEX('Data Input Sheet'!$B$7:$S$116,MATCH('Review Inputs'!$C72,'Data Input Sheet'!$B$7:$B$116,0),MATCH('Review Inputs'!H$9,'Data Input Sheet'!$B$6:$S$6,0))=\"\",\"\",INDEX('Data Input Sheet'!$B$7:$S$116,MATCH('Review Inputs'!$C72,'Data Input Sheet'!$B$7:$B$116,0),MATCH('Review Inputs'!H$9,'Data Input Sheet'!$B$6:$S$6,0))))","v":""},{"$f":"IF(OFFSET(INDIRECT($C72),0,3)=0,\"\",IF(INDEX('Data Input Sheet'!$B$7:$S$116,MATCH('Review Inputs'!$C72,'Data Input Sheet'!$B$7:$B$116,0),MATCH('Review Inputs'!I$9,'Data Input Sheet'!$B$6:$S$6,0))=\"\",\"\",INDEX('Data Input Sheet'!$B$7:$S$116,MATCH('Review Inputs'!$C72,'Data Input Sheet'!$B$7:$B$116,0),MATCH('Review Inputs'!I$9,'Data Input Sheet'!$B$6:$S$6,0))))","v":""},{"$f":"IF(OFFSET(INDIRECT($C72),0,3)=0,\"\",IF(INDEX('Data Input Sheet'!$B$7:$S$116,MATCH('Review Inputs'!$C72,'Data Input Sheet'!$B$7:$B$116,0),MATCH('Review Inputs'!J$9,'Data Input Sheet'!$B$6:$S$6,0))=\"\",\"\",INDEX('Data Input Sheet'!$B$7:$S$116,MATCH('Review Inputs'!$C72,'Data Input Sheet'!$B$7:$B$116,0),MATCH('Review Inputs'!J$9,'Data Input Sheet'!$B$6:$S$6,0))))","v":""},{"$f":"IF(OFFSET(INDIRECT($C72),0,3)=0,\"\",IF(INDEX('Data Input Sheet'!$B$7:$S$116,MATCH('Review Inputs'!$C72,'Data Input Sheet'!$B$7:$B$116,0),MATCH('Review Inputs'!K$9,'Data Input Sheet'!$B$6:$S$6,0))=\"\",\"\",INDEX('Data Input Sheet'!$B$7:$S$116,MATCH('Review Inputs'!$C72,'Data Input Sheet'!$B$7:$B$116,0),MATCH('Review Inputs'!K$9,'Data Input Sheet'!$B$6:$S$6,0))))","v":""},{"$f":"IF(OFFSET(INDIRECT($C72),0,3)=0,\"\",IF(INDEX('Data Input Sheet'!$B$7:$S$116,MATCH('Review Inputs'!$C72,'Data Input Sheet'!$B$7:$B$116,0),MATCH('Review Inputs'!L$9,'Data Input Sheet'!$B$6:$S$6,0))=\"\",\"\",INDEX('Data Input Sheet'!$B$7:$S$116,MATCH('Review Inputs'!$C72,'Data Input Sheet'!$B$7:$B$116,0),MATCH('Review Inputs'!L$9,'Data Input Sheet'!$B$6:$S$6,0))))","v":""},{"$f":"IF(OFFSET(INDIRECT($C72),0,3)=0,\"\",IF(INDEX('Data Input Sheet'!$B$7:$S$116,MATCH('Review Inputs'!$C72,'Data Input Sheet'!$B$7:$B$116,0),MATCH('Review Inputs'!M$9,'Data Input Sheet'!$B$6:$S$6,0))=\"\",\"\",INDEX('Data Input Sheet'!$B$7:$S$116,MATCH('Review Inputs'!$C72,'Data Input Sheet'!$B$7:$B$116,0),MATCH('Review Inputs'!M$9,'Data Input Sheet'!$B$6:$S$6,0))))","v":""},{"$f":"IF(OFFSET(INDIRECT($C72),0,3)=0,\"\",IF(INDEX('Data Input Sheet'!$B$7:$S$116,MATCH('Review Inputs'!$C72,'Data Input Sheet'!$B$7:$B$116,0),MATCH('Review Inputs'!N$9,'Data Input Sheet'!$B$6:$S$6,0))=\"\",\"\",INDEX('Data Input Sheet'!$B$7:$S$116,MATCH('Review Inputs'!$C72,'Data Input Sheet'!$B$7:$B$116,0),MATCH('Review Inputs'!N$9,'Data Input Sheet'!$B$6:$S$6,0))))","v":""},{"$f":"IF(OFFSET(INDIRECT($C72),0,3)=0,\"\",IF(INDEX('Data Input Sheet'!$B$7:$S$116,MATCH('Review Inputs'!$C72,'Data Input Sheet'!$B$7:$B$116,0),MATCH('Review Inputs'!O$9,'Data Input Sheet'!$B$6:$S$6,0))=\"\",\"\",INDEX('Data Input Sheet'!$B$7:$S$116,MATCH('Review Inputs'!$C72,'Data Input Sheet'!$B$7:$B$116,0),MATCH('Review Inputs'!O$9,'Data Input Sheet'!$B$6:$S$6,0))))","v":""},{"$f":"IF(OFFSET(INDIRECT($C72),0,3)=0,\"\",IF(INDEX('Data Input Sheet'!$B$7:$S$116,MATCH('Review Inputs'!$C72,'Data Input Sheet'!$B$7:$B$116,0),MATCH('Review Inputs'!P$9,'Data Input Sheet'!$B$6:$S$6,0))=\"\",\"\",INDEX('Data Input Sheet'!$B$7:$S$116,MATCH('Review Inputs'!$C72,'Data Input Sheet'!$B$7:$B$116,0),MATCH('Review Inputs'!P$9,'Data Input Sheet'!$B$6:$S$6,0))))","v":""},{"$f":"IF(OFFSET(INDIRECT($C72),0,3)=0,\"\",IF(INDEX('Data Input Sheet'!$B$7:$S$116,MATCH('Review Inputs'!$C72,'Data Input Sheet'!$B$7:$B$116,0),MATCH('Review Inputs'!Q$9,'Data Input Sheet'!$B$6:$S$6,0))=\"\",\"\",INDEX('Data Input Sheet'!$B$7:$S$116,MATCH('Review Inputs'!$C72,'Data Input Sheet'!$B$7:$B$116,0),MATCH('Review Inputs'!Q$9,'Data Input Sheet'!$B$6:$S$6,0))))","v":""},null,null,null,"NO",null,null,"NO"]
[null,"p_input55","input55","NO","","Number of Customers Affected by Major Outage - Industrial","#",{"$f":"IF(OFFSET(INDIRECT($C73),0,3)=0,\"\",IF(INDEX('Data Input Sheet'!$B$7:$S$116,MATCH('Review Inputs'!$C73,'Data Input Sheet'!$B$7:$B$116,0),MATCH('Review Inputs'!H$9,'Data Input Sheet'!$B$6:$S$6,0))=\"\",\"\",INDEX('Data Input Sheet'!$B$7:$S$116,MATCH('Review Inputs'!$C73,'Data Input Sheet'!$B$7:$B$116,0),MATCH('Review Inputs'!H$9,'Data Input Sheet'!$B$6:$S$6,0))))","v":""},{"$f":"IF(OFFSET(INDIRECT($C73),0,3)=0,\"\",IF(INDEX('Data Input Sheet'!$B$7:$S$116,MATCH('Review Inputs'!$C73,'Data Input Sheet'!$B$7:$B$116,0),MATCH('Review Inputs'!I$9,'Data Input Sheet'!$B$6:$S$6,0))=\"\",\"\",INDEX('Data Input Sheet'!$B$7:$S$116,MATCH('Review Inputs'!$C73,'Data Input Sheet'!$B$7:$B$116,0),MATCH('Review Inputs'!I$9,'Data Input Sheet'!$B$6:$S$6,0))))","v":""},{"$f":"IF(OFFSET(INDIRECT($C73),0,3)=0,\"\",IF(INDEX('Data Input Sheet'!$B$7:$S$116,MATCH('Review Inputs'!$C73,'Data Input Sheet'!$B$7:$B$116,0),MATCH('Review Inputs'!J$9,'Data Input Sheet'!$B$6:$S$6,0))=\"\",\"\",INDEX('Data Input Sheet'!$B$7:$S$116,MATCH('Review Inputs'!$C73,'Data Input Sheet'!$B$7:$B$116,0),MATCH('Review Inputs'!J$9,'Data Input Sheet'!$B$6:$S$6,0))))","v":""},{"$f":"IF(OFFSET(INDIRECT($C73),0,3)=0,\"\",IF(INDEX('Data Input Sheet'!$B$7:$S$116,MATCH('Review Inputs'!$C73,'Data Input Sheet'!$B$7:$B$116,0),MATCH('Review Inputs'!K$9,'Data Input Sheet'!$B$6:$S$6,0))=\"\",\"\",INDEX('Data Input Sheet'!$B$7:$S$116,MATCH('Review Inputs'!$C73,'Data Input Sheet'!$B$7:$B$116,0),MATCH('Review Inputs'!K$9,'Data Input Sheet'!$B$6:$S$6,0))))","v":""},{"$f":"IF(OFFSET(INDIRECT($C73),0,3)=0,\"\",IF(INDEX('Data Input Sheet'!$B$7:$S$116,MATCH('Review Inputs'!$C73,'Data Input Sheet'!$B$7:$B$116,0),MATCH('Review Inputs'!L$9,'Data Input Sheet'!$B$6:$S$6,0))=\"\",\"\",INDEX('Data Input Sheet'!$B$7:$S$116,MATCH('Review Inputs'!$C73,'Data Input Sheet'!$B$7:$B$116,0),MATCH('Review Inputs'!L$9,'Data Input Sheet'!$B$6:$S$6,0))))","v":""},{"$f":"IF(OFFSET(INDIRECT($C73),0,3)=0,\"\",IF(INDEX('Data Input Sheet'!$B$7:$S$116,MATCH('Review Inputs'!$C73,'Data Input Sheet'!$B$7:$B$116,0),MATCH('Review Inputs'!M$9,'Data Input Sheet'!$B$6:$S$6,0))=\"\",\"\",INDEX('Data Input Sheet'!$B$7:$S$116,MATCH('Review Inputs'!$C73,'Data Input Sheet'!$B$7:$B$116,0),MATCH('Review Inputs'!M$9,'Data Input Sheet'!$B$6:$S$6,0))))","v":""},{"$f":"IF(OFFSET(INDIRECT($C73),0,3)=0,\"\",IF(INDEX('Data Input Sheet'!$B$7:$S$116,MATCH('Review Inputs'!$C73,'Data Input Sheet'!$B$7:$B$116,0),MATCH('Review Inputs'!N$9,'Data Input Sheet'!$B$6:$S$6,0))=\"\",\"\",INDEX('Data Input Sheet'!$B$7:$S$116,MATCH('Review Inputs'!$C73,'Data Input Sheet'!$B$7:$B$116,0),MATCH('Review Inputs'!N$9,'Data Input Sheet'!$B$6:$S$6,0))))","v":""},{"$f":"IF(OFFSET(INDIRECT($C73),0,3)=0,\"\",IF(INDEX('Data Input Sheet'!$B$7:$S$116,MATCH('Review Inputs'!$C73,'Data Input Sheet'!$B$7:$B$116,0),MATCH('Review Inputs'!O$9,'Data Input Sheet'!$B$6:$S$6,0))=\"\",\"\",INDEX('Data Input Sheet'!$B$7:$S$116,MATCH('Review Inputs'!$C73,'Data Input Sheet'!$B$7:$B$116,0),MATCH('Review Inputs'!O$9,'Data Input Sheet'!$B$6:$S$6,0))))","v":""},{"$f":"IF(OFFSET(INDIRECT($C73),0,3)=0,\"\",IF(INDEX('Data Input Sheet'!$B$7:$S$116,MATCH('Review Inputs'!$C73,'Data Input Sheet'!$B$7:$B$116,0),MATCH('Review Inputs'!P$9,'Data Input Sheet'!$B$6:$S$6,0))=\"\",\"\",INDEX('Data Input Sheet'!$B$7:$S$116,MATCH('Review Inputs'!$C73,'Data Input Sheet'!$B$7:$B$116,0),MATCH('Review Inputs'!P$9,'Data Input Sheet'!$B$6:$S$6,0))))","v":""},{"$f":"IF(OFFSET(INDIRECT($C73),0,3)=0,\"\",IF(INDEX('Data Input Sheet'!$B$7:$S$116,MATCH('Review Inputs'!$C73,'Data Input Sheet'!$B$7:$B$116,0),MATCH('Review Inputs'!Q$9,'Data Input Sheet'!$B$6:$S$6,0))=\"\",\"\",INDEX('Data Input Sheet'!$B$7:$S$116,MATCH('Review Inputs'!$C73,'Data Input Sheet'!$B$7:$B$116,0),MATCH('Review Inputs'!Q$9,'Data Input Sheet'!$B$6:$S$6,0))))","v":""},null,null,null,"NO",null,null,"NO"]
[null,"p_input40","input40","NO","","Value of Service - Residential ","$/kWh",{"$f":"IF(OFFSET(INDIRECT($C74),0,3)=0,\"\",IF(INDEX('Data Input Sheet'!$B$7:$S$116,MATCH('Review Inputs'!$C74,'Data Input Sheet'!$B$7:$B$116,0),MATCH('Review Inputs'!H$9,'Data Input Sheet'!$B$6:$S$6,0))=\"\",\"\",INDEX('Data Input Sheet'!$B$7:$S$116,MATCH('Review Inputs'!$C74,'Data Input Sheet'!$B$7:$B$116,0),MATCH('Review Inputs'!H$9,'Data Input Sheet'!$B$6:$S$6,0))))","v":""},{"$f":"IF(OFFSET(INDIRECT($C74),0,3)=0,\"\",IF(INDEX('Data Input Sheet'!$B$7:$S$116,MATCH('Review Inputs'!$C74,'Data Input Sheet'!$B$7:$B$116,0),MATCH('Review Inputs'!I$9,'Data Input Sheet'!$B$6:$S$6,0))=\"\",\"\",INDEX('Data Input Sheet'!$B$7:$S$116,MATCH('Review Inputs'!$C74,'Data Input Sheet'!$B$7:$B$116,0),MATCH('Review Inputs'!I$9,'Data Input Sheet'!$B$6:$S$6,0))))","v":""},{"$f":"IF(OFFSET(INDIRECT($C74),0,3)=0,\"\",IF(INDEX('Data Input Sheet'!$B$7:$S$116,MATCH('Review Inputs'!$C74,'Data Input Sheet'!$B$7:$B$116,0),MATCH('Review Inputs'!J$9,'Data Input Sheet'!$B$6:$S$6,0))=\"\",\"\",INDEX('Data Input Sheet'!$B$7:$S$116,MATCH('Review Inputs'!$C74,'Data Input Sheet'!$B$7:$B$116,0),MATCH('Review Inputs'!J$9,'Data Input Sheet'!$B$6:$S$6,0))))","v":""},{"$f":"IF(OFFSET(INDIRECT($C74),0,3)=0,\"\",IF(INDEX('Data Input Sheet'!$B$7:$S$116,MATCH('Review Inputs'!$C74,'Data Input Sheet'!$B$7:$B$116,0),MATCH('Review Inputs'!K$9,'Data Input Sheet'!$B$6:$S$6,0))=\"\",\"\",INDEX('Data Input Sheet'!$B$7:$S$116,MATCH('Review Inputs'!$C74,'Data Input Sheet'!$B$7:$B$116,0),MATCH('Review Inputs'!K$9,'Data Input Sheet'!$B$6:$S$6,0))))","v":""},{"$f":"IF(OFFSET(INDIRECT($C74),0,3)=0,\"\",IF(INDEX('Data Input Sheet'!$B$7:$S$116,MATCH('Review Inputs'!$C74,'Data Input Sheet'!$B$7:$B$116,0),MATCH('Review Inputs'!L$9,'Data Input Sheet'!$B$6:$S$6,0))=\"\",\"\",INDEX('Data Input Sheet'!$B$7:$S$116,MATCH('Review Inputs'!$C74,'Data Input Sheet'!$B$7:$B$116,0),MATCH('Review Inputs'!L$9,'Data Input Sheet'!$B$6:$S$6,0))))","v":""},{"$f":"IF(OFFSET(INDIRECT($C74),0,3)=0,\"\",IF(INDEX('Data Input Sheet'!$B$7:$S$116,MATCH('Review Inputs'!$C74,'Data Input Sheet'!$B$7:$B$116,0),MATCH('Review Inputs'!M$9,'Data Input Sheet'!$B$6:$S$6,0))=\"\",\"\",INDEX('Data Input Sheet'!$B$7:$S$116,MATCH('Review Inputs'!$C74,'Data Input Sheet'!$B$7:$B$116,0),MATCH('Review Inputs'!M$9,'Data Input Sheet'!$B$6:$S$6,0))))","v":""},{"$f":"IF(OFFSET(INDIRECT($C74),0,3)=0,\"\",IF(INDEX('Data Input Sheet'!$B$7:$S$116,MATCH('Review Inputs'!$C74,'Data Input Sheet'!$B$7:$B$116,0),MATCH('Review Inputs'!N$9,'Data Input Sheet'!$B$6:$S$6,0))=\"\",\"\",INDEX('Data Input Sheet'!$B$7:$S$116,MATCH('Review Inputs'!$C74,'Data Input Sheet'!$B$7:$B$116,0),MATCH('Review Inputs'!N$9,'Data Input Sheet'!$B$6:$S$6,0))))","v":""},{"$f":"IF(OFFSET(INDIRECT($C74),0,3)=0,\"\",IF(INDEX('Data Input Sheet'!$B$7:$S$116,MATCH('Review Inputs'!$C74,'Data Input Sheet'!$B$7:$B$116,0),MATCH('Review Inputs'!O$9,'Data Input Sheet'!$B$6:$S$6,0))=\"\",\"\",INDEX('Data Input Sheet'!$B$7:$S$116,MATCH('Review Inputs'!$C74,'Data Input Sheet'!$B$7:$B$116,0),MATCH('Review Inputs'!O$9,'Data Input Sheet'!$B$6:$S$6,0))))","v":""},{"$f":"IF(OFFSET(INDIRECT($C74),0,3)=0,\"\",IF(INDEX('Data Input Sheet'!$B$7:$S$116,MATCH('Review Inputs'!$C74,'Data Input Sheet'!$B$7:$B$116,0),MATCH('Review Inputs'!P$9,'Data Input Sheet'!$B$6:$S$6,0))=\"\",\"\",INDEX('Data Input Sheet'!$B$7:$S$116,MATCH('Review Inputs'!$C74,'Data Input Sheet'!$B$7:$B$116,0),MATCH('Review Inputs'!P$9,'Data Input Sheet'!$B$6:$S$6,0))))","v":""},{"$f":"IF(OFFSET(INDIRECT($C74),0,3)=0,\"\",IF(INDEX('Data Input Sheet'!$B$7:$S$116,MATCH('Review Inputs'!$C74,'Data Input Sheet'!$B$7:$B$116,0),MATCH('Review Inputs'!Q$9,'Data Input Sheet'!$B$6:$S$6,0))=\"\",\"\",INDEX('Data Input Sheet'!$B$7:$S$116,MATCH('Review Inputs'!$C74,'Data Input Sheet'!$B$7:$B$116,0),MATCH('Review Inputs'!Q$9,'Data Input Sheet'!$B$6:$S$6,0))))","v":""},null,null,null,"YES",null,null,"YES"]
[null,"p_input43","input43","NO","","Value of Service - Commercial","$/kWh",{"$f":"IF(OFFSET(INDIRECT($C75),0,3)=0,\"\",IF(INDEX('Data Input Sheet'!$B$7:$S$116,MATCH('Review Inputs'!$C75,'Data Input Sheet'!$B$7:$B$116,0),MATCH('Review Inputs'!H$9,'Data Input Sheet'!$B$6:$S$6,0))=\"\",\"\",INDEX('Data Input Sheet'!$B$7:$S$116,MATCH('Review Inputs'!$C75,'Data Input Sheet'!$B$7:$B$116,0),MATCH('Review Inputs'!H$9,'Data Input Sheet'!$B$6:$S$6,0))))","v":""},{"$f":"IF(OFFSET(INDIRECT($C75),0,3)=0,\"\",IF(INDEX('Data Input Sheet'!$B$7:$S$116,MATCH('Review Inputs'!$C75,'Data Input Sheet'!$B$7:$B$116,0),MATCH('Review Inputs'!I$9,'Data Input Sheet'!$B$6:$S$6,0))=\"\",\"\",INDEX('Data Input Sheet'!$B$7:$S$116,MATCH('Review Inputs'!$C75,'Data Input Sheet'!$B$7:$B$116,0),MATCH('Review Inputs'!I$9,'Data Input Sheet'!$B$6:$S$6,0))))","v":""},{"$f":"IF(OFFSET(INDIRECT($C75),0,3)=0,\"\",IF(INDEX('Data Input Sheet'!$B$7:$S$116,MATCH('Review Inputs'!$C75,'Data Input Sheet'!$B$7:$B$116,0),MATCH('Review Inputs'!J$9,'Data Input Sheet'!$B$6:$S$6,0))=\"\",\"\",INDEX('Data Input Sheet'!$B$7:$S$116,MATCH('Review Inputs'!$C75,'Data Input Sheet'!$B$7:$B$116,0),MATCH('Review Inputs'!J$9,'Data Input Sheet'!$B$6:$S$6,0))))","v":""},{"$f":"IF(OFFSET(INDIRECT($C75),0,3)=0,\"\",IF(INDEX('Data Input Sheet'!$B$7:$S$116,MATCH('Review Inputs'!$C75,'Data Input Sheet'!$B$7:$B$116,0),MATCH('Review Inputs'!K$9,'Data Input Sheet'!$B$6:$S$6,0))=\"\",\"\",INDEX('Data Input Sheet'!$B$7:$S$116,MATCH('Review Inputs'!$C75,'Data Input Sheet'!$B$7:$B$116,0),MATCH('Review Inputs'!K$9,'Data Input Sheet'!$B$6:$S$6,0))))","v":""},{"$f":"IF(OFFSET(INDIRECT($C75),0,3)=0,\"\",IF(INDEX('Data Input Sheet'!$B$7:$S$116,MATCH('Review Inputs'!$C75,'Data Input Sheet'!$B$7:$B$116,0),MATCH('Review Inputs'!L$9,'Data Input Sheet'!$B$6:$S$6,0))=\"\",\"\",INDEX('Data Input Sheet'!$B$7:$S$116,MATCH('Review Inputs'!$C75,'Data Input Sheet'!$B$7:$B$116,0),MATCH('Review Inputs'!L$9,'Data Input Sheet'!$B$6:$S$6,0))))","v":""},{"$f":"IF(OFFSET(INDIRECT($C75),0,3)=0,\"\",IF(INDEX('Data Input Sheet'!$B$7:$S$116,MATCH('Review Inputs'!$C75,'Data Input Sheet'!$B$7:$B$116,0),MATCH('Review Inputs'!M$9,'Data Input Sheet'!$B$6:$S$6,0))=\"\",\"\",INDEX('Data Input Sheet'!$B$7:$S$116,MATCH('Review Inputs'!$C75,'Data Input Sheet'!$B$7:$B$116,0),MATCH('Review Inputs'!M$9,'Data Input Sheet'!$B$6:$S$6,0))))","v":""},{"$f":"IF(OFFSET(INDIRECT($C75),0,3)=0,\"\",IF(INDEX('Data Input Sheet'!$B$7:$S$116,MATCH('Review Inputs'!$C75,'Data Input Sheet'!$B$7:$B$116,0),MATCH('Review Inputs'!N$9,'Data Input Sheet'!$B$6:$S$6,0))=\"\",\"\",INDEX('Data Input Sheet'!$B$7:$S$116,MATCH('Review Inputs'!$C75,'Data Input Sheet'!$B$7:$B$116,0),MATCH('Review Inputs'!N$9,'Data Input Sheet'!$B$6:$S$6,0))))","v":""},{"$f":"IF(OFFSET(INDIRECT($C75),0,3)=0,\"\",IF(INDEX('Data Input Sheet'!$B$7:$S$116,MATCH('Review Inputs'!$C75,'Data Input Sheet'!$B$7:$B$116,0),MATCH('Review Inputs'!O$9,'Data Input Sheet'!$B$6:$S$6,0))=\"\",\"\",INDEX('Data Input Sheet'!$B$7:$S$116,MATCH('Review Inputs'!$C75,'Data Input Sheet'!$B$7:$B$116,0),MATCH('Review Inputs'!O$9,'Data Input Sheet'!$B$6:$S$6,0))))","v":""},{"$f":"IF(OFFSET(INDIRECT($C75),0,3)=0,\"\",IF(INDEX('Data Input Sheet'!$B$7:$S$116,MATCH('Review Inputs'!$C75,'Data Input Sheet'!$B$7:$B$116,0),MATCH('Review Inputs'!P$9,'Data Input Sheet'!$B$6:$S$6,0))=\"\",\"\",INDEX('Data Input Sheet'!$B$7:$S$116,MATCH('Review Inputs'!$C75,'Data Input Sheet'!$B$7:$B$116,0),MATCH('Review Inputs'!P$9,'Data Input Sheet'!$B$6:$S$6,0))))","v":""},{"$f":"IF(OFFSET(INDIRECT($C75),0,3)=0,\"\",IF(INDEX('Data Input Sheet'!$B$7:$S$116,MATCH('Review Inputs'!$C75,'Data Input Sheet'!$B$7:$B$116,0),MATCH('Review Inputs'!Q$9,'Data Input Sheet'!$B$6:$S$6,0))=\"\",\"\",INDEX('Data Input Sheet'!$B$7:$S$116,MATCH('Review Inputs'!$C75,'Data Input Sheet'!$B$7:$B$116,0),MATCH('Review Inputs'!Q$9,'Data Input Sheet'!$B$6:$S$6,0))))","v":""},null,null,null,"YES",null,null,"YES"]
[null,"p_input46","input46","NO","","Value of Service - Industrial","$/kWh",{"$f":"IF(OFFSET(INDIRECT($C76),0,3)=0,\"\",IF(INDEX('Data Input Sheet'!$B$7:$S$116,MATCH('Review Inputs'!$C76,'Data Input Sheet'!$B$7:$B$116,0),MATCH('Review Inputs'!H$9,'Data Input Sheet'!$B$6:$S$6,0))=\"\",\"\",INDEX('Data Input Sheet'!$B$7:$S$116,MATCH('Review Inputs'!$C76,'Data Input Sheet'!$B$7:$B$116,0),MATCH('Review Inputs'!H$9,'Data Input Sheet'!$B$6:$S$6,0))))","v":""},{"$f":"IF(OFFSET(INDIRECT($C76),0,3)=0,\"\",IF(INDEX('Data Input Sheet'!$B$7:$S$116,MATCH('Review Inputs'!$C76,'Data Input Sheet'!$B$7:$B$116,0),MATCH('Review Inputs'!I$9,'Data Input Sheet'!$B$6:$S$6,0))=\"\",\"\",INDEX('Data Input Sheet'!$B$7:$S$116,MATCH('Review Inputs'!$C76,'Data Input Sheet'!$B$7:$B$116,0),MATCH('Review Inputs'!I$9,'Data Input Sheet'!$B$6:$S$6,0))))","v":""},{"$f":"IF(OFFSET(INDIRECT($C76),0,3)=0,\"\",IF(INDEX('Data Input Sheet'!$B$7:$S$116,MATCH('Review Inputs'!$C76,'Data Input Sheet'!$B$7:$B$116,0),MATCH('Review Inputs'!J$9,'Data Input Sheet'!$B$6:$S$6,0))=\"\",\"\",INDEX('Data Input Sheet'!$B$7:$S$116,MATCH('Review Inputs'!$C76,'Data Input Sheet'!$B$7:$B$116,0),MATCH('Review Inputs'!J$9,'Data Input Sheet'!$B$6:$S$6,0))))","v":""},{"$f":"IF(OFFSET(INDIRECT($C76),0,3)=0,\"\",IF(INDEX('Data Input Sheet'!$B$7:$S$116,MATCH('Review Inputs'!$C76,'Data Input Sheet'!$B$7:$B$116,0),MATCH('Review Inputs'!K$9,'Data Input Sheet'!$B$6:$S$6,0))=\"\",\"\",INDEX('Data Input Sheet'!$B$7:$S$116,MATCH('Review Inputs'!$C76,'Data Input Sheet'!$B$7:$B$116,0),MATCH('Review Inputs'!K$9,'Data Input Sheet'!$B$6:$S$6,0))))","v":""},{"$f":"IF(OFFSET(INDIRECT($C76),0,3)=0,\"\",IF(INDEX('Data Input Sheet'!$B$7:$S$116,MATCH('Review Inputs'!$C76,'Data Input Sheet'!$B$7:$B$116,0),MATCH('Review Inputs'!L$9,'Data Input Sheet'!$B$6:$S$6,0))=\"\",\"\",INDEX('Data Input Sheet'!$B$7:$S$116,MATCH('Review Inputs'!$C76,'Data Input Sheet'!$B$7:$B$116,0),MATCH('Review Inputs'!L$9,'Data Input Sheet'!$B$6:$S$6,0))))","v":""},{"$f":"IF(OFFSET(INDIRECT($C76),0,3)=0,\"\",IF(INDEX('Data Input Sheet'!$B$7:$S$116,MATCH('Review Inputs'!$C76,'Data Input Sheet'!$B$7:$B$116,0),MATCH('Review Inputs'!M$9,'Data Input Sheet'!$B$6:$S$6,0))=\"\",\"\",INDEX('Data Input Sheet'!$B$7:$S$116,MATCH('Review Inputs'!$C76,'Data Input Sheet'!$B$7:$B$116,0),MATCH('Review Inputs'!M$9,'Data Input Sheet'!$B$6:$S$6,0))))","v":""},{"$f":"IF(OFFSET(INDIRECT($C76),0,3)=0,\"\",IF(INDEX('Data Input Sheet'!$B$7:$S$116,MATCH('Review Inputs'!$C76,'Data Input Sheet'!$B$7:$B$116,0),MATCH('Review Inputs'!N$9,'Data Input Sheet'!$B$6:$S$6,0))=\"\",\"\",INDEX('Data Input Sheet'!$B$7:$S$116,MATCH('Review Inputs'!$C76,'Data Input Sheet'!$B$7:$B$116,0),MATCH('Review Inputs'!N$9,'Data Input Sheet'!$B$6:$S$6,0))))","v":""},{"$f":"IF(OFFSET(INDIRECT($C76),0,3)=0,\"\",IF(INDEX('Data Input Sheet'!$B$7:$S$116,MATCH('Review Inputs'!$C76,'Data Input Sheet'!$B$7:$B$116,0),MATCH('Review Inputs'!O$9,'Data Input Sheet'!$B$6:$S$6,0))=\"\",\"\",INDEX('Data Input Sheet'!$B$7:$S$116,MATCH('Review Inputs'!$C76,'Data Input Sheet'!$B$7:$B$116,0),MATCH('Review Inputs'!O$9,'Data Input Sheet'!$B$6:$S$6,0))))","v":""},{"$f":"IF(OFFSET(INDIRECT($C76),0,3)=0,\"\",IF(INDEX('Data Input Sheet'!$B$7:$S$116,MATCH('Review Inputs'!$C76,'Data Input Sheet'!$B$7:$B$116,0),MATCH('Review Inputs'!P$9,'Data Input Sheet'!$B$6:$S$6,0))=\"\",\"\",INDEX('Data Input Sheet'!$B$7:$S$116,MATCH('Review Inputs'!$C76,'Data Input Sheet'!$B$7:$B$116,0),MATCH('Review Inputs'!P$9,'Data Input Sheet'!$B$6:$S$6,0))))","v":""},{"$f":"IF(OFFSET(INDIRECT($C76),0,3)=0,\"\",IF(INDEX('Data Input Sheet'!$B$7:$S$116,MATCH('Review Inputs'!$C76,'Data Input Sheet'!$B$7:$B$116,0),MATCH('Review Inputs'!Q$9,'Data Input Sheet'!$B$6:$S$6,0))=\"\",\"\",INDEX('Data Input Sheet'!$B$7:$S$116,MATCH('Review Inputs'!$C76,'Data Input Sheet'!$B$7:$B$116,0),MATCH('Review Inputs'!Q$9,'Data Input Sheet'!$B$6:$S$6,0))))","v":""},null,null,null,"YES",null,null,"YES"]
[null,"p_input109","input109","NO","","Average Hourly Load Not Served During Outage per Customer - Residential","kW",{"$f":"IF(OFFSET(INDIRECT($C77),0,3)=0,\"\",IF(INDEX('Data Input Sheet'!$B$7:$S$116,MATCH('Review Inputs'!$C77,'Data Input Sheet'!$B$7:$B$116,0),MATCH('Review Inputs'!H$9,'Data Input Sheet'!$B$6:$S$6,0))=\"\",\"\",INDEX('Data Input Sheet'!$B$7:$S$116,MATCH('Review Inputs'!$C77,'Data Input Sheet'!$B$7:$B$116,0),MATCH('Review Inputs'!H$9,'Data Input Sheet'!$B$6:$S$6,0))))","v":""},{"$f":"IF(OFFSET(INDIRECT($C77),0,3)=0,\"\",IF(INDEX('Data Input Sheet'!$B$7:$S$116,MATCH('Review Inputs'!$C77,'Data Input Sheet'!$B$7:$B$116,0),MATCH('Review Inputs'!I$9,'Data Input Sheet'!$B$6:$S$6,0))=\"\",\"\",INDEX('Data Input Sheet'!$B$7:$S$116,MATCH('Review Inputs'!$C77,'Data Input Sheet'!$B$7:$B$116,0),MATCH('Review Inputs'!I$9,'Data Input Sheet'!$B$6:$S$6,0))))","v":""},{"$f":"IF(OFFSET(INDIRECT($C77),0,3)=0,\"\",IF(INDEX('Data Input Sheet'!$B$7:$S$116,MATCH('Review Inputs'!$C77,'Data Input Sheet'!$B$7:$B$116,0),MATCH('Review Inputs'!J$9,'Data Input Sheet'!$B$6:$S$6,0))=\"\",\"\",INDEX('Data Input Sheet'!$B$7:$S$116,MATCH('Review Inputs'!$C77,'Data Input Sheet'!$B$7:$B$116,0),MATCH('Review Inputs'!J$9,'Data Input Sheet'!$B$6:$S$6,0))))","v":""},{"$f":"IF(OFFSET(INDIRECT($C77),0,3)=0,\"\",IF(INDEX('Data Input Sheet'!$B$7:$S$116,MATCH('Review Inputs'!$C77,'Data Input Sheet'!$B$7:$B$116,0),MATCH('Review Inputs'!K$9,'Data Input Sheet'!$B$6:$S$6,0))=\"\",\"\",INDEX('Data Input Sheet'!$B$7:$S$116,MATCH('Review Inputs'!$C77,'Data Input Sheet'!$B$7:$B$116,0),MATCH('Review Inputs'!K$9,'Data Input Sheet'!$B$6:$S$6,0))))","v":""},{"$f":"IF(OFFSET(INDIRECT($C77),0,3)=0,\"\",IF(INDEX('Data Input Sheet'!$B$7:$S$116,MATCH('Review Inputs'!$C77,'Data Input Sheet'!$B$7:$B$116,0),MATCH('Review Inputs'!L$9,'Data Input Sheet'!$B$6:$S$6,0))=\"\",\"\",INDEX('Data Input Sheet'!$B$7:$S$116,MATCH('Review Inputs'!$C77,'Data Input Sheet'!$B$7:$B$116,0),MATCH('Review Inputs'!L$9,'Data Input Sheet'!$B$6:$S$6,0))))","v":""},{"$f":"IF(OFFSET(INDIRECT($C77),0,3)=0,\"\",IF(INDEX('Data Input Sheet'!$B$7:$S$116,MATCH('Review Inputs'!$C77,'Data Input Sheet'!$B$7:$B$116,0),MATCH('Review Inputs'!M$9,'Data Input Sheet'!$B$6:$S$6,0))=\"\",\"\",INDEX('Data Input Sheet'!$B$7:$S$116,MATCH('Review Inputs'!$C77,'Data Input Sheet'!$B$7:$B$116,0),MATCH('Review Inputs'!M$9,'Data Input Sheet'!$B$6:$S$6,0))))","v":""},{"$f":"IF(OFFSET(INDIRECT($C77),0,3)=0,\"\",IF(INDEX('Data Input Sheet'!$B$7:$S$116,MATCH('Review Inputs'!$C77,'Data Input Sheet'!$B$7:$B$116,0),MATCH('Review Inputs'!N$9,'Data Input Sheet'!$B$6:$S$6,0))=\"\",\"\",INDEX('Data Input Sheet'!$B$7:$S$116,MATCH('Review Inputs'!$C77,'Data Input Sheet'!$B$7:$B$116,0),MATCH('Review Inputs'!N$9,'Data Input Sheet'!$B$6:$S$6,0))))","v":""},{"$f":"IF(OFFSET(INDIRECT($C77),0,3)=0,\"\",IF(INDEX('Data Input Sheet'!$B$7:$S$116,MATCH('Review Inputs'!$C77,'Data Input Sheet'!$B$7:$B$116,0),MATCH('Review Inputs'!O$9,'Data Input Sheet'!$B$6:$S$6,0))=\"\",\"\",INDEX('Data Input Sheet'!$B$7:$S$116,MATCH('Review Inputs'!$C77,'Data Input Sheet'!$B$7:$B$116,0),MATCH('Review Inputs'!O$9,'Data Input Sheet'!$B$6:$S$6,0))))","v":""},{"$f":"IF(OFFSET(INDIRECT($C77),0,3)=0,\"\",IF(INDEX('Data Input Sheet'!$B$7:$S$116,MATCH('Review Inputs'!$C77,'Data Input Sheet'!$B$7:$B$116,0),MATCH('Review Inputs'!P$9,'Data Input Sheet'!$B$6:$S$6,0))=\"\",\"\",INDEX('Data Input Sheet'!$B$7:$S$116,MATCH('Review Inputs'!$C77,'Data Input Sheet'!$B$7:$B$116,0),MATCH('Review Inputs'!P$9,'Data Input Sheet'!$B$6:$S$6,0))))","v":""},{"$f":"IF(OFFSET(INDIRECT($C77),0,3)=0,\"\",IF(INDEX('Data Input Sheet'!$B$7:$S$116,MATCH('Review Inputs'!$C77,'Data Input Sheet'!$B$7:$B$116,0),MATCH('Review Inputs'!Q$9,'Data Input Sheet'!$B$6:$S$6,0))=\"\",\"\",INDEX('Data Input Sheet'!$B$7:$S$116,MATCH('Review Inputs'!$C77,'Data Input Sheet'!$B$7:$B$116,0),MATCH('Review Inputs'!Q$9,'Data Input Sheet'!$B$6:$S$6,0))))","v":""},null,null,null,null,null,null,"YES"]
[null,"p_input110","input110",{"$f":"IF(OFFSET(INDIRECT((C78)),0,3)>0,\"YES\",\"NO\")","v":"NO"},{"$f":"IF(D78=\"OPT\",\"Output is optional\",\"\")","v":""},{"$f":"INDIRECT(C78)","v":"Average Hourly Load Not Served During Outage per Customer - Commercial"},{"$f":"OFFSET(INDIRECT(C78),0,1)","v":"kW"},{"$f":"IF(OFFSET(INDIRECT($C78),0,3)=0,\"\",IF(INDEX('Data Input Sheet'!$B$7:$S$116,MATCH('Review Inputs'!$C78,'Data Input Sheet'!$B$7:$B$116,0),MATCH('Review Inputs'!H$9,'Data Input Sheet'!$B$6:$S$6,0))=\"\",\"\",INDEX('Data Input Sheet'!$B$7:$S$116,MATCH('Review Inputs'!$C78,'Data Input Sheet'!$B$7:$B$116,0),MATCH('Review Inputs'!H$9,'Data Input Sheet'!$B$6:$S$6,0))))","v":""},{"$f":"IF(OFFSET(INDIRECT($C78),0,3)=0,\"\",IF(INDEX('Data Input Sheet'!$B$7:$S$116,MATCH('Review Inputs'!$C78,'Data Input Sheet'!$B$7:$B$116,0),MATCH('Review Inputs'!I$9,'Data Input Sheet'!$B$6:$S$6,0))=\"\",\"\",INDEX('Data Input Sheet'!$B$7:$S$116,MATCH('Review Inputs'!$C78,'Data Input Sheet'!$B$7:$B$116,0),MATCH('Review Inputs'!I$9,'Data Input Sheet'!$B$6:$S$6,0))))","v":""},{"$f":"IF(OFFSET(INDIRECT($C78),0,3)=0,\"\",IF(INDEX('Data Input Sheet'!$B$7:$S$116,MATCH('Review Inputs'!$C78,'Data Input Sheet'!$B$7:$B$116,0),MATCH('Review Inputs'!J$9,'Data Input Sheet'!$B$6:$S$6,0))=\"\",\"\",INDEX('Data Input Sheet'!$B$7:$S$116,MATCH('Review Inputs'!$C78,'Data Input Sheet'!$B$7:$B$116,0),MATCH('Review Inputs'!J$9,'Data Input Sheet'!$B$6:$S$6,0))))","v":""},{"$f":"IF(OFFSET(INDIRECT($C78),0,3)=0,\"\",IF(INDEX('Data Input Sheet'!$B$7:$S$116,MATCH('Review Inputs'!$C78,'Data Input Sheet'!$B$7:$B$116,0),MATCH('Review Inputs'!K$9,'Data Input Sheet'!$B$6:$S$6,0))=\"\",\"\",INDEX('Data Input Sheet'!$B$7:$S$116,MATCH('Review Inputs'!$C78,'Data Input Sheet'!$B$7:$B$116,0),MATCH('Review Inputs'!K$9,'Data Input Sheet'!$B$6:$S$6,0))))","v":""},{"$f":"IF(OFFSET(INDIRECT($C78),0,3)=0,\"\",IF(INDEX('Data Input Sheet'!$B$7:$S$116,MATCH('Review Inputs'!$C78,'Data Input Sheet'!$B$7:$B$116,0),MATCH('Review Inputs'!L$9,'Data Input Sheet'!$B$6:$S$6,0))=\"\",\"\",INDEX('Data Input Sheet'!$B$7:$S$116,MATCH('Review Inputs'!$C78,'Data Input Sheet'!$B$7:$B$116,0),MATCH('Review Inputs'!L$9,'Data Input Sheet'!$B$6:$S$6,0))))","v":""},{"$f":"IF(OFFSET(INDIRECT($C78),0,3)=0,\"\",IF(INDEX('Data Input Sheet'!$B$7:$S$116,MATCH('Review Inputs'!$C78,'Data Input Sheet'!$B$7:$B$116,0),MATCH('Review Inputs'!M$9,'Data Input Sheet'!$B$6:$S$6,0))=\"\",\"\",INDEX('Data Input Sheet'!$B$7:$S$116,MATCH('Review Inputs'!$C78,'Data Input Sheet'!$B$7:$B$116,0),MATCH('Review Inputs'!M$9,'Data Input Sheet'!$B$6:$S$6,0))))","v":""},{"$f":"IF(OFFSET(INDIRECT($C78),0,3)=0,\"\",IF(INDEX('Data Input Sheet'!$B$7:$S$116,MATCH('Review Inputs'!$C78,'Data Input Sheet'!$B$7:$B$116,0),MATCH('Review Inputs'!N$9,'Data Input Sheet'!$B$6:$S$6,0))=\"\",\"\",INDEX('Data Input Sheet'!$B$7:$S$116,MATCH('Review Inputs'!$C78,'Data Input Sheet'!$B$7:$B$116,0),MATCH('Review Inputs'!N$9,'Data Input Sheet'!$B$6:$S$6,0))))","v":""},{"$f":"IF(OFFSET(INDIRECT($C78),0,3)=0,\"\",IF(INDEX('Data Input Sheet'!$B$7:$S$116,MATCH('Review Inputs'!$C78,'Data Input Sheet'!$B$7:$B$116,0),MATCH('Review Inputs'!O$9,'Data Input Sheet'!$B$6:$S$6,0))=\"\",\"\",INDEX('Data Input Sheet'!$B$7:$S$116,MATCH('Review Inputs'!$C78,'Data Input Sheet'!$B$7:$B$116,0),MATCH('Review Inputs'!O$9,'Data Input Sheet'!$B$6:$S$6,0))))","v":""},{"$f":"IF(OFFSET(INDIRECT($C78),0,3)=0,\"\",IF(INDEX('Data Input Sheet'!$B$7:$S$116,MATCH('Review Inputs'!$C78,'Data Input Sheet'!$B$7:$B$116,0),MATCH('Review Inputs'!P$9,'Data Input Sheet'!$B$6:$S$6,0))=\"\",\"\",INDEX('Data Input Sheet'!$B$7:$S$116,MATCH('Review Inputs'!$C78,'Data Input Sheet'!$B$7:$B$116,0),MATCH('Review Inputs'!P$9,'Data Input Sheet'!$B$6:$S$6,0))))","v":""},{"$f":"IF(OFFSET(INDIRECT($C78),0,3)=0,\"\",IF(INDEX('Data Input Sheet'!$B$7:$S$116,MATCH('Review Inputs'!$C78,'Data Input Sheet'!$B$7:$B$116,0),MATCH('Review Inputs'!Q$9,'Data Input Sheet'!$B$6:$S$6,0))=\"\",\"\",INDEX('Data Input Sheet'!$B$7:$S$116,MATCH('Review Inputs'!$C78,'Data Input Sheet'!$B$7:$B$116,0),MATCH('Review Inputs'!Q$9,'Data Input Sheet'!$B$6:$S$6,0))))","v":""},null,null,null,null,null,null,"YES"]
[null,"p_input111","input111","NO","","Average Hourly Load Not Served During Outage per Customer - Industrial","kW",{"$f":"IF(OFFSET(INDIRECT($C79),0,3)=0,\"\",IF(INDEX('Data Input Sheet'!$B$7:$S$116,MATCH('Review Inputs'!$C79,'Data Input Sheet'!$B$7:$B$116,0),MATCH('Review Inputs'!H$9,'Data Input Sheet'!$B$6:$S$6,0))=\"\",\"\",INDEX('Data Input Sheet'!$B$7:$S$116,MATCH('Review Inputs'!$C79,'Data Input Sheet'!$B$7:$B$116,0),MATCH('Review Inputs'!H$9,'Data Input Sheet'!$B$6:$S$6,0))))","v":""},{"$f":"IF(OFFSET(INDIRECT($C79),0,3)=0,\"\",IF(INDEX('Data Input Sheet'!$B$7:$S$116,MATCH('Review Inputs'!$C79,'Data Input Sheet'!$B$7:$B$116,0),MATCH('Review Inputs'!I$9,'Data Input Sheet'!$B$6:$S$6,0))=\"\",\"\",INDEX('Data Input Sheet'!$B$7:$S$116,MATCH('Review Inputs'!$C79,'Data Input Sheet'!$B$7:$B$116,0),MATCH('Review Inputs'!I$9,'Data Input Sheet'!$B$6:$S$6,0))))","v":""},{"$f":"IF(OFFSET(INDIRECT($C79),0,3)=0,\"\",IF(INDEX('Data Input Sheet'!$B$7:$S$116,MATCH('Review Inputs'!$C79,'Data Input Sheet'!$B$7:$B$116,0),MATCH('Review Inputs'!J$9,'Data Input Sheet'!$B$6:$S$6,0))=\"\",\"\",INDEX('Data Input Sheet'!$B$7:$S$116,MATCH('Review Inputs'!$C79,'Data Input Sheet'!$B$7:$B$116,0),MATCH('Review Inputs'!J$9,'Data Input Sheet'!$B$6:$S$6,0))))","v":""},{"$f":"IF(OFFSET(INDIRECT($C79),0,3)=0,\"\",IF(INDEX('Data Input Sheet'!$B$7:$S$116,MATCH('Review Inputs'!$C79,'Data Input Sheet'!$B$7:$B$116,0),MATCH('Review Inputs'!K$9,'Data Input Sheet'!$B$6:$S$6,0))=\"\",\"\",INDEX('Data Input Sheet'!$B$7:$S$116,MATCH('Review Inputs'!$C79,'Data Input Sheet'!$B$7:$B$116,0),MATCH('Review Inputs'!K$9,'Data Input Sheet'!$B$6:$S$6,0))))","v":""},{"$f":"IF(OFFSET(INDIRECT($C79),0,3)=0,\"\",IF(INDEX('Data Input Sheet'!$B$7:$S$116,MATCH('Review Inputs'!$C79,'Data Input Sheet'!$B$7:$B$116,0),MATCH('Review Inputs'!L$9,'Data Input Sheet'!$B$6:$S$6,0))=\"\",\"\",INDEX('Data Input Sheet'!$B$7:$S$116,MATCH('Review Inputs'!$C79,'Data Input Sheet'!$B$7:$B$116,0),MATCH('Review Inputs'!L$9,'Data Input Sheet'!$B$6:$S$6,0))))","v":""},{"$f":"IF(OFFSET(INDIRECT($C79),0,3)=0,\"\",IF(INDEX('Data Input Sheet'!$B$7:$S$116,MATCH('Review Inputs'!$C79,'Data Input Sheet'!$B$7:$B$116,0),MATCH('Review Inputs'!M$9,'Data Input Sheet'!$B$6:$S$6,0))=\"\",\"\",INDEX('Data Input Sheet'!$B$7:$S$116,MATCH('Review Inputs'!$C79,'Data Input Sheet'!$B$7:$B$116,0),MATCH('Review Inputs'!M$9,'Data Input Sheet'!$B$6:$S$6,0))))","v":""},{"$f":"IF(OFFSET(INDIRECT($C79),0,3)=0,\"\",IF(INDEX('Data Input Sheet'!$B$7:$S$116,MATCH('Review Inputs'!$C79,'Data Input Sheet'!$B$7:$B$116,0),MATCH('Review Inputs'!N$9,'Data Input Sheet'!$B$6:$S$6,0))=\"\",\"\",INDEX('Data Input Sheet'!$B$7:$S$116,MATCH('Review Inputs'!$C79,'Data Input Sheet'!$B$7:$B$116,0),MATCH('Review Inputs'!N$9,'Data Input Sheet'!$B$6:$S$6,0))))","v":""},{"$f":"IF(OFFSET(INDIRECT($C79),0,3)=0,\"\",IF(INDEX('Data Input Sheet'!$B$7:$S$116,MATCH('Review Inputs'!$C79,'Data Input Sheet'!$B$7:$B$116,0),MATCH('Review Inputs'!O$9,'Data Input Sheet'!$B$6:$S$6,0))=\"\",\"\",INDEX('Data Input Sheet'!$B$7:$S$116,MATCH('Review Inputs'!$C79,'Data Input Sheet'!$B$7:$B$116,0),MATCH('Review Inputs'!O$9,'Data Input Sheet'!$B$6:$S$6,0))))","v":""},{"$f":"IF(OFFSET(INDIRECT($C79),0,3)=0,\"\",IF(INDEX('Data Input Sheet'!$B$7:$S$116,MATCH('Review Inputs'!$C79,'Data Input Sheet'!$B$7:$B$116,0),MATCH('Review Inputs'!P$9,'Data Input Sheet'!$B$6:$S$6,0))=\"\",\"\",INDEX('Data Input Sheet'!$B$7:$S$116,MATCH('Review Inputs'!$C79,'Data Input Sheet'!$B$7:$B$116,0),MATCH('Review Inputs'!P$9,'Data Input Sheet'!$B$6:$S$6,0))))","v":""},{"$f":"IF(OFFSET(INDIRECT($C79),0,3)=0,\"\",IF(INDEX('Data Input Sheet'!$B$7:$S$116,MATCH('Review Inputs'!$C79,'Data Input Sheet'!$B$7:$B$116,0),MATCH('Review Inputs'!Q$9,'Data Input Sheet'!$B$6:$S$6,0))=\"\",\"\",INDEX('Data Input Sheet'!$B$7:$S$116,MATCH('Review Inputs'!$C79,'Data Input Sheet'!$B$7:$B$116,0),MATCH('Review Inputs'!Q$9,'Data Input Sheet'!$B$6:$S$6,0))))","v":""},null,null,null,null,null,null,"YES"]
[null,"p_input56","input56","NO","","Distribution Restoration Cost","$",{"$f":"IF(OFFSET(INDIRECT($C80),0,3)=0,\"\",IF(INDEX('Data Input Sheet'!$B$7:$S$116,MATCH('Review Inputs'!$C80,'Data Input Sheet'!$B$7:$B$116,0),MATCH('Review Inputs'!H$9,'Data Input Sheet'!$B$6:$S$6,0))=\"\",\"\",INDEX('Data Input Sheet'!$B$7:$S$116,MATCH('Review Inputs'!$C80,'Data Input Sheet'!$B$7:$B$116,0),MATCH('Review Inputs'!H$9,'Data Input Sheet'!$B$6:$S$6,0))))","v":""},{"$f":"IF(OFFSET(INDIRECT($C80),0,3)=0,\"\",IF(INDEX('Data Input Sheet'!$B$7:$S$116,MATCH('Review Inputs'!$C80,'Data Input Sheet'!$B$7:$B$116,0),MATCH('Review Inputs'!I$9,'Data Input Sheet'!$B$6:$S$6,0))=\"\",\"\",INDEX('Data Input Sheet'!$B$7:$S$116,MATCH('Review Inputs'!$C80,'Data Input Sheet'!$B$7:$B$116,0),MATCH('Review Inputs'!I$9,'Data Input Sheet'!$B$6:$S$6,0))))","v":""},{"$f":"IF(OFFSET(INDIRECT($C80),0,3)=0,\"\",IF(INDEX('Data Input Sheet'!$B$7:$S$116,MATCH('Review Inputs'!$C80,'Data Input Sheet'!$B$7:$B$116,0),MATCH('Review Inputs'!J$9,'Data Input Sheet'!$B$6:$S$6,0))=\"\",\"\",INDEX('Data Input Sheet'!$B$7:$S$116,MATCH('Review Inputs'!$C80,'Data Input Sheet'!$B$7:$B$116,0),MATCH('Review Inputs'!J$9,'Data Input Sheet'!$B$6:$S$6,0))))","v":""},{"$f":"IF(OFFSET(INDIRECT($C80),0,3)=0,\"\",IF(INDEX('Data Input Sheet'!$B$7:$S$116,MATCH('Review Inputs'!$C80,'Data Input Sheet'!$B$7:$B$116,0),MATCH('Review Inputs'!K$9,'Data Input Sheet'!$B$6:$S$6,0))=\"\",\"\",INDEX('Data Input Sheet'!$B$7:$S$116,MATCH('Review Inputs'!$C80,'Data Input Sheet'!$B$7:$B$116,0),MATCH('Review Inputs'!K$9,'Data Input Sheet'!$B$6:$S$6,0))))","v":""},{"$f":"IF(OFFSET(INDIRECT($C80),0,3)=0,\"\",IF(INDEX('Data Input Sheet'!$B$7:$S$116,MATCH('Review Inputs'!$C80,'Data Input Sheet'!$B$7:$B$116,0),MATCH('Review Inputs'!L$9,'Data Input Sheet'!$B$6:$S$6,0))=\"\",\"\",INDEX('Data Input Sheet'!$B$7:$S$116,MATCH('Review Inputs'!$C80,'Data Input Sheet'!$B$7:$B$116,0),MATCH('Review Inputs'!L$9,'Data Input Sheet'!$B$6:$S$6,0))))","v":""},{"$f":"IF(OFFSET(INDIRECT($C80),0,3)=0,\"\",IF(INDEX('Data Input Sheet'!$B$7:$S$116,MATCH('Review Inputs'!$C80,'Data Input Sheet'!$B$7:$B$116,0),MATCH('Review Inputs'!M$9,'Data Input Sheet'!$B$6:$S$6,0))=\"\",\"\",INDEX('Data Input Sheet'!$B$7:$S$116,MATCH('Review Inputs'!$C80,'Data Input Sheet'!$B$7:$B$116,0),MATCH('Review Inputs'!M$9,'Data Input Sheet'!$B$6:$S$6,0))))","v":""},{"$f":"IF(OFFSET(INDIRECT($C80),0,3)=0,\"\",IF(INDEX('Data Input Sheet'!$B$7:$S$116,MATCH('Review Inputs'!$C80,'Data Input Sheet'!$B$7:$B$116,0),MATCH('Review Inputs'!N$9,'Data Input Sheet'!$B$6:$S$6,0))=\"\",\"\",INDEX('Data Input Sheet'!$B$7:$S$116,MATCH('Review Inputs'!$C80,'Data Input Sheet'!$B$7:$B$116,0),MATCH('Review Inputs'!N$9,'Data Input Sheet'!$B$6:$S$6,0))))","v":""},{"$f":"IF(OFFSET(INDIRECT($C80),0,3)=0,\"\",IF(INDEX('Data Input Sheet'!$B$7:$S$116,MATCH('Review Inputs'!$C80,'Data Input Sheet'!$B$7:$B$116,0),MATCH('Review Inputs'!O$9,'Data Input Sheet'!$B$6:$S$6,0))=\"\",\"\",INDEX('Data Input Sheet'!$B$7:$S$116,MATCH('Review Inputs'!$C80,'Data Input Sheet'!$B$7:$B$116,0),MATCH('Review Inputs'!O$9,'Data Input Sheet'!$B$6:$S$6,0))))","v":""},{"$f":"IF(OFFSET(INDIRECT($C80),0,3)=0,\"\",IF(INDEX('Data Input Sheet'!$B$7:$S$116,MATCH('Review Inputs'!$C80,'Data Input Sheet'!$B$7:$B$116,0),MATCH('Review Inputs'!P$9,'Data Input Sheet'!$B$6:$S$6,0))=\"\",\"\",INDEX('Data Input Sheet'!$B$7:$S$116,MATCH('Review Inputs'!$C80,'Data Input Sheet'!$B$7:$B$116,0),MATCH('Review Inputs'!P$9,'Data Input Sheet'!$B$6:$S$6,0))))","v":""},{"$f":"IF(OFFSET(INDIRECT($C80),0,3)=0,\"\",IF(INDEX('Data Input Sheet'!$B$7:$S$116,MATCH('Review Inputs'!$C80,'Data Input Sheet'!$B$7:$B$116,0),MATCH('Review Inputs'!Q$9,'Data Input Sheet'!$B$6:$S$6,0))=\"\",\"\",INDEX('Data Input Sheet'!$B$7:$S$116,MATCH('Review Inputs'!$C80,'Data Input Sheet'!$B$7:$B$116,0),MATCH('Review Inputs'!Q$9,'Data Input Sheet'!$B$6:$S$6,0))))","v":""},null,null,null,"NO",null,null,"NO"]
[null,"p_input57","input57","NO","",{"$f":"INDIRECT(C81)","v":"Transmission Restoration Cost"},{"$f":"OFFSET(INDIRECT(C81),0,1)","v":"$"},{"$f":"IF(OFFSET(INDIRECT($C81),0,3)=0,\"\",IF(INDEX('Data Input Sheet'!$B$7:$S$116,MATCH('Review Inputs'!$C81,'Data Input Sheet'!$B$7:$B$116,0),MATCH('Review Inputs'!H$9,'Data Input Sheet'!$B$6:$S$6,0))=\"\",\"\",INDEX('Data Input Sheet'!$B$7:$S$116,MATCH('Review Inputs'!$C81,'Data Input Sheet'!$B$7:$B$116,0),MATCH('Review Inputs'!H$9,'Data Input Sheet'!$B$6:$S$6,0))))","v":""},{"$f":"IF(OFFSET(INDIRECT($C81),0,3)=0,\"\",IF(INDEX('Data Input Sheet'!$B$7:$S$116,MATCH('Review Inputs'!$C81,'Data Input Sheet'!$B$7:$B$116,0),MATCH('Review Inputs'!I$9,'Data Input Sheet'!$B$6:$S$6,0))=\"\",\"\",INDEX('Data Input Sheet'!$B$7:$S$116,MATCH('Review Inputs'!$C81,'Data Input Sheet'!$B$7:$B$116,0),MATCH('Review Inputs'!I$9,'Data Input Sheet'!$B$6:$S$6,0))))","v":""},{"$f":"IF(OFFSET(INDIRECT($C81),0,3)=0,\"\",IF(INDEX('Data Input Sheet'!$B$7:$S$116,MATCH('Review Inputs'!$C81,'Data Input Sheet'!$B$7:$B$116,0),MATCH('Review Inputs'!J$9,'Data Input Sheet'!$B$6:$S$6,0))=\"\",\"\",INDEX('Data Input Sheet'!$B$7:$S$116,MATCH('Review Inputs'!$C81,'Data Input Sheet'!$B$7:$B$116,0),MATCH('Review Inputs'!J$9,'Data Input Sheet'!$B$6:$S$6,0))))","v":""},{"$f":"IF(OFFSET(INDIRECT($C81),0,3)=0,\"\",IF(INDEX('Data Input Sheet'!$B$7:$S$116,MATCH('Review Inputs'!$C81,'Data Input Sheet'!$B$7:$B$116,0),MATCH('Review Inputs'!K$9,'Data Input Sheet'!$B$6:$S$6,0))=\"\",\"\",INDEX('Data Input Sheet'!$B$7:$S$116,MATCH('Review Inputs'!$C81,'Data Input Sheet'!$B$7:$B$116,0),MATCH('Review Inputs'!K$9,'Data Input Sheet'!$B$6:$S$6,0))))","v":""},{"$f":"IF(OFFSET(INDIRECT($C81),0,3)=0,\"\",IF(INDEX('Data Input Sheet'!$B$7:$S$116,MATCH('Review Inputs'!$C81,'Data Input Sheet'!$B$7:$B$116,0),MATCH('Review Inputs'!L$9,'Data Input Sheet'!$B$6:$S$6,0))=\"\",\"\",INDEX('Data Input Sheet'!$B$7:$S$116,MATCH('Review Inputs'!$C81,'Data Input Sheet'!$B$7:$B$116,0),MATCH('Review Inputs'!L$9,'Data Input Sheet'!$B$6:$S$6,0))))","v":""},{"$f":"IF(OFFSET(INDIRECT($C81),0,3)=0,\"\",IF(INDEX('Data Input Sheet'!$B$7:$S$116,MATCH('Review Inputs'!$C81,'Data Input Sheet'!$B$7:$B$116,0),MATCH('Review Inputs'!M$9,'Data Input Sheet'!$B$6:$S$6,0))=\"\",\"\",INDEX('Data Input Sheet'!$B$7:$S$116,MATCH('Review Inputs'!$C81,'Data Input Sheet'!$B$7:$B$116,0),MATCH('Review Inputs'!M$9,'Data Input Sheet'!$B$6:$S$6,0))))","v":""},{"$f":"IF(OFFSET(INDIRECT($C81),0,3)=0,\"\",IF(INDEX('Data Input Sheet'!$B$7:$S$116,MATCH('Review Inputs'!$C81,'Data Input Sheet'!$B$7:$B$116,0),MATCH('Review Inputs'!N$9,'Data Input Sheet'!$B$6:$S$6,0))=\"\",\"\",INDEX('Data Input Sheet'!$B$7:$S$116,MATCH('Review Inputs'!$C81,'Data Input Sheet'!$B$7:$B$116,0),MATCH('Review Inputs'!N$9,'Data Input Sheet'!$B$6:$S$6,0))))","v":""},{"$f":"IF(OFFSET(INDIRECT($C81),0,3)=0,\"\",IF(INDEX('Data Input Sheet'!$B$7:$S$116,MATCH('Review Inputs'!$C81,'Data Input Sheet'!$B$7:$B$116,0),MATCH('Review Inputs'!O$9,'Data Input Sheet'!$B$6:$S$6,0))=\"\",\"\",INDEX('Data Input Sheet'!$B$7:$S$116,MATCH('Review Inputs'!$C81,'Data Input Sheet'!$B$7:$B$116,0),MATCH('Review Inputs'!O$9,'Data Input Sheet'!$B$6:$S$6,0))))","v":""},{"$f":"IF(OFFSET(INDIRECT($C81),0,3)=0,\"\",IF(INDEX('Data Input Sheet'!$B$7:$S$116,MATCH('Review Inputs'!$C81,'Data Input Sheet'!$B$7:$B$116,0),MATCH('Review Inputs'!P$9,'Data Input Sheet'!$B$6:$S$6,0))=\"\",\"\",INDEX('Data Input Sheet'!$B$7:$S$116,MATCH('Review Inputs'!$C81,'Data Input Sheet'!$B$7:$B$116,0),MATCH('Review Inputs'!P$9,'Data Input Sheet'!$B$6:$S$6,0))))","v":""},{"$f":"IF(OFFSET(INDIRECT($C81),0,3)=0,\"\",IF(INDEX('Data Input Sheet'!$B$7:$S$116,MATCH('Review Inputs'!$C81,'Data Input Sheet'!$B$7:$B$116,0),MATCH('Review Inputs'!Q$9,'Data Input Sheet'!$B$6:$S$6,0))=\"\",\"\",INDEX('Data Input Sheet'!$B$7:$S$116,MATCH('Review Inputs'!$C81,'Data Input Sheet'!$B$7:$B$116,0),MATCH('Review Inputs'!Q$9,'Data Input Sheet'!$B$6:$S$6,0))))","v":""},null,null,null,"NO",null,null,"NO"]
[null,"p_input58","input58",{"$f":"IF(OFFSET(INDIRECT((C82)),0,3)>0,\"OPT\",\"NO\")","v":"NO"},{"$f":"IF(D82=\"OPT\",\"Output is optional\",\"\")","v":""},"Number of Outage Events","# of events",{"$f":"IF(OFFSET(INDIRECT($C82),0,3)=0,\"\",IF(INDEX('Data Input Sheet'!$B$7:$S$116,MATCH('Review Inputs'!$C82,'Data Input Sheet'!$B$7:$B$116,0),MATCH('Review Inputs'!H$9,'Data Input Sheet'!$B$6:$S$6,0))=\"\",\"\",INDEX('Data Input Sheet'!$B$7:$S$116,MATCH('Review Inputs'!$C82,'Data Input Sheet'!$B$7:$B$116,0),MATCH('Review Inputs'!H$9,'Data Input Sheet'!$B$6:$S$6,0))))","v":""},{"$f":"IF(OFFSET(INDIRECT($C82),0,3)=0,\"\",IF(INDEX('Data Input Sheet'!$B$7:$S$116,MATCH('Review Inputs'!$C82,'Data Input Sheet'!$B$7:$B$116,0),MATCH('Review Inputs'!I$9,'Data Input Sheet'!$B$6:$S$6,0))=\"\",\"\",INDEX('Data Input Sheet'!$B$7:$S$116,MATCH('Review Inputs'!$C82,'Data Input Sheet'!$B$7:$B$116,0),MATCH('Review Inputs'!I$9,'Data Input Sheet'!$B$6:$S$6,0))))","v":""},{"$f":"IF(OFFSET(INDIRECT($C82),0,3)=0,\"\",IF(INDEX('Data Input Sheet'!$B$7:$S$116,MATCH('Review Inputs'!$C82,'Data Input Sheet'!$B$7:$B$116,0),MATCH('Review Inputs'!J$9,'Data Input Sheet'!$B$6:$S$6,0))=\"\",\"\",INDEX('Data Input Sheet'!$B$7:$S$116,MATCH('Review Inputs'!$C82,'Data Input Sheet'!$B$7:$B$116,0),MATCH('Review Inputs'!J$9,'Data Input Sheet'!$B$6:$S$6,0))))","v":""},{"$f":"IF(OFFSET(INDIRECT($C82),0,3)=0,\"\",IF(INDEX('Data Input Sheet'!$B$7:$S$116,MATCH('Review Inputs'!$C82,'Data Input Sheet'!$B$7:$B$116,0),MATCH('Review Inputs'!K$9,'Data Input Sheet'!$B$6:$S$6,0))=\"\",\"\",INDEX('Data Input Sheet'!$B$7:$S$116,MATCH('Review Inputs'!$C82,'Data Input Sheet'!$B$7:$B$116,0),MATCH('Review Inputs'!K$9,'Data Input Sheet'!$B$6:$S$6,0))))","v":""},{"$f":"IF(OFFSET(INDIRECT($C82),0,3)=0,\"\",IF(INDEX('Data Input Sheet'!$B$7:$S$116,MATCH('Review Inputs'!$C82,'Data Input Sheet'!$B$7:$B$116,0),MATCH('Review Inputs'!L$9,'Data Input Sheet'!$B$6:$S$6,0))=\"\",\"\",INDEX('Data Input Sheet'!$B$7:$S$116,MATCH('Review Inputs'!$C82,'Data Input Sheet'!$B$7:$B$116,0),MATCH('Review Inputs'!L$9,'Data Input Sheet'!$B$6:$S$6,0))))","v":""},{"$f":"IF(OFFSET(INDIRECT($C82),0,3)=0,\"\",IF(INDEX('Data Input Sheet'!$B$7:$S$116,MATCH('Review Inputs'!$C82,'Data Input Sheet'!$B$7:$B$116,0),MATCH('Review Inputs'!M$9,'Data Input Sheet'!$B$6:$S$6,0))=\"\",\"\",INDEX('Data Input Sheet'!$B$7:$S$116,MATCH('Review Inputs'!$C82,'Data Input Sheet'!$B$7:$B$116,0),MATCH('Review Inputs'!M$9,'Data Input Sheet'!$B$6:$S$6,0))))","v":""},{"$f":"IF(OFFSET(INDIRECT($C82),0,3)=0,\"\",IF(INDEX('Data Input Sheet'!$B$7:$S$116,MATCH('Review Inputs'!$C82,'Data Input Sheet'!$B$7:$B$116,0),MATCH('Review Inputs'!N$9,'Data Input Sheet'!$B$6:$S$6,0))=\"\",\"\",INDEX('Data Input Sheet'!$B$7:$S$116,MATCH('Review Inputs'!$C82,'Data Input Sheet'!$B$7:$B$116,0),MATCH('Review Inputs'!N$9,'Data Input Sheet'!$B$6:$S$6,0))))","v":""},{"$f":"IF(OFFSET(INDIRECT($C82),0,3)=0,\"\",IF(INDEX('Data Input Sheet'!$B$7:$S$116,MATCH('Review Inputs'!$C82,'Data Input Sheet'!$B$7:$B$116,0),MATCH('Review Inputs'!O$9,'Data Input Sheet'!$B$6:$S$6,0))=\"\",\"\",INDEX('Data Input Sheet'!$B$7:$S$116,MATCH('Review Inputs'!$C82,'Data Input Sheet'!$B$7:$B$116,0),MATCH('Review Inputs'!O$9,'Data Input Sheet'!$B$6:$S$6,0))))","v":""},{"$f":"IF(OFFSET(INDIRECT($C82),0,3)=0,\"\",IF(INDEX('Data Input Sheet'!$B$7:$S$116,MATCH('Review Inputs'!$C82,'Data Input Sheet'!$B$7:$B$116,0),MATCH('Review Inputs'!P$9,'Data Input Sheet'!$B$6:$S$6,0))=\"\",\"\",INDEX('Data Input Sheet'!$B$7:$S$116,MATCH('Review Inputs'!$C82,'Data Input Sheet'!$B$7:$B$116,0),MATCH('Review Inputs'!P$9,'Data Input Sheet'!$B$6:$S$6,0))))","v":""},{"$f":"IF(OFFSET(INDIRECT($C82),0,3)=0,\"\",IF(INDEX('Data Input Sheet'!$B$7:$S$116,MATCH('Review Inputs'!$C82,'Data Input Sheet'!$B$7:$B$116,0),MATCH('Review Inputs'!Q$9,'Data Input Sheet'!$B$6:$S$6,0))=\"\",\"\",INDEX('Data Input Sheet'!$B$7:$S$116,MATCH('Review Inputs'!$C82,'Data Input Sheet'!$B$7:$B$116,0),MATCH('Review Inputs'!Q$9,'Data Input Sheet'!$B$6:$S$6,0))))","v":""},null,null,null,"YES",null,null,"NO"]
[null,"p_input59","input59",{"$f":"IF(OFFSET(INDIRECT((C83)),0,3)>0,\"OPT\",\"NO\")","v":"NO"},"","Restoration Cost per Event","$/event",{"$f":"IF(OFFSET(INDIRECT($C83),0,3)=0,\"\",IF(INDEX('Data Input Sheet'!$B$7:$S$116,MATCH('Review Inputs'!$C83,'Data Input Sheet'!$B$7:$B$116,0),MATCH('Review Inputs'!H$9,'Data Input Sheet'!$B$6:$S$6,0))=\"\",\"\",INDEX('Data Input Sheet'!$B$7:$S$116,MATCH('Review Inputs'!$C83,'Data Input Sheet'!$B$7:$B$116,0),MATCH('Review Inputs'!H$9,'Data Input Sheet'!$B$6:$S$6,0))))","v":""},{"$f":"IF(OFFSET(INDIRECT($C83),0,3)=0,\"\",IF(INDEX('Data Input Sheet'!$B$7:$S$116,MATCH('Review Inputs'!$C83,'Data Input Sheet'!$B$7:$B$116,0),MATCH('Review Inputs'!I$9,'Data Input Sheet'!$B$6:$S$6,0))=\"\",\"\",INDEX('Data Input Sheet'!$B$7:$S$116,MATCH('Review Inputs'!$C83,'Data Input Sheet'!$B$7:$B$116,0),MATCH('Review Inputs'!I$9,'Data Input Sheet'!$B$6:$S$6,0))))","v":""},{"$f":"IF(OFFSET(INDIRECT($C83),0,3)=0,\"\",IF(INDEX('Data Input Sheet'!$B$7:$S$116,MATCH('Review Inputs'!$C83,'Data Input Sheet'!$B$7:$B$116,0),MATCH('Review Inputs'!J$9,'Data Input Sheet'!$B$6:$S$6,0))=\"\",\"\",INDEX('Data Input Sheet'!$B$7:$S$116,MATCH('Review Inputs'!$C83,'Data Input Sheet'!$B$7:$B$116,0),MATCH('Review Inputs'!J$9,'Data Input Sheet'!$B$6:$S$6,0))))","v":""},{"$f":"IF(OFFSET(INDIRECT($C83),0,3)=0,\"\",IF(INDEX('Data Input Sheet'!$B$7:$S$116,MATCH('Review Inputs'!$C83,'Data Input Sheet'!$B$7:$B$116,0),MATCH('Review Inputs'!K$9,'Data Input Sheet'!$B$6:$S$6,0))=\"\",\"\",INDEX('Data Input Sheet'!$B$7:$S$116,MATCH('Review Inputs'!$C83,'Data Input Sheet'!$B$7:$B$116,0),MATCH('Review Inputs'!K$9,'Data Input Sheet'!$B$6:$S$6,0))))","v":""},{"$f":"IF(OFFSET(INDIRECT($C83),0,3)=0,\"\",IF(INDEX('Data Input Sheet'!$B$7:$S$116,MATCH('Review Inputs'!$C83,'Data Input Sheet'!$B$7:$B$116,0),MATCH('Review Inputs'!L$9,'Data Input Sheet'!$B$6:$S$6,0))=\"\",\"\",INDEX('Data Input Sheet'!$B$7:$S$116,MATCH('Review Inputs'!$C83,'Data Input Sheet'!$B$7:$B$116,0),MATCH('Review Inputs'!L$9,'Data Input Sheet'!$B$6:$S$6,0))))","v":""},{"$f":"IF(OFFSET(INDIRECT($C83),0,3)=0,\"\",IF(INDEX('Data Input Sheet'!$B$7:$S$116,MATCH('Review Inputs'!$C83,'Data Input Sheet'!$B$7:$B$116,0),MATCH('Review Inputs'!M$9,'Data Input Sheet'!$B$6:$S$6,0))=\"\",\"\",INDEX('Data Input Sheet'!$B$7:$S$116,MATCH('Review Inputs'!$C83,'Data Input Sheet'!$B$7:$B$116,0),MATCH('Review Inputs'!M$9,'Data Input Sheet'!$B$6:$S$6,0))))","v":""},{"$f":"IF(OFFSET(INDIRECT($C83),0,3)=0,\"\",IF(INDEX('Data Input Sheet'!$B$7:$S$116,MATCH('Review Inputs'!$C83,'Data Input Sheet'!$B$7:$B$116,0),MATCH('Review Inputs'!N$9,'Data Input Sheet'!$B$6:$S$6,0))=\"\",\"\",INDEX('Data Input Sheet'!$B$7:$S$116,MATCH('Review Inputs'!$C83,'Data Input Sheet'!$B$7:$B$116,0),MATCH('Review Inputs'!N$9,'Data Input Sheet'!$B$6:$S$6,0))))","v":""},{"$f":"IF(OFFSET(INDIRECT($C83),0,3)=0,\"\",IF(INDEX('Data Input Sheet'!$B$7:$S$116,MATCH('Review Inputs'!$C83,'Data Input Sheet'!$B$7:$B$116,0),MATCH('Review Inputs'!O$9,'Data Input Sheet'!$B$6:$S$6,0))=\"\",\"\",INDEX('Data Input Sheet'!$B$7:$S$116,MATCH('Review Inputs'!$C83,'Data Input Sheet'!$B$7:$B$116,0),MATCH('Review Inputs'!O$9,'Data Input Sheet'!$B$6:$S$6,0))))","v":""},{"$f":"IF(OFFSET(INDIRECT($C83),0,3)=0,\"\",IF(INDEX('Data Input Sheet'!$B$7:$S$116,MATCH('Review Inputs'!$C83,'Data Input Sheet'!$B$7:$B$116,0),MATCH('Review Inputs'!P$9,'Data Input Sheet'!$B$6:$S$6,0))=\"\",\"\",INDEX('Data Input Sheet'!$B$7:$S$116,MATCH('Review Inputs'!$C83,'Data Input Sheet'!$B$7:$B$116,0),MATCH('Review Inputs'!P$9,'Data Input Sheet'!$B$6:$S$6,0))))","v":""},{"$f":"IF(OFFSET(INDIRECT($C83),0,3)=0,\"\",IF(INDEX('Data Input Sheet'!$B$7:$S$116,MATCH('Review Inputs'!$C83,'Data Input Sheet'!$B$7:$B$116,0),MATCH('Review Inputs'!Q$9,'Data Input Sheet'!$B$6:$S$6,0))=\"\",\"\",INDEX('Data Input Sheet'!$B$7:$S$116,MATCH('Review Inputs'!$C83,'Data Input Sheet'!$B$7:$B$116,0),MATCH('Review Inputs'!Q$9,'Data Input Sheet'!$B$6:$S$6,0))))","v":""},null,null,null,"YES",null,null,"NO"]
[null,"p_input60","input60",{"$f":"IF(OFFSET(INDIRECT((C84)),0,3)>0,\"YES\",\"NO\")","v":"NO"},"","MAIFI (System)","Index",{"$f":"IF(OFFSET(INDIRECT($C84),0,3)=0,\"\",IF(INDEX('Data Input Sheet'!$B$7:$S$116,MATCH('Review Inputs'!$C84,'Data Input Sheet'!$B$7:$B$116,0),MATCH('Review Inputs'!H$9,'Data Input Sheet'!$B$6:$S$6,0))=\"\",\"\",INDEX('Data Input Sheet'!$B$7:$S$116,MATCH('Review Inputs'!$C84,'Data Input Sheet'!$B$7:$B$116,0),MATCH('Review Inputs'!H$9,'Data Input Sheet'!$B$6:$S$6,0))))","v":""},{"$f":"IF(OFFSET(INDIRECT($C84),0,3)=0,\"\",IF(INDEX('Data Input Sheet'!$B$7:$S$116,MATCH('Review Inputs'!$C84,'Data Input Sheet'!$B$7:$B$116,0),MATCH('Review Inputs'!I$9,'Data Input Sheet'!$B$6:$S$6,0))=\"\",\"\",INDEX('Data Input Sheet'!$B$7:$S$116,MATCH('Review Inputs'!$C84,'Data Input Sheet'!$B$7:$B$116,0),MATCH('Review Inputs'!I$9,'Data Input Sheet'!$B$6:$S$6,0))))","v":""},{"$f":"IF(OFFSET(INDIRECT($C84),0,3)=0,\"\",IF(INDEX('Data Input Sheet'!$B$7:$S$116,MATCH('Review Inputs'!$C84,'Data Input Sheet'!$B$7:$B$116,0),MATCH('Review Inputs'!J$9,'Data Input Sheet'!$B$6:$S$6,0))=\"\",\"\",INDEX('Data Input Sheet'!$B$7:$S$116,MATCH('Review Inputs'!$C84,'Data Input Sheet'!$B$7:$B$116,0),MATCH('Review Inputs'!J$9,'Data Input Sheet'!$B$6:$S$6,0))))","v":""},{"$f":"IF(OFFSET(INDIRECT($C84),0,3)=0,\"\",IF(INDEX('Data Input Sheet'!$B$7:$S$116,MATCH('Review Inputs'!$C84,'Data Input Sheet'!$B$7:$B$116,0),MATCH('Review Inputs'!K$9,'Data Input Sheet'!$B$6:$S$6,0))=\"\",\"\",INDEX('Data Input Sheet'!$B$7:$S$116,MATCH('Review Inputs'!$C84,'Data Input Sheet'!$B$7:$B$116,0),MATCH('Review Inputs'!K$9,'Data Input Sheet'!$B$6:$S$6,0))))","v":""},{"$f":"IF(OFFSET(INDIRECT($C84),0,3)=0,\"\",IF(INDEX('Data Input Sheet'!$B$7:$S$116,MATCH('Review Inputs'!$C84,'Data Input Sheet'!$B$7:$B$116,0),MATCH('Review Inputs'!L$9,'Data Input Sheet'!$B$6:$S$6,0))=\"\",\"\",INDEX('Data Input Sheet'!$B$7:$S$116,MATCH('Review Inputs'!$C84,'Data Input Sheet'!$B$7:$B$116,0),MATCH('Review Inputs'!L$9,'Data Input Sheet'!$B$6:$S$6,0))))","v":""},{"$f":"IF(OFFSET(INDIRECT($C84),0,3)=0,\"\",IF(INDEX('Data Input Sheet'!$B$7:$S$116,MATCH('Review Inputs'!$C84,'Data Input Sheet'!$B$7:$B$116,0),MATCH('Review Inputs'!M$9,'Data Input Sheet'!$B$6:$S$6,0))=\"\",\"\",INDEX('Data Input Sheet'!$B$7:$S$116,MATCH('Review Inputs'!$C84,'Data Input Sheet'!$B$7:$B$116,0),MATCH('Review Inputs'!M$9,'Data Input Sheet'!$B$6:$S$6,0))))","v":""},{"$f":"IF(OFFSET(INDIRECT($C84),0,3)=0,\"\",IF(INDEX('Data Input Sheet'!$B$7:$S$116,MATCH('Review Inputs'!$C84,'Data Input Sheet'!$B$7:$B$116,0),MATCH('Review Inputs'!N$9,'Data Input Sheet'!$B$6:$S$6,0))=\"\",\"\",INDEX('Data Input Sheet'!$B$7:$S$116,MATCH('Review Inputs'!$C84,'Data Input Sheet'!$B$7:$B$116,0),MATCH('Review Inputs'!N$9,'Data Input Sheet'!$B$6:$S$6,0))))","v":""},{"$f":"IF(OFFSET(INDIRECT($C84),0,3)=0,\"\",IF(INDEX('Data Input Sheet'!$B$7:$S$116,MATCH('Review Inputs'!$C84,'Data Input Sheet'!$B$7:$B$116,0),MATCH('Review Inputs'!O$9,'Data Input Sheet'!$B$6:$S$6,0))=\"\",\"\",INDEX('Data Input Sheet'!$B$7:$S$116,MATCH('Review Inputs'!$C84,'Data Input Sheet'!$B$7:$B$116,0),MATCH('Review Inputs'!O$9,'Data Input Sheet'!$B$6:$S$6,0))))","v":""},{"$f":"IF(OFFSET(INDIRECT($C84),0,3)=0,\"\",IF(INDEX('Data Input Sheet'!$B$7:$S$116,MATCH('Review Inputs'!$C84,'Data Input Sheet'!$B$7:$B$116,0),MATCH('Review Inputs'!P$9,'Data Input Sheet'!$B$6:$S$6,0))=\"\",\"\",INDEX('Data Input Sheet'!$B$7:$S$116,MATCH('Review Inputs'!$C84,'Data Input Sheet'!$B$7:$B$116,0),MATCH('Review Inputs'!P$9,'Data Input Sheet'!$B$6:$S$6,0))))","v":""},{"$f":"IF(OFFSET(INDIRECT($C84),0,3)=0,\"\",IF(INDEX('Data Input Sheet'!$B$7:$S$116,MATCH('Review Inputs'!$C84,'Data Input Sheet'!$B$7:$B$116,0),MATCH('Review Inputs'!Q$9,'Data Input Sheet'!$B$6:$S$6,0))=\"\",\"\",INDEX('Data Input Sheet'!$B$7:$S$116,MATCH('Review Inputs'!$C84,'Data Input Sheet'!$B$7:$B$116,0),MATCH('Review Inputs'!Q$9,'Data Input Sheet'!$B$6:$S$6,0))))","v":""},null,null,null,"NO",null,null,"NO"]
[null,"p_input62","input62",{"$f":"IF(OFFSET(INDIRECT((C85)),0,3)>0,\"YES\",\"NO\")","v":"NO"},"","Value of Service - PQ","$/# of customer interruptions",{"$f":"IF(OFFSET(INDIRECT($C85),0,3)=0,\"\",IF(INDEX('Data Input Sheet'!$B$7:$S$116,MATCH('Review Inputs'!$C85,'Data Input Sheet'!$B$7:$B$116,0),MATCH('Review Inputs'!H$9,'Data Input Sheet'!$B$6:$S$6,0))=\"\",\"\",INDEX('Data Input Sheet'!$B$7:$S$116,MATCH('Review Inputs'!$C85,'Data Input Sheet'!$B$7:$B$116,0),MATCH('Review Inputs'!H$9,'Data Input Sheet'!$B$6:$S$6,0))))","v":""},{"$f":"IF(OFFSET(INDIRECT($C85),0,3)=0,\"\",IF(INDEX('Data Input Sheet'!$B$7:$S$116,MATCH('Review Inputs'!$C85,'Data Input Sheet'!$B$7:$B$116,0),MATCH('Review Inputs'!I$9,'Data Input Sheet'!$B$6:$S$6,0))=\"\",\"\",INDEX('Data Input Sheet'!$B$7:$S$116,MATCH('Review Inputs'!$C85,'Data Input Sheet'!$B$7:$B$116,0),MATCH('Review Inputs'!I$9,'Data Input Sheet'!$B$6:$S$6,0))))","v":""},{"$f":"IF(OFFSET(INDIRECT($C85),0,3)=0,\"\",IF(INDEX('Data Input Sheet'!$B$7:$S$116,MATCH('Review Inputs'!$C85,'Data Input Sheet'!$B$7:$B$116,0),MATCH('Review Inputs'!J$9,'Data Input Sheet'!$B$6:$S$6,0))=\"\",\"\",INDEX('Data Input Sheet'!$B$7:$S$116,MATCH('Review Inputs'!$C85,'Data Input Sheet'!$B$7:$B$116,0),MATCH('Review Inputs'!J$9,'Data Input Sheet'!$B$6:$S$6,0))))","v":""},{"$f":"IF(OFFSET(INDIRECT($C85),0,3)=0,\"\",IF(INDEX('Data Input Sheet'!$B$7:$S$116,MATCH('Review Inputs'!$C85,'Data Input Sheet'!$B$7:$B$116,0),MATCH('Review Inputs'!K$9,'Data Input Sheet'!$B$6:$S$6,0))=\"\",\"\",INDEX('Data Input Sheet'!$B$7:$S$116,MATCH('Review Inputs'!$C85,'Data Input Sheet'!$B$7:$B$116,0),MATCH('Review Inputs'!K$9,'Data Input Sheet'!$B$6:$S$6,0))))","v":""},{"$f":"IF(OFFSET(INDIRECT($C85),0,3)=0,\"\",IF(INDEX('Data Input Sheet'!$B$7:$S$116,MATCH('Review Inputs'!$C85,'Data Input Sheet'!$B$7:$B$116,0),MATCH('Review Inputs'!L$9,'Data Input Sheet'!$B$6:$S$6,0))=\"\",\"\",INDEX('Data Input Sheet'!$B$7:$S$116,MATCH('Review Inputs'!$C85,'Data Input Sheet'!$B$7:$B$116,0),MATCH('Review Inputs'!L$9,'Data Input Sheet'!$B$6:$S$6,0))))","v":""},{"$f":"IF(OFFSET(INDIRECT($C85),0,3)=0,\"\",IF(INDEX('Data Input Sheet'!$B$7:$S$116,MATCH('Review Inputs'!$C85,'Data Input Sheet'!$B$7:$B$116,0),MATCH('Review Inputs'!M$9,'Data Input Sheet'!$B$6:$S$6,0))=\"\",\"\",INDEX('Data Input Sheet'!$B$7:$S$116,MATCH('Review Inputs'!$C85,'Data Input Sheet'!$B$7:$B$116,0),MATCH('Review Inputs'!M$9,'Data Input Sheet'!$B$6:$S$6,0))))","v":""},{"$f":"IF(OFFSET(INDIRECT($C85),0,3)=0,\"\",IF(INDEX('Data Input Sheet'!$B$7:$S$116,MATCH('Review Inputs'!$C85,'Data Input Sheet'!$B$7:$B$116,0),MATCH('Review Inputs'!N$9,'Data Input Sheet'!$B$6:$S$6,0))=\"\",\"\",INDEX('Data Input Sheet'!$B$7:$S$116,MATCH('Review Inputs'!$C85,'Data Input Sheet'!$B$7:$B$116,0),MATCH('Review Inputs'!N$9,'Data Input Sheet'!$B$6:$S$6,0))))","v":""},{"$f":"IF(OFFSET(INDIRECT($C85),0,3)=0,\"\",IF(INDEX('Data Input Sheet'!$B$7:$S$116,MATCH('Review Inputs'!$C85,'Data Input Sheet'!$B$7:$B$116,0),MATCH('Review Inputs'!O$9,'Data Input Sheet'!$B$6:$S$6,0))=\"\",\"\",INDEX('Data Input Sheet'!$B$7:$S$116,MATCH('Review Inputs'!$C85,'Data Input Sheet'!$B$7:$B$116,0),MATCH('Review Inputs'!O$9,'Data Input Sheet'!$B$6:$S$6,0))))","v":""},{"$f":"IF(OFFSET(INDIRECT($C85),0,3)=0,\"\",IF(INDEX('Data Input Sheet'!$B$7:$S$116,MATCH('Review Inputs'!$C85,'Data Input Sheet'!$B$7:$B$116,0),MATCH('Review Inputs'!P$9,'Data Input Sheet'!$B$6:$S$6,0))=\"\",\"\",INDEX('Data Input Sheet'!$B$7:$S$116,MATCH('Review Inputs'!$C85,'Data Input Sheet'!$B$7:$B$116,0),MATCH('Review Inputs'!P$9,'Data Input Sheet'!$B$6:$S$6,0))))","v":""},{"$f":"IF(OFFSET(INDIRECT($C85),0,3)=0,\"\",IF(INDEX('Data Input Sheet'!$B$7:$S$116,MATCH('Review Inputs'!$C85,'Data Input Sheet'!$B$7:$B$116,0),MATCH('Review Inputs'!Q$9,'Data Input Sheet'!$B$6:$S$6,0))=\"\",\"\",INDEX('Data Input Sheet'!$B$7:$S$116,MATCH('Review Inputs'!$C85,'Data Input Sheet'!$B$7:$B$116,0),MATCH('Review Inputs'!Q$9,'Data Input Sheet'!$B$6:$S$6,0))))","v":""},null,null,null,"NO",null,null,"NO"]
[null,"p_input101","input101",{"$f":"IF(OFFSET(INDIRECT((C86)),0,3)>0,\"OPT\",\"NO\")","v":"NO"},"","MAIFI (Impacted Feeders)","Index",{"$f":"IF(OFFSET(INDIRECT($C86),0,3)=0,\"\",IF(INDEX('Data Input Sheet'!$B$7:$S$116,MATCH('Review Inputs'!$C86,'Data Input Sheet'!$B$7:$B$116,0),MATCH('Review Inputs'!H$9,'Data Input Sheet'!$B$6:$S$6,0))=\"\",\"\",INDEX('Data Input Sheet'!$B$7:$S$116,MATCH('Review Inputs'!$C86,'Data Input Sheet'!$B$7:$B$116,0),MATCH('Review Inputs'!H$9,'Data Input Sheet'!$B$6:$S$6,0))))","v":""},{"$f":"IF(OFFSET(INDIRECT($C86),0,3)=0,\"\",IF(INDEX('Data Input Sheet'!$B$7:$S$116,MATCH('Review Inputs'!$C86,'Data Input Sheet'!$B$7:$B$116,0),MATCH('Review Inputs'!I$9,'Data Input Sheet'!$B$6:$S$6,0))=\"\",\"\",INDEX('Data Input Sheet'!$B$7:$S$116,MATCH('Review Inputs'!$C86,'Data Input Sheet'!$B$7:$B$116,0),MATCH('Review Inputs'!I$9,'Data Input Sheet'!$B$6:$S$6,0))))","v":""},{"$f":"IF(OFFSET(INDIRECT($C86),0,3)=0,\"\",IF(INDEX('Data Input Sheet'!$B$7:$S$116,MATCH('Review Inputs'!$C86,'Data Input Sheet'!$B$7:$B$116,0),MATCH('Review Inputs'!J$9,'Data Input Sheet'!$B$6:$S$6,0))=\"\",\"\",INDEX('Data Input Sheet'!$B$7:$S$116,MATCH('Review Inputs'!$C86,'Data Input Sheet'!$B$7:$B$116,0),MATCH('Review Inputs'!J$9,'Data Input Sheet'!$B$6:$S$6,0))))","v":""},{"$f":"IF(OFFSET(INDIRECT($C86),0,3)=0,\"\",IF(INDEX('Data Input Sheet'!$B$7:$S$116,MATCH('Review Inputs'!$C86,'Data Input Sheet'!$B$7:$B$116,0),MATCH('Review Inputs'!K$9,'Data Input Sheet'!$B$6:$S$6,0))=\"\",\"\",INDEX('Data Input Sheet'!$B$7:$S$116,MATCH('Review Inputs'!$C86,'Data Input Sheet'!$B$7:$B$116,0),MATCH('Review Inputs'!K$9,'Data Input Sheet'!$B$6:$S$6,0))))","v":""},{"$f":"IF(OFFSET(INDIRECT($C86),0,3)=0,\"\",IF(INDEX('Data Input Sheet'!$B$7:$S$116,MATCH('Review Inputs'!$C86,'Data Input Sheet'!$B$7:$B$116,0),MATCH('Review Inputs'!L$9,'Data Input Sheet'!$B$6:$S$6,0))=\"\",\"\",INDEX('Data Input Sheet'!$B$7:$S$116,MATCH('Review Inputs'!$C86,'Data Input Sheet'!$B$7:$B$116,0),MATCH('Review Inputs'!L$9,'Data Input Sheet'!$B$6:$S$6,0))))","v":""},{"$f":"IF(OFFSET(INDIRECT($C86),0,3)=0,\"\",IF(INDEX('Data Input Sheet'!$B$7:$S$116,MATCH('Review Inputs'!$C86,'Data Input Sheet'!$B$7:$B$116,0),MATCH('Review Inputs'!M$9,'Data Input Sheet'!$B$6:$S$6,0))=\"\",\"\",INDEX('Data Input Sheet'!$B$7:$S$116,MATCH('Review Inputs'!$C86,'Data Input Sheet'!$B$7:$B$116,0),MATCH('Review Inputs'!M$9,'Data Input Sheet'!$B$6:$S$6,0))))","v":""},{"$f":"IF(OFFSET(INDIRECT($C86),0,3)=0,\"\",IF(INDEX('Data Input Sheet'!$B$7:$S$116,MATCH('Review Inputs'!$C86,'Data Input Sheet'!$B$7:$B$116,0),MATCH('Review Inputs'!N$9,'Data Input Sheet'!$B$6:$S$6,0))=\"\",\"\",INDEX('Data Input Sheet'!$B$7:$S$116,MATCH('Review Inputs'!$C86,'Data Input Sheet'!$B$7:$B$116,0),MATCH('Review Inputs'!N$9,'Data Input Sheet'!$B$6:$S$6,0))))","v":""},{"$f":"IF(OFFSET(INDIRECT($C86),0,3)=0,\"\",IF(INDEX('Data Input Sheet'!$B$7:$S$116,MATCH('Review Inputs'!$C86,'Data Input Sheet'!$B$7:$B$116,0),MATCH('Review Inputs'!O$9,'Data Input Sheet'!$B$6:$S$6,0))=\"\",\"\",INDEX('Data Input Sheet'!$B$7:$S$116,MATCH('Review Inputs'!$C86,'Data Input Sheet'!$B$7:$B$116,0),MATCH('Review Inputs'!O$9,'Data Input Sheet'!$B$6:$S$6,0))))","v":""},{"$f":"IF(OFFSET(INDIRECT($C86),0,3)=0,\"\",IF(INDEX('Data Input Sheet'!$B$7:$S$116,MATCH('Review Inputs'!$C86,'Data Input Sheet'!$B$7:$B$116,0),MATCH('Review Inputs'!P$9,'Data Input Sheet'!$B$6:$S$6,0))=\"\",\"\",INDEX('Data Input Sheet'!$B$7:$S$116,MATCH('Review Inputs'!$C86,'Data Input Sheet'!$B$7:$B$116,0),MATCH('Review Inputs'!P$9,'Data Input Sheet'!$B$6:$S$6,0))))","v":""},{"$f":"IF(OFFSET(INDIRECT($C86),0,3)=0,\"\",IF(INDEX('Data Input Sheet'!$B$7:$S$116,MATCH('Review Inputs'!$C86,'Data Input Sheet'!$B$7:$B$116,0),MATCH('Review Inputs'!Q$9,'Data Input Sheet'!$B$6:$S$6,0))=\"\",\"\",INDEX('Data Input Sheet'!$B$7:$S$116,MATCH('Review Inputs'!$C86,'Data Input Sheet'!$B$7:$B$116,0),MATCH('Review Inputs'!Q$9,'Data Input Sheet'!$B$6:$S$6,0))))","v":""},null,null,null,"NO",null,null,"NO"]
[null,"p_input102","input102",{"$f":"IF(OFFSET(INDIRECT((C87)),0,3)>0,\"OPT\",\"NO\")","v":"NO"},"","Total Residential Customers Served on Impacted Feeders (momentary)","#",{"$f":"IF(OFFSET(INDIRECT($C87),0,3)=0,\"\",IF(INDEX('Data Input Sheet'!$B$7:$S$116,MATCH('Review Inputs'!$C87,'Data Input Sheet'!$B$7:$B$116,0),MATCH('Review Inputs'!H$9,'Data Input Sheet'!$B$6:$S$6,0))=\"\",\"\",INDEX('Data Input Sheet'!$B$7:$S$116,MATCH('Review Inputs'!$C87,'Data Input Sheet'!$B$7:$B$116,0),MATCH('Review Inputs'!H$9,'Data Input Sheet'!$B$6:$S$6,0))))","v":""},{"$f":"IF(OFFSET(INDIRECT($C87),0,3)=0,\"\",IF(INDEX('Data Input Sheet'!$B$7:$S$116,MATCH('Review Inputs'!$C87,'Data Input Sheet'!$B$7:$B$116,0),MATCH('Review Inputs'!I$9,'Data Input Sheet'!$B$6:$S$6,0))=\"\",\"\",INDEX('Data Input Sheet'!$B$7:$S$116,MATCH('Review Inputs'!$C87,'Data Input Sheet'!$B$7:$B$116,0),MATCH('Review Inputs'!I$9,'Data Input Sheet'!$B$6:$S$6,0))))","v":""},{"$f":"IF(OFFSET(INDIRECT($C87),0,3)=0,\"\",IF(INDEX('Data Input Sheet'!$B$7:$S$116,MATCH('Review Inputs'!$C87,'Data Input Sheet'!$B$7:$B$116,0),MATCH('Review Inputs'!J$9,'Data Input Sheet'!$B$6:$S$6,0))=\"\",\"\",INDEX('Data Input Sheet'!$B$7:$S$116,MATCH('Review Inputs'!$C87,'Data Input Sheet'!$B$7:$B$116,0),MATCH('Review Inputs'!J$9,'Data Input Sheet'!$B$6:$S$6,0))))","v":""},{"$f":"IF(OFFSET(INDIRECT($C87),0,3)=0,\"\",IF(INDEX('Data Input Sheet'!$B$7:$S$116,MATCH('Review Inputs'!$C87,'Data Input Sheet'!$B$7:$B$116,0),MATCH('Review Inputs'!K$9,'Data Input Sheet'!$B$6:$S$6,0))=\"\",\"\",INDEX('Data Input Sheet'!$B$7:$S$116,MATCH('Review Inputs'!$C87,'Data Input Sheet'!$B$7:$B$116,0),MATCH('Review Inputs'!K$9,'Data Input Sheet'!$B$6:$S$6,0))))","v":""},{"$f":"IF(OFFSET(INDIRECT($C87),0,3)=0,\"\",IF(INDEX('Data Input Sheet'!$B$7:$S$116,MATCH('Review Inputs'!$C87,'Data Input Sheet'!$B$7:$B$116,0),MATCH('Review Inputs'!L$9,'Data Input Sheet'!$B$6:$S$6,0))=\"\",\"\",INDEX('Data Input Sheet'!$B$7:$S$116,MATCH('Review Inputs'!$C87,'Data Input Sheet'!$B$7:$B$116,0),MATCH('Review Inputs'!L$9,'Data Input Sheet'!$B$6:$S$6,0))))","v":""},{"$f":"IF(OFFSET(INDIRECT($C87),0,3)=0,\"\",IF(INDEX('Data Input Sheet'!$B$7:$S$116,MATCH('Review Inputs'!$C87,'Data Input Sheet'!$B$7:$B$116,0),MATCH('Review Inputs'!M$9,'Data Input Sheet'!$B$6:$S$6,0))=\"\",\"\",INDEX('Data Input Sheet'!$B$7:$S$116,MATCH('Review Inputs'!$C87,'Data Input Sheet'!$B$7:$B$116,0),MATCH('Review Inputs'!M$9,'Data Input Sheet'!$B$6:$S$6,0))))","v":""},{"$f":"IF(OFFSET(INDIRECT($C87),0,3)=0,\"\",IF(INDEX('Data Input Sheet'!$B$7:$S$116,MATCH('Review Inputs'!$C87,'Data Input Sheet'!$B$7:$B$116,0),MATCH('Review Inputs'!N$9,'Data Input Sheet'!$B$6:$S$6,0))=\"\",\"\",INDEX('Data Input Sheet'!$B$7:$S$116,MATCH('Review Inputs'!$C87,'Data Input Sheet'!$B$7:$B$116,0),MATCH('Review Inputs'!N$9,'Data Input Sheet'!$B$6:$S$6,0))))","v":""},{"$f":"IF(OFFSET(INDIRECT($C87),0,3)=0,\"\",IF(INDEX('Data Input Sheet'!$B$7:$S$116,MATCH('Review Inputs'!$C87,'Data Input Sheet'!$B$7:$B$116,0),MATCH('Review Inputs'!O$9,'Data Input Sheet'!$B$6:$S$6,0))=\"\",\"\",INDEX('Data Input Sheet'!$B$7:$S$116,MATCH('Review Inputs'!$C87,'Data Input Sheet'!$B$7:$B$116,0),MATCH('Review Inputs'!O$9,'Data Input Sheet'!$B$6:$S$6,0))))","v":""},{"$f":"IF(OFFSET(INDIRECT($C87),0,3)=0,\"\",IF(INDEX('Data Input Sheet'!$B$7:$S$116,MATCH('Review Inputs'!$C87,'Data Input Sheet'!$B$7:$B$116,0),MATCH('Review Inputs'!P$9,'Data Input Sheet'!$B$6:$S$6,0))=\"\",\"\",INDEX('Data Input Sheet'!$B$7:$S$116,MATCH('Review Inputs'!$C87,'Data Input Sheet'!$B$7:$B$116,0),MATCH('Review Inputs'!P$9,'Data Input Sheet'!$B$6:$S$6,0))))","v":""},{"$f":"IF(OFFSET(INDIRECT($C87),0,3)=0,\"\",IF(INDEX('Data Input Sheet'!$B$7:$S$116,MATCH('Review Inputs'!$C87,'Data Input Sheet'!$B$7:$B$116,0),MATCH('Review Inputs'!Q$9,'Data Input Sheet'!$B$6:$S$6,0))=\"\",\"\",INDEX('Data Input Sheet'!$B$7:$S$116,MATCH('Review Inputs'!$C87,'Data Input Sheet'!$B$7:$B$116,0),MATCH('Review Inputs'!Q$9,'Data Input Sheet'!$B$6:$S$6,0))))","v":""},null,null,null,"NO",null,null,"NO"]
[null,"p_input103","input103",{"$f":"IF(OFFSET(INDIRECT((C88)),0,3)>0,\"OPT\",\"NO\")","v":"NO"},"","Total Commercial Customers Served on Impacted Feeders (momentary)","#",{"$f":"IF(OFFSET(INDIRECT($C88),0,3)=0,\"\",IF(INDEX('Data Input Sheet'!$B$7:$S$116,MATCH('Review Inputs'!$C88,'Data Input Sheet'!$B$7:$B$116,0),MATCH('Review Inputs'!H$9,'Data Input Sheet'!$B$6:$S$6,0))=\"\",\"\",INDEX('Data Input Sheet'!$B$7:$S$116,MATCH('Review Inputs'!$C88,'Data Input Sheet'!$B$7:$B$116,0),MATCH('Review Inputs'!H$9,'Data Input Sheet'!$B$6:$S$6,0))))","v":""},{"$f":"IF(OFFSET(INDIRECT($C88),0,3)=0,\"\",IF(INDEX('Data Input Sheet'!$B$7:$S$116,MATCH('Review Inputs'!$C88,'Data Input Sheet'!$B$7:$B$116,0),MATCH('Review Inputs'!I$9,'Data Input Sheet'!$B$6:$S$6,0))=\"\",\"\",INDEX('Data Input Sheet'!$B$7:$S$116,MATCH('Review Inputs'!$C88,'Data Input Sheet'!$B$7:$B$116,0),MATCH('Review Inputs'!I$9,'Data Input Sheet'!$B$6:$S$6,0))))","v":""},{"$f":"IF(OFFSET(INDIRECT($C88),0,3)=0,\"\",IF(INDEX('Data Input Sheet'!$B$7:$S$116,MATCH('Review Inputs'!$C88,'Data Input Sheet'!$B$7:$B$116,0),MATCH('Review Inputs'!J$9,'Data Input Sheet'!$B$6:$S$6,0))=\"\",\"\",INDEX('Data Input Sheet'!$B$7:$S$116,MATCH('Review Inputs'!$C88,'Data Input Sheet'!$B$7:$B$116,0),MATCH('Review Inputs'!J$9,'Data Input Sheet'!$B$6:$S$6,0))))","v":""},{"$f":"IF(OFFSET(INDIRECT($C88),0,3)=0,\"\",IF(INDEX('Data Input Sheet'!$B$7:$S$116,MATCH('Review Inputs'!$C88,'Data Input Sheet'!$B$7:$B$116,0),MATCH('Review Inputs'!K$9,'Data Input Sheet'!$B$6:$S$6,0))=\"\",\"\",INDEX('Data Input Sheet'!$B$7:$S$116,MATCH('Review Inputs'!$C88,'Data Input Sheet'!$B$7:$B$116,0),MATCH('Review Inputs'!K$9,'Data Input Sheet'!$B$6:$S$6,0))))","v":""},{"$f":"IF(OFFSET(INDIRECT($C88),0,3)=0,\"\",IF(INDEX('Data Input Sheet'!$B$7:$S$116,MATCH('Review Inputs'!$C88,'Data Input Sheet'!$B$7:$B$116,0),MATCH('Review Inputs'!L$9,'Data Input Sheet'!$B$6:$S$6,0))=\"\",\"\",INDEX('Data Input Sheet'!$B$7:$S$116,MATCH('Review Inputs'!$C88,'Data Input Sheet'!$B$7:$B$116,0),MATCH('Review Inputs'!L$9,'Data Input Sheet'!$B$6:$S$6,0))))","v":""},{"$f":"IF(OFFSET(INDIRECT($C88),0,3)=0,\"\",IF(INDEX('Data Input Sheet'!$B$7:$S$116,MATCH('Review Inputs'!$C88,'Data Input Sheet'!$B$7:$B$116,0),MATCH('Review Inputs'!M$9,'Data Input Sheet'!$B$6:$S$6,0))=\"\",\"\",INDEX('Data Input Sheet'!$B$7:$S$116,MATCH('Review Inputs'!$C88,'Data Input Sheet'!$B$7:$B$116,0),MATCH('Review Inputs'!M$9,'Data Input Sheet'!$B$6:$S$6,0))))","v":""},{"$f":"IF(OFFSET(INDIRECT($C88),0,3)=0,\"\",IF(INDEX('Data Input Sheet'!$B$7:$S$116,MATCH('Review Inputs'!$C88,'Data Input Sheet'!$B$7:$B$116,0),MATCH('Review Inputs'!N$9,'Data Input Sheet'!$B$6:$S$6,0))=\"\",\"\",INDEX('Data Input Sheet'!$B$7:$S$116,MATCH('Review Inputs'!$C88,'Data Input Sheet'!$B$7:$B$116,0),MATCH('Review Inputs'!N$9,'Data Input Sheet'!$B$6:$S$6,0))))","v":""},{"$f":"IF(OFFSET(INDIRECT($C88),0,3)=0,\"\",IF(INDEX('Data Input Sheet'!$B$7:$S$116,MATCH('Review Inputs'!$C88,'Data Input Sheet'!$B$7:$B$116,0),MATCH('Review Inputs'!O$9,'Data Input Sheet'!$B$6:$S$6,0))=\"\",\"\",INDEX('Data Input Sheet'!$B$7:$S$116,MATCH('Review Inputs'!$C88,'Data Input Sheet'!$B$7:$B$116,0),MATCH('Review Inputs'!O$9,'Data Input Sheet'!$B$6:$S$6,0))))","v":""},{"$f":"IF(OFFSET(INDIRECT($C88),0,3)=0,\"\",IF(INDEX('Data Input Sheet'!$B$7:$S$116,MATCH('Review Inputs'!$C88,'Data Input Sheet'!$B$7:$B$116,0),MATCH('Review Inputs'!P$9,'Data Input Sheet'!$B$6:$S$6,0))=\"\",\"\",INDEX('Data Input Sheet'!$B$7:$S$116,MATCH('Review Inputs'!$C88,'Data Input Sheet'!$B$7:$B$116,0),MATCH('Review Inputs'!P$9,'Data Input Sheet'!$B$6:$S$6,0))))","v":""},{"$f":"IF(OFFSET(INDIRECT($C88),0,3)=0,\"\",IF(INDEX('Data Input Sheet'!$B$7:$S$116,MATCH('Review Inputs'!$C88,'Data Input Sheet'!$B$7:$B$116,0),MATCH('Review Inputs'!Q$9,'Data Input Sheet'!$B$6:$S$6,0))=\"\",\"\",INDEX('Data Input Sheet'!$B$7:$S$116,MATCH('Review Inputs'!$C88,'Data Input Sheet'!$B$7:$B$116,0),MATCH('Review Inputs'!Q$9,'Data Input Sheet'!$B$6:$S$6,0))))","v":""},null,null,null,"NO",null,null,"NO"]
[null,"p_input104","input104",{"$f":"IF(OFFSET(INDIRECT((C89)),0,3)>0,\"OPT\",\"NO\")","v":"NO"},"","Total Industrial Customers Served on Impacted Feeders (momentary)","#",{"$f":"IF(OFFSET(INDIRECT($C89),0,3)=0,\"\",IF(INDEX('Data Input Sheet'!$B$7:$S$116,MATCH('Review Inputs'!$C89,'Data Input Sheet'!$B$7:$B$116,0),MATCH('Review Inputs'!H$9,'Data Input Sheet'!$B$6:$S$6,0))=\"\",\"\",INDEX('Data Input Sheet'!$B$7:$S$116,MATCH('Review Inputs'!$C89,'Data Input Sheet'!$B$7:$B$116,0),MATCH('Review Inputs'!H$9,'Data Input Sheet'!$B$6:$S$6,0))))","v":""},{"$f":"IF(OFFSET(INDIRECT($C89),0,3)=0,\"\",IF(INDEX('Data Input Sheet'!$B$7:$S$116,MATCH('Review Inputs'!$C89,'Data Input Sheet'!$B$7:$B$116,0),MATCH('Review Inputs'!I$9,'Data Input Sheet'!$B$6:$S$6,0))=\"\",\"\",INDEX('Data Input Sheet'!$B$7:$S$116,MATCH('Review Inputs'!$C89,'Data Input Sheet'!$B$7:$B$116,0),MATCH('Review Inputs'!I$9,'Data Input Sheet'!$B$6:$S$6,0))))","v":""},{"$f":"IF(OFFSET(INDIRECT($C89),0,3)=0,\"\",IF(INDEX('Data Input Sheet'!$B$7:$S$116,MATCH('Review Inputs'!$C89,'Data Input Sheet'!$B$7:$B$116,0),MATCH('Review Inputs'!J$9,'Data Input Sheet'!$B$6:$S$6,0))=\"\",\"\",INDEX('Data Input Sheet'!$B$7:$S$116,MATCH('Review Inputs'!$C89,'Data Input Sheet'!$B$7:$B$116,0),MATCH('Review Inputs'!J$9,'Data Input Sheet'!$B$6:$S$6,0))))","v":""},{"$f":"IF(OFFSET(INDIRECT($C89),0,3)=0,\"\",IF(INDEX('Data Input Sheet'!$B$7:$S$116,MATCH('Review Inputs'!$C89,'Data Input Sheet'!$B$7:$B$116,0),MATCH('Review Inputs'!K$9,'Data Input Sheet'!$B$6:$S$6,0))=\"\",\"\",INDEX('Data Input Sheet'!$B$7:$S$116,MATCH('Review Inputs'!$C89,'Data Input Sheet'!$B$7:$B$116,0),MATCH('Review Inputs'!K$9,'Data Input Sheet'!$B$6:$S$6,0))))","v":""},{"$f":"IF(OFFSET(INDIRECT($C89),0,3)=0,\"\",IF(INDEX('Data Input Sheet'!$B$7:$S$116,MATCH('Review Inputs'!$C89,'Data Input Sheet'!$B$7:$B$116,0),MATCH('Review Inputs'!L$9,'Data Input Sheet'!$B$6:$S$6,0))=\"\",\"\",INDEX('Data Input Sheet'!$B$7:$S$116,MATCH('Review Inputs'!$C89,'Data Input Sheet'!$B$7:$B$116,0),MATCH('Review Inputs'!L$9,'Data Input Sheet'!$B$6:$S$6,0))))","v":""},{"$f":"IF(OFFSET(INDIRECT($C89),0,3)=0,\"\",IF(INDEX('Data Input Sheet'!$B$7:$S$116,MATCH('Review Inputs'!$C89,'Data Input Sheet'!$B$7:$B$116,0),MATCH('Review Inputs'!M$9,'Data Input Sheet'!$B$6:$S$6,0))=\"\",\"\",INDEX('Data Input Sheet'!$B$7:$S$116,MATCH('Review Inputs'!$C89,'Data Input Sheet'!$B$7:$B$116,0),MATCH('Review Inputs'!M$9,'Data Input Sheet'!$B$6:$S$6,0))))","v":""},{"$f":"IF(OFFSET(INDIRECT($C89),0,3)=0,\"\",IF(INDEX('Data Input Sheet'!$B$7:$S$116,MATCH('Review Inputs'!$C89,'Data Input Sheet'!$B$7:$B$116,0),MATCH('Review Inputs'!N$9,'Data Input Sheet'!$B$6:$S$6,0))=\"\",\"\",INDEX('Data Input Sheet'!$B$7:$S$116,MATCH('Review Inputs'!$C89,'Data Input Sheet'!$B$7:$B$116,0),MATCH('Review Inputs'!N$9,'Data Input Sheet'!$B$6:$S$6,0))))","v":""},{"$f":"IF(OFFSET(INDIRECT($C89),0,3)=0,\"\",IF(INDEX('Data Input Sheet'!$B$7:$S$116,MATCH('Review Inputs'!$C89,'Data Input Sheet'!$B$7:$B$116,0),MATCH('Review Inputs'!O$9,'Data Input Sheet'!$B$6:$S$6,0))=\"\",\"\",INDEX('Data Input Sheet'!$B$7:$S$116,MATCH('Review Inputs'!$C89,'Data Input Sheet'!$B$7:$B$116,0),MATCH('Review Inputs'!O$9,'Data Input Sheet'!$B$6:$S$6,0))))","v":""},{"$f":"IF(OFFSET(INDIRECT($C89),0,3)=0,\"\",IF(INDEX('Data Input Sheet'!$B$7:$S$116,MATCH('Review Inputs'!$C89,'Data Input Sheet'!$B$7:$B$116,0),MATCH('Review Inputs'!P$9,'Data Input Sheet'!$B$6:$S$6,0))=\"\",\"\",INDEX('Data Input Sheet'!$B$7:$S$116,MATCH('Review Inputs'!$C89,'Data Input Sheet'!$B$7:$B$116,0),MATCH('Review Inputs'!P$9,'Data Input Sheet'!$B$6:$S$6,0))))","v":""},{"$f":"IF(OFFSET(INDIRECT($C89),0,3)=0,\"\",IF(INDEX('Data Input Sheet'!$B$7:$S$116,MATCH('Review Inputs'!$C89,'Data Input Sheet'!$B$7:$B$116,0),MATCH('Review Inputs'!Q$9,'Data Input Sheet'!$B$6:$S$6,0))=\"\",\"\",INDEX('Data Input Sheet'!$B$7:$S$116,MATCH('Review Inputs'!$C89,'Data Input Sheet'!$B$7:$B$116,0),MATCH('Review Inputs'!Q$9,'Data Input Sheet'!$B$6:$S$6,0))))","v":""},null,null,null,"NO",null,null,"NO"]
[null,"p_input63","input63",{"$f":"IF(OFFSET(INDIRECT((C90)),0,3)>0,\"YES\",\"NO\")","v":"NO"},"","Number of High Impedance Faults Cleared","# of events",{"$f":"IF(OFFSET(INDIRECT($C90),0,3)=0,\"\",IF(INDEX('Data Input Sheet'!$B$7:$S$116,MATCH('Review Inputs'!$C90,'Data Input Sheet'!$B$7:$B$116,0),MATCH('Review Inputs'!H$9,'Data Input Sheet'!$B$6:$S$6,0))=\"\",\"\",INDEX('Data Input Sheet'!$B$7:$S$116,MATCH('Review Inputs'!$C90,'Data Input Sheet'!$B$7:$B$116,0),MATCH('Review Inputs'!H$9,'Data Input Sheet'!$B$6:$S$6,0))))","v":""},{"$f":"IF(OFFSET(INDIRECT($C90),0,3)=0,\"\",IF(INDEX('Data Input Sheet'!$B$7:$S$116,MATCH('Review Inputs'!$C90,'Data Input Sheet'!$B$7:$B$116,0),MATCH('Review Inputs'!I$9,'Data Input Sheet'!$B$6:$S$6,0))=\"\",\"\",INDEX('Data Input Sheet'!$B$7:$S$116,MATCH('Review Inputs'!$C90,'Data Input Sheet'!$B$7:$B$116,0),MATCH('Review Inputs'!I$9,'Data Input Sheet'!$B$6:$S$6,0))))","v":""},{"$f":"IF(OFFSET(INDIRECT($C90),0,3)=0,\"\",IF(INDEX('Data Input Sheet'!$B$7:$S$116,MATCH('Review Inputs'!$C90,'Data Input Sheet'!$B$7:$B$116,0),MATCH('Review Inputs'!J$9,'Data Input Sheet'!$B$6:$S$6,0))=\"\",\"\",INDEX('Data Input Sheet'!$B$7:$S$116,MATCH('Review Inputs'!$C90,'Data Input Sheet'!$B$7:$B$116,0),MATCH('Review Inputs'!J$9,'Data Input Sheet'!$B$6:$S$6,0))))","v":""},{"$f":"IF(OFFSET(INDIRECT($C90),0,3)=0,\"\",IF(INDEX('Data Input Sheet'!$B$7:$S$116,MATCH('Review Inputs'!$C90,'Data Input Sheet'!$B$7:$B$116,0),MATCH('Review Inputs'!K$9,'Data Input Sheet'!$B$6:$S$6,0))=\"\",\"\",INDEX('Data Input Sheet'!$B$7:$S$116,MATCH('Review Inputs'!$C90,'Data Input Sheet'!$B$7:$B$116,0),MATCH('Review Inputs'!K$9,'Data Input Sheet'!$B$6:$S$6,0))))","v":""},{"$f":"IF(OFFSET(INDIRECT($C90),0,3)=0,\"\",IF(INDEX('Data Input Sheet'!$B$7:$S$116,MATCH('Review Inputs'!$C90,'Data Input Sheet'!$B$7:$B$116,0),MATCH('Review Inputs'!L$9,'Data Input Sheet'!$B$6:$S$6,0))=\"\",\"\",INDEX('Data Input Sheet'!$B$7:$S$116,MATCH('Review Inputs'!$C90,'Data Input Sheet'!$B$7:$B$116,0),MATCH('Review Inputs'!L$9,'Data Input Sheet'!$B$6:$S$6,0))))","v":""},{"$f":"IF(OFFSET(INDIRECT($C90),0,3)=0,\"\",IF(INDEX('Data Input Sheet'!$B$7:$S$116,MATCH('Review Inputs'!$C90,'Data Input Sheet'!$B$7:$B$116,0),MATCH('Review Inputs'!M$9,'Data Input Sheet'!$B$6:$S$6,0))=\"\",\"\",INDEX('Data Input Sheet'!$B$7:$S$116,MATCH('Review Inputs'!$C90,'Data Input Sheet'!$B$7:$B$116,0),MATCH('Review Inputs'!M$9,'Data Input Sheet'!$B$6:$S$6,0))))","v":""},{"$f":"IF(OFFSET(INDIRECT($C90),0,3)=0,\"\",IF(INDEX('Data Input Sheet'!$B$7:$S$116,MATCH('Review Inputs'!$C90,'Data Input Sheet'!$B$7:$B$116,0),MATCH('Review Inputs'!N$9,'Data Input Sheet'!$B$6:$S$6,0))=\"\",\"\",INDEX('Data Input Sheet'!$B$7:$S$116,MATCH('Review Inputs'!$C90,'Data Input Sheet'!$B$7:$B$116,0),MATCH('Review Inputs'!N$9,'Data Input Sheet'!$B$6:$S$6,0))))","v":""},{"$f":"IF(OFFSET(INDIRECT($C90),0,3)=0,\"\",IF(INDEX('Data Input Sheet'!$B$7:$S$116,MATCH('Review Inputs'!$C90,'Data Input Sheet'!$B$7:$B$116,0),MATCH('Review Inputs'!O$9,'Data Input Sheet'!$B$6:$S$6,0))=\"\",\"\",INDEX('Data Input Sheet'!$B$7:$S$116,MATCH('Review Inputs'!$C90,'Data Input Sheet'!$B$7:$B$116,0),MATCH('Review Inputs'!O$9,'Data Input Sheet'!$B$6:$S$6,0))))","v":""},{"$f":"IF(OFFSET(INDIRECT($C90),0,3)=0,\"\",IF(INDEX('Data Input Sheet'!$B$7:$S$116,MATCH('Review Inputs'!$C90,'Data Input Sheet'!$B$7:$B$116,0),MATCH('Review Inputs'!P$9,'Data Input Sheet'!$B$6:$S$6,0))=\"\",\"\",INDEX('Data Input Sheet'!$B$7:$S$116,MATCH('Review Inputs'!$C90,'Data Input Sheet'!$B$7:$B$116,0),MATCH('Review Inputs'!P$9,'Data Input Sheet'!$B$6:$S$6,0))))","v":""},{"$f":"IF(OFFSET(INDIRECT($C90),0,3)=0,\"\",IF(INDEX('Data Input Sheet'!$B$7:$S$116,MATCH('Review Inputs'!$C90,'Data Input Sheet'!$B$7:$B$116,0),MATCH('Review Inputs'!Q$9,'Data Input Sheet'!$B$6:$S$6,0))=\"\",\"\",INDEX('Data Input Sheet'!$B$7:$S$116,MATCH('Review Inputs'!$C90,'Data Input Sheet'!$B$7:$B$116,0),MATCH('Review Inputs'!Q$9,'Data Input Sheet'!$B$6:$S$6,0))))","v":""},null,null,null,"NO",null,null,"NO"]
[null,"p_input64","input64",{"$f":"IF(OFFSET(INDIRECT((C91)),0,3)>0,\"YES\",\"NO\")","v":"NO"},"","Value of Service - Sags & Swells","$/event",{"$f":"IF(OFFSET(INDIRECT($C91),0,3)=0,\"\",IF(INDEX('Data Input Sheet'!$B$7:$S$116,MATCH('Review Inputs'!$C91,'Data Input Sheet'!$B$7:$B$116,0),MATCH('Review Inputs'!H$9,'Data Input Sheet'!$B$6:$S$6,0))=\"\",\"\",INDEX('Data Input Sheet'!$B$7:$S$116,MATCH('Review Inputs'!$C91,'Data Input Sheet'!$B$7:$B$116,0),MATCH('Review Inputs'!H$9,'Data Input Sheet'!$B$6:$S$6,0))))","v":""},{"$f":"IF(OFFSET(INDIRECT($C91),0,3)=0,\"\",IF(INDEX('Data Input Sheet'!$B$7:$S$116,MATCH('Review Inputs'!$C91,'Data Input Sheet'!$B$7:$B$116,0),MATCH('Review Inputs'!I$9,'Data Input Sheet'!$B$6:$S$6,0))=\"\",\"\",INDEX('Data Input Sheet'!$B$7:$S$116,MATCH('Review Inputs'!$C91,'Data Input Sheet'!$B$7:$B$116,0),MATCH('Review Inputs'!I$9,'Data Input Sheet'!$B$6:$S$6,0))))","v":""},{"$f":"IF(OFFSET(INDIRECT($C91),0,3)=0,\"\",IF(INDEX('Data Input Sheet'!$B$7:$S$116,MATCH('Review Inputs'!$C91,'Data Input Sheet'!$B$7:$B$116,0),MATCH('Review Inputs'!J$9,'Data Input Sheet'!$B$6:$S$6,0))=\"\",\"\",INDEX('Data Input Sheet'!$B$7:$S$116,MATCH('Review Inputs'!$C91,'Data Input Sheet'!$B$7:$B$116,0),MATCH('Review Inputs'!J$9,'Data Input Sheet'!$B$6:$S$6,0))))","v":""},{"$f":"IF(OFFSET(INDIRECT($C91),0,3)=0,\"\",IF(INDEX('Data Input Sheet'!$B$7:$S$116,MATCH('Review Inputs'!$C91,'Data Input Sheet'!$B$7:$B$116,0),MATCH('Review Inputs'!K$9,'Data Input Sheet'!$B$6:$S$6,0))=\"\",\"\",INDEX('Data Input Sheet'!$B$7:$S$116,MATCH('Review Inputs'!$C91,'Data Input Sheet'!$B$7:$B$116,0),MATCH('Review Inputs'!K$9,'Data Input Sheet'!$B$6:$S$6,0))))","v":""},{"$f":"IF(OFFSET(INDIRECT($C91),0,3)=0,\"\",IF(INDEX('Data Input Sheet'!$B$7:$S$116,MATCH('Review Inputs'!$C91,'Data Input Sheet'!$B$7:$B$116,0),MATCH('Review Inputs'!L$9,'Data Input Sheet'!$B$6:$S$6,0))=\"\",\"\",INDEX('Data Input Sheet'!$B$7:$S$116,MATCH('Review Inputs'!$C91,'Data Input Sheet'!$B$7:$B$116,0),MATCH('Review Inputs'!L$9,'Data Input Sheet'!$B$6:$S$6,0))))","v":""},{"$f":"IF(OFFSET(INDIRECT($C91),0,3)=0,\"\",IF(INDEX('Data Input Sheet'!$B$7:$S$116,MATCH('Review Inputs'!$C91,'Data Input Sheet'!$B$7:$B$116,0),MATCH('Review Inputs'!M$9,'Data Input Sheet'!$B$6:$S$6,0))=\"\",\"\",INDEX('Data Input Sheet'!$B$7:$S$116,MATCH('Review Inputs'!$C91,'Data Input Sheet'!$B$7:$B$116,0),MATCH('Review Inputs'!M$9,'Data Input Sheet'!$B$6:$S$6,0))))","v":""},{"$f":"IF(OFFSET(INDIRECT($C91),0,3)=0,\"\",IF(INDEX('Data Input Sheet'!$B$7:$S$116,MATCH('Review Inputs'!$C91,'Data Input Sheet'!$B$7:$B$116,0),MATCH('Review Inputs'!N$9,'Data Input Sheet'!$B$6:$S$6,0))=\"\",\"\",INDEX('Data Input Sheet'!$B$7:$S$116,MATCH('Review Inputs'!$C91,'Data Input Sheet'!$B$7:$B$116,0),MATCH('Review Inputs'!N$9,'Data Input Sheet'!$B$6:$S$6,0))))","v":""},{"$f":"IF(OFFSET(INDIRECT($C91),0,3)=0,\"\",IF(INDEX('Data Input Sheet'!$B$7:$S$116,MATCH('Review Inputs'!$C91,'Data Input Sheet'!$B$7:$B$116,0),MATCH('Review Inputs'!O$9,'Data Input Sheet'!$B$6:$S$6,0))=\"\",\"\",INDEX('Data Input Sheet'!$B$7:$S$116,MATCH('Review Inputs'!$C91,'Data Input Sheet'!$B$7:$B$116,0),MATCH('Review Inputs'!O$9,'Data Input Sheet'!$B$6:$S$6,0))))","v":""},{"$f":"IF(OFFSET(INDIRECT($C91),0,3)=0,\"\",IF(INDEX('Data Input Sheet'!$B$7:$S$116,MATCH('Review Inputs'!$C91,'Data Input Sheet'!$B$7:$B$116,0),MATCH('Review Inputs'!P$9,'Data Input Sheet'!$B$6:$S$6,0))=\"\",\"\",INDEX('Data Input Sheet'!$B$7:$S$116,MATCH('Review Inputs'!$C91,'Data Input Sheet'!$B$7:$B$116,0),MATCH('Review Inputs'!P$9,'Data Input Sheet'!$B$6:$S$6,0))))","v":""},{"$f":"IF(OFFSET(INDIRECT($C91),0,3)=0,\"\",IF(INDEX('Data Input Sheet'!$B$7:$S$116,MATCH('Review Inputs'!$C91,'Data Input Sheet'!$B$7:$B$116,0),MATCH('Review Inputs'!Q$9,'Data Input Sheet'!$B$6:$S$6,0))=\"\",\"\",INDEX('Data Input Sheet'!$B$7:$S$116,MATCH('Review Inputs'!$C91,'Data Input Sheet'!$B$7:$B$116,0),MATCH('Review Inputs'!Q$9,'Data Input Sheet'!$B$6:$S$6,0))))","v":""},null,null,null,"NO",null,null,"NO"]
[null,"p_input65","input65","NO","","Truck Rolls","# of events",{"$f":"IF(OFFSET(INDIRECT($C92),0,3)=0,\"\",IF(INDEX('Data Input Sheet'!$B$7:$S$116,MATCH('Review Inputs'!$C92,'Data Input Sheet'!$B$7:$B$116,0),MATCH('Review Inputs'!H$9,'Data Input Sheet'!$B$6:$S$6,0))=\"\",\"\",INDEX('Data Input Sheet'!$B$7:$S$116,MATCH('Review Inputs'!$C92,'Data Input Sheet'!$B$7:$B$116,0),MATCH('Review Inputs'!H$9,'Data Input Sheet'!$B$6:$S$6,0))))","v":""},{"$f":"IF(OFFSET(INDIRECT($C92),0,3)=0,\"\",IF(INDEX('Data Input Sheet'!$B$7:$S$116,MATCH('Review Inputs'!$C92,'Data Input Sheet'!$B$7:$B$116,0),MATCH('Review Inputs'!I$9,'Data Input Sheet'!$B$6:$S$6,0))=\"\",\"\",INDEX('Data Input Sheet'!$B$7:$S$116,MATCH('Review Inputs'!$C92,'Data Input Sheet'!$B$7:$B$116,0),MATCH('Review Inputs'!I$9,'Data Input Sheet'!$B$6:$S$6,0))))","v":""},{"$f":"IF(OFFSET(INDIRECT($C92),0,3)=0,\"\",IF(INDEX('Data Input Sheet'!$B$7:$S$116,MATCH('Review Inputs'!$C92,'Data Input Sheet'!$B$7:$B$116,0),MATCH('Review Inputs'!J$9,'Data Input Sheet'!$B$6:$S$6,0))=\"\",\"\",INDEX('Data Input Sheet'!$B$7:$S$116,MATCH('Review Inputs'!$C92,'Data Input Sheet'!$B$7:$B$116,0),MATCH('Review Inputs'!J$9,'Data Input Sheet'!$B$6:$S$6,0))))","v":""},{"$f":"IF(OFFSET(INDIRECT($C92),0,3)=0,\"\",IF(INDEX('Data Input Sheet'!$B$7:$S$116,MATCH('Review Inputs'!$C92,'Data Input Sheet'!$B$7:$B$116,0),MATCH('Review Inputs'!K$9,'Data Input Sheet'!$B$6:$S$6,0))=\"\",\"\",INDEX('Data Input Sheet'!$B$7:$S$116,MATCH('Review Inputs'!$C92,'Data Input Sheet'!$B$7:$B$116,0),MATCH('Review Inputs'!K$9,'Data Input Sheet'!$B$6:$S$6,0))))","v":""},{"$f":"IF(OFFSET(INDIRECT($C92),0,3)=0,\"\",IF(INDEX('Data Input Sheet'!$B$7:$S$116,MATCH('Review Inputs'!$C92,'Data Input Sheet'!$B$7:$B$116,0),MATCH('Review Inputs'!L$9,'Data Input Sheet'!$B$6:$S$6,0))=\"\",\"\",INDEX('Data Input Sheet'!$B$7:$S$116,MATCH('Review Inputs'!$C92,'Data Input Sheet'!$B$7:$B$116,0),MATCH('Review Inputs'!L$9,'Data Input Sheet'!$B$6:$S$6,0))))","v":""},{"$f":"IF(OFFSET(INDIRECT($C92),0,3)=0,\"\",IF(INDEX('Data Input Sheet'!$B$7:$S$116,MATCH('Review Inputs'!$C92,'Data Input Sheet'!$B$7:$B$116,0),MATCH('Review Inputs'!M$9,'Data Input Sheet'!$B$6:$S$6,0))=\"\",\"\",INDEX('Data Input Sheet'!$B$7:$S$116,MATCH('Review Inputs'!$C92,'Data Input Sheet'!$B$7:$B$116,0),MATCH('Review Inputs'!M$9,'Data Input Sheet'!$B$6:$S$6,0))))","v":""},{"$f":"IF(OFFSET(INDIRECT($C92),0,3)=0,\"\",IF(INDEX('Data Input Sheet'!$B$7:$S$116,MATCH('Review Inputs'!$C92,'Data Input Sheet'!$B$7:$B$116,0),MATCH('Review Inputs'!N$9,'Data Input Sheet'!$B$6:$S$6,0))=\"\",\"\",INDEX('Data Input Sheet'!$B$7:$S$116,MATCH('Review Inputs'!$C92,'Data Input Sheet'!$B$7:$B$116,0),MATCH('Review Inputs'!N$9,'Data Input Sheet'!$B$6:$S$6,0))))","v":""},{"$f":"IF(OFFSET(INDIRECT($C92),0,3)=0,\"\",IF(INDEX('Data Input Sheet'!$B$7:$S$116,MATCH('Review Inputs'!$C92,'Data Input Sheet'!$B$7:$B$116,0),MATCH('Review Inputs'!O$9,'Data Input Sheet'!$B$6:$S$6,0))=\"\",\"\",INDEX('Data Input Sheet'!$B$7:$S$116,MATCH('Review Inputs'!$C92,'Data Input Sheet'!$B$7:$B$116,0),MATCH('Review Inputs'!O$9,'Data Input Sheet'!$B$6:$S$6,0))))","v":""},{"$f":"IF(OFFSET(INDIRECT($C92),0,3)=0,\"\",IF(INDEX('Data Input Sheet'!$B$7:$S$116,MATCH('Review Inputs'!$C92,'Data Input Sheet'!$B$7:$B$116,0),MATCH('Review Inputs'!P$9,'Data Input Sheet'!$B$6:$S$6,0))=\"\",\"\",INDEX('Data Input Sheet'!$B$7:$S$116,MATCH('Review Inputs'!$C92,'Data Input Sheet'!$B$7:$B$116,0),MATCH('Review Inputs'!P$9,'Data Input Sheet'!$B$6:$S$6,0))))","v":""},{"$f":"IF(OFFSET(INDIRECT($C92),0,3)=0,\"\",IF(INDEX('Data Input Sheet'!$B$7:$S$116,MATCH('Review Inputs'!$C92,'Data Input Sheet'!$B$7:$B$116,0),MATCH('Review Inputs'!Q$9,'Data Input Sheet'!$B$6:$S$6,0))=\"\",\"\",INDEX('Data Input Sheet'!$B$7:$S$116,MATCH('Review Inputs'!$C92,'Data Input Sheet'!$B$7:$B$116,0),MATCH('Review Inputs'!Q$9,'Data Input Sheet'!$B$6:$S$6,0))))","v":""},null,null,null,"YES",null,null,"NO"]
[null,"p_input66","input66","NO","","Average Miles Travelled per Truck Roll","miles/event",{"$f":"IF(OFFSET(INDIRECT($C93),0,3)=0,\"\",IF(INDEX('Data Input Sheet'!$B$7:$S$116,MATCH('Review Inputs'!$C93,'Data Input Sheet'!$B$7:$B$116,0),MATCH('Review Inputs'!H$9,'Data Input Sheet'!$B$6:$S$6,0))=\"\",\"\",INDEX('Data Input Sheet'!$B$7:$S$116,MATCH('Review Inputs'!$C93,'Data Input Sheet'!$B$7:$B$116,0),MATCH('Review Inputs'!H$9,'Data Input Sheet'!$B$6:$S$6,0))))","v":""},{"$f":"IF(OFFSET(INDIRECT($C93),0,3)=0,\"\",IF(INDEX('Data Input Sheet'!$B$7:$S$116,MATCH('Review Inputs'!$C93,'Data Input Sheet'!$B$7:$B$116,0),MATCH('Review Inputs'!I$9,'Data Input Sheet'!$B$6:$S$6,0))=\"\",\"\",INDEX('Data Input Sheet'!$B$7:$S$116,MATCH('Review Inputs'!$C93,'Data Input Sheet'!$B$7:$B$116,0),MATCH('Review Inputs'!I$9,'Data Input Sheet'!$B$6:$S$6,0))))","v":""},{"$f":"IF(OFFSET(INDIRECT($C93),0,3)=0,\"\",IF(INDEX('Data Input Sheet'!$B$7:$S$116,MATCH('Review Inputs'!$C93,'Data Input Sheet'!$B$7:$B$116,0),MATCH('Review Inputs'!J$9,'Data Input Sheet'!$B$6:$S$6,0))=\"\",\"\",INDEX('Data Input Sheet'!$B$7:$S$116,MATCH('Review Inputs'!$C93,'Data Input Sheet'!$B$7:$B$116,0),MATCH('Review Inputs'!J$9,'Data Input Sheet'!$B$6:$S$6,0))))","v":""},{"$f":"IF(OFFSET(INDIRECT($C93),0,3)=0,\"\",IF(INDEX('Data Input Sheet'!$B$7:$S$116,MATCH('Review Inputs'!$C93,'Data Input Sheet'!$B$7:$B$116,0),MATCH('Review Inputs'!K$9,'Data Input Sheet'!$B$6:$S$6,0))=\"\",\"\",INDEX('Data Input Sheet'!$B$7:$S$116,MATCH('Review Inputs'!$C93,'Data Input Sheet'!$B$7:$B$116,0),MATCH('Review Inputs'!K$9,'Data Input Sheet'!$B$6:$S$6,0))))","v":""},{"$f":"IF(OFFSET(INDIRECT($C93),0,3)=0,\"\",IF(INDEX('Data Input Sheet'!$B$7:$S$116,MATCH('Review Inputs'!$C93,'Data Input Sheet'!$B$7:$B$116,0),MATCH('Review Inputs'!L$9,'Data Input Sheet'!$B$6:$S$6,0))=\"\",\"\",INDEX('Data Input Sheet'!$B$7:$S$116,MATCH('Review Inputs'!$C93,'Data Input Sheet'!$B$7:$B$116,0),MATCH('Review Inputs'!L$9,'Data Input Sheet'!$B$6:$S$6,0))))","v":""},{"$f":"IF(OFFSET(INDIRECT($C93),0,3)=0,\"\",IF(INDEX('Data Input Sheet'!$B$7:$S$116,MATCH('Review Inputs'!$C93,'Data Input Sheet'!$B$7:$B$116,0),MATCH('Review Inputs'!M$9,'Data Input Sheet'!$B$6:$S$6,0))=\"\",\"\",INDEX('Data Input Sheet'!$B$7:$S$116,MATCH('Review Inputs'!$C93,'Data Input Sheet'!$B$7:$B$116,0),MATCH('Review Inputs'!M$9,'Data Input Sheet'!$B$6:$S$6,0))))","v":""},{"$f":"IF(OFFSET(INDIRECT($C93),0,3)=0,\"\",IF(INDEX('Data Input Sheet'!$B$7:$S$116,MATCH('Review Inputs'!$C93,'Data Input Sheet'!$B$7:$B$116,0),MATCH('Review Inputs'!N$9,'Data Input Sheet'!$B$6:$S$6,0))=\"\",\"\",INDEX('Data Input Sheet'!$B$7:$S$116,MATCH('Review Inputs'!$C93,'Data Input Sheet'!$B$7:$B$116,0),MATCH('Review Inputs'!N$9,'Data Input Sheet'!$B$6:$S$6,0))))","v":""},{"$f":"IF(OFFSET(INDIRECT($C93),0,3)=0,\"\",IF(INDEX('Data Input Sheet'!$B$7:$S$116,MATCH('Review Inputs'!$C93,'Data Input Sheet'!$B$7:$B$116,0),MATCH('Review Inputs'!O$9,'Data Input Sheet'!$B$6:$S$6,0))=\"\",\"\",INDEX('Data Input Sheet'!$B$7:$S$116,MATCH('Review Inputs'!$C93,'Data Input Sheet'!$B$7:$B$116,0),MATCH('Review Inputs'!O$9,'Data Input Sheet'!$B$6:$S$6,0))))","v":""},{"$f":"IF(OFFSET(INDIRECT($C93),0,3)=0,\"\",IF(INDEX('Data Input Sheet'!$B$7:$S$116,MATCH('Review Inputs'!$C93,'Data Input Sheet'!$B$7:$B$116,0),MATCH('Review Inputs'!P$9,'Data Input Sheet'!$B$6:$S$6,0))=\"\",\"\",INDEX('Data Input Sheet'!$B$7:$S$116,MATCH('Review Inputs'!$C93,'Data Input Sheet'!$B$7:$B$116,0),MATCH('Review Inputs'!P$9,'Data Input Sheet'!$B$6:$S$6,0))))","v":""},{"$f":"IF(OFFSET(INDIRECT($C93),0,3)=0,\"\",IF(INDEX('Data Input Sheet'!$B$7:$S$116,MATCH('Review Inputs'!$C93,'Data Input Sheet'!$B$7:$B$116,0),MATCH('Review Inputs'!Q$9,'Data Input Sheet'!$B$6:$S$6,0))=\"\",\"\",INDEX('Data Input Sheet'!$B$7:$S$116,MATCH('Review Inputs'!$C93,'Data Input Sheet'!$B$7:$B$116,0),MATCH('Review Inputs'!Q$9,'Data Input Sheet'!$B$6:$S$6,0))))","v":""},null,null,null,"YES",null,null,"NO"]
[null,"p_input67","input67","NO","","Average Fuel Efficiency for Truck Roll Vehicle","miles/gallon",{"$f":"IF(OFFSET(INDIRECT($C94),0,3)=0,\"\",IF(INDEX('Data Input Sheet'!$B$7:$S$116,MATCH('Review Inputs'!$C94,'Data Input Sheet'!$B$7:$B$116,0),MATCH('Review Inputs'!H$9,'Data Input Sheet'!$B$6:$S$6,0))=\"\",\"\",INDEX('Data Input Sheet'!$B$7:$S$116,MATCH('Review Inputs'!$C94,'Data Input Sheet'!$B$7:$B$116,0),MATCH('Review Inputs'!H$9,'Data Input Sheet'!$B$6:$S$6,0))))","v":""},{"$f":"IF(OFFSET(INDIRECT($C94),0,3)=0,\"\",IF(INDEX('Data Input Sheet'!$B$7:$S$116,MATCH('Review Inputs'!$C94,'Data Input Sheet'!$B$7:$B$116,0),MATCH('Review Inputs'!I$9,'Data Input Sheet'!$B$6:$S$6,0))=\"\",\"\",INDEX('Data Input Sheet'!$B$7:$S$116,MATCH('Review Inputs'!$C94,'Data Input Sheet'!$B$7:$B$116,0),MATCH('Review Inputs'!I$9,'Data Input Sheet'!$B$6:$S$6,0))))","v":""},{"$f":"IF(OFFSET(INDIRECT($C94),0,3)=0,\"\",IF(INDEX('Data Input Sheet'!$B$7:$S$116,MATCH('Review Inputs'!$C94,'Data Input Sheet'!$B$7:$B$116,0),MATCH('Review Inputs'!J$9,'Data Input Sheet'!$B$6:$S$6,0))=\"\",\"\",INDEX('Data Input Sheet'!$B$7:$S$116,MATCH('Review Inputs'!$C94,'Data Input Sheet'!$B$7:$B$116,0),MATCH('Review Inputs'!J$9,'Data Input Sheet'!$B$6:$S$6,0))))","v":""},{"$f":"IF(OFFSET(INDIRECT($C94),0,3)=0,\"\",IF(INDEX('Data Input Sheet'!$B$7:$S$116,MATCH('Review Inputs'!$C94,'Data Input Sheet'!$B$7:$B$116,0),MATCH('Review Inputs'!K$9,'Data Input Sheet'!$B$6:$S$6,0))=\"\",\"\",INDEX('Data Input Sheet'!$B$7:$S$116,MATCH('Review Inputs'!$C94,'Data Input Sheet'!$B$7:$B$116,0),MATCH('Review Inputs'!K$9,'Data Input Sheet'!$B$6:$S$6,0))))","v":""},{"$f":"IF(OFFSET(INDIRECT($C94),0,3)=0,\"\",IF(INDEX('Data Input Sheet'!$B$7:$S$116,MATCH('Review Inputs'!$C94,'Data Input Sheet'!$B$7:$B$116,0),MATCH('Review Inputs'!L$9,'Data Input Sheet'!$B$6:$S$6,0))=\"\",\"\",INDEX('Data Input Sheet'!$B$7:$S$116,MATCH('Review Inputs'!$C94,'Data Input Sheet'!$B$7:$B$116,0),MATCH('Review Inputs'!L$9,'Data Input Sheet'!$B$6:$S$6,0))))","v":""},{"$f":"IF(OFFSET(INDIRECT($C94),0,3)=0,\"\",IF(INDEX('Data Input Sheet'!$B$7:$S$116,MATCH('Review Inputs'!$C94,'Data Input Sheet'!$B$7:$B$116,0),MATCH('Review Inputs'!M$9,'Data Input Sheet'!$B$6:$S$6,0))=\"\",\"\",INDEX('Data Input Sheet'!$B$7:$S$116,MATCH('Review Inputs'!$C94,'Data Input Sheet'!$B$7:$B$116,0),MATCH('Review Inputs'!M$9,'Data Input Sheet'!$B$6:$S$6,0))))","v":""},{"$f":"IF(OFFSET(INDIRECT($C94),0,3)=0,\"\",IF(INDEX('Data Input Sheet'!$B$7:$S$116,MATCH('Review Inputs'!$C94,'Data Input Sheet'!$B$7:$B$116,0),MATCH('Review Inputs'!N$9,'Data Input Sheet'!$B$6:$S$6,0))=\"\",\"\",INDEX('Data Input Sheet'!$B$7:$S$116,MATCH('Review Inputs'!$C94,'Data Input Sheet'!$B$7:$B$116,0),MATCH('Review Inputs'!N$9,'Data Input Sheet'!$B$6:$S$6,0))))","v":""},{"$f":"IF(OFFSET(INDIRECT($C94),0,3)=0,\"\",IF(INDEX('Data Input Sheet'!$B$7:$S$116,MATCH('Review Inputs'!$C94,'Data Input Sheet'!$B$7:$B$116,0),MATCH('Review Inputs'!O$9,'Data Input Sheet'!$B$6:$S$6,0))=\"\",\"\",INDEX('Data Input Sheet'!$B$7:$S$116,MATCH('Review Inputs'!$C94,'Data Input Sheet'!$B$7:$B$116,0),MATCH('Review Inputs'!O$9,'Data Input Sheet'!$B$6:$S$6,0))))","v":""},{"$f":"IF(OFFSET(INDIRECT($C94),0,3)=0,\"\",IF(INDEX('Data Input Sheet'!$B$7:$S$116,MATCH('Review Inputs'!$C94,'Data Input Sheet'!$B$7:$B$116,0),MATCH('Review Inputs'!P$9,'Data Input Sheet'!$B$6:$S$6,0))=\"\",\"\",INDEX('Data Input Sheet'!$B$7:$S$116,MATCH('Review Inputs'!$C94,'Data Input Sheet'!$B$7:$B$116,0),MATCH('Review Inputs'!P$9,'Data Input Sheet'!$B$6:$S$6,0))))","v":""},{"$f":"IF(OFFSET(INDIRECT($C94),0,3)=0,\"\",IF(INDEX('Data Input Sheet'!$B$7:$S$116,MATCH('Review Inputs'!$C94,'Data Input Sheet'!$B$7:$B$116,0),MATCH('Review Inputs'!Q$9,'Data Input Sheet'!$B$6:$S$6,0))=\"\",\"\",INDEX('Data Input Sheet'!$B$7:$S$116,MATCH('Review Inputs'!$C94,'Data Input Sheet'!$B$7:$B$116,0),MATCH('Review Inputs'!Q$9,'Data Input Sheet'!$B$6:$S$6,0))))","v":""},null,null,null,"YES",null,null,"NO"]
[null,"p_input84","input84",{"$f":"IF(OFFSET(INDIRECT((C95)),0,3)>0,\"OPT\",\"NO\")","v":"NO"},"","Number of Feeder Switching or Maintenance Operations Completed","# of events",{"$f":"IF(OFFSET(INDIRECT($C95),0,3)=0,\"\",IF(INDEX('Data Input Sheet'!$B$7:$S$116,MATCH('Review Inputs'!$C95,'Data Input Sheet'!$B$7:$B$116,0),MATCH('Review Inputs'!H$9,'Data Input Sheet'!$B$6:$S$6,0))=\"\",\"\",INDEX('Data Input Sheet'!$B$7:$S$116,MATCH('Review Inputs'!$C95,'Data Input Sheet'!$B$7:$B$116,0),MATCH('Review Inputs'!H$9,'Data Input Sheet'!$B$6:$S$6,0))))","v":""},{"$f":"IF(OFFSET(INDIRECT($C95),0,3)=0,\"\",IF(INDEX('Data Input Sheet'!$B$7:$S$116,MATCH('Review Inputs'!$C95,'Data Input Sheet'!$B$7:$B$116,0),MATCH('Review Inputs'!I$9,'Data Input Sheet'!$B$6:$S$6,0))=\"\",\"\",INDEX('Data Input Sheet'!$B$7:$S$116,MATCH('Review Inputs'!$C95,'Data Input Sheet'!$B$7:$B$116,0),MATCH('Review Inputs'!I$9,'Data Input Sheet'!$B$6:$S$6,0))))","v":""},{"$f":"IF(OFFSET(INDIRECT($C95),0,3)=0,\"\",IF(INDEX('Data Input Sheet'!$B$7:$S$116,MATCH('Review Inputs'!$C95,'Data Input Sheet'!$B$7:$B$116,0),MATCH('Review Inputs'!J$9,'Data Input Sheet'!$B$6:$S$6,0))=\"\",\"\",INDEX('Data Input Sheet'!$B$7:$S$116,MATCH('Review Inputs'!$C95,'Data Input Sheet'!$B$7:$B$116,0),MATCH('Review Inputs'!J$9,'Data Input Sheet'!$B$6:$S$6,0))))","v":""},{"$f":"IF(OFFSET(INDIRECT($C95),0,3)=0,\"\",IF(INDEX('Data Input Sheet'!$B$7:$S$116,MATCH('Review Inputs'!$C95,'Data Input Sheet'!$B$7:$B$116,0),MATCH('Review Inputs'!K$9,'Data Input Sheet'!$B$6:$S$6,0))=\"\",\"\",INDEX('Data Input Sheet'!$B$7:$S$116,MATCH('Review Inputs'!$C95,'Data Input Sheet'!$B$7:$B$116,0),MATCH('Review Inputs'!K$9,'Data Input Sheet'!$B$6:$S$6,0))))","v":""},{"$f":"IF(OFFSET(INDIRECT($C95),0,3)=0,\"\",IF(INDEX('Data Input Sheet'!$B$7:$S$116,MATCH('Review Inputs'!$C95,'Data Input Sheet'!$B$7:$B$116,0),MATCH('Review Inputs'!L$9,'Data Input Sheet'!$B$6:$S$6,0))=\"\",\"\",INDEX('Data Input Sheet'!$B$7:$S$116,MATCH('Review Inputs'!$C95,'Data Input Sheet'!$B$7:$B$116,0),MATCH('Review Inputs'!L$9,'Data Input Sheet'!$B$6:$S$6,0))))","v":""},{"$f":"IF(OFFSET(INDIRECT($C95),0,3)=0,\"\",IF(INDEX('Data Input Sheet'!$B$7:$S$116,MATCH('Review Inputs'!$C95,'Data Input Sheet'!$B$7:$B$116,0),MATCH('Review Inputs'!M$9,'Data Input Sheet'!$B$6:$S$6,0))=\"\",\"\",INDEX('Data Input Sheet'!$B$7:$S$116,MATCH('Review Inputs'!$C95,'Data Input Sheet'!$B$7:$B$116,0),MATCH('Review Inputs'!M$9,'Data Input Sheet'!$B$6:$S$6,0))))","v":""},{"$f":"IF(OFFSET(INDIRECT($C95),0,3)=0,\"\",IF(INDEX('Data Input Sheet'!$B$7:$S$116,MATCH('Review Inputs'!$C95,'Data Input Sheet'!$B$7:$B$116,0),MATCH('Review Inputs'!N$9,'Data Input Sheet'!$B$6:$S$6,0))=\"\",\"\",INDEX('Data Input Sheet'!$B$7:$S$116,MATCH('Review Inputs'!$C95,'Data Input Sheet'!$B$7:$B$116,0),MATCH('Review Inputs'!N$9,'Data Input Sheet'!$B$6:$S$6,0))))","v":""},{"$f":"IF(OFFSET(INDIRECT($C95),0,3)=0,\"\",IF(INDEX('Data Input Sheet'!$B$7:$S$116,MATCH('Review Inputs'!$C95,'Data Input Sheet'!$B$7:$B$116,0),MATCH('Review Inputs'!O$9,'Data Input Sheet'!$B$6:$S$6,0))=\"\",\"\",INDEX('Data Input Sheet'!$B$7:$S$116,MATCH('Review Inputs'!$C95,'Data Input Sheet'!$B$7:$B$116,0),MATCH('Review Inputs'!O$9,'Data Input Sheet'!$B$6:$S$6,0))))","v":""},{"$f":"IF(OFFSET(INDIRECT($C95),0,3)=0,\"\",IF(INDEX('Data Input Sheet'!$B$7:$S$116,MATCH('Review Inputs'!$C95,'Data Input Sheet'!$B$7:$B$116,0),MATCH('Review Inputs'!P$9,'Data Input Sheet'!$B$6:$S$6,0))=\"\",\"\",INDEX('Data Input Sheet'!$B$7:$S$116,MATCH('Review Inputs'!$C95,'Data Input Sheet'!$B$7:$B$116,0),MATCH('Review Inputs'!P$9,'Data Input Sheet'!$B$6:$S$6,0))))","v":""},{"$f":"IF(OFFSET(INDIRECT($C95),0,3)=0,\"\",IF(INDEX('Data Input Sheet'!$B$7:$S$116,MATCH('Review Inputs'!$C95,'Data Input Sheet'!$B$7:$B$116,0),MATCH('Review Inputs'!Q$9,'Data Input Sheet'!$B$6:$S$6,0))=\"\",\"\",INDEX('Data Input Sheet'!$B$7:$S$116,MATCH('Review Inputs'!$C95,'Data Input Sheet'!$B$7:$B$116,0),MATCH('Review Inputs'!Q$9,'Data Input Sheet'!$B$6:$S$6,0))))","v":""},null,null,null,"NO",null,null,"NO"]
[null,"p_input85","input85","NO","","Average Miles Traveled per Switching or Maintenance Operation","miles/event",{"$f":"IF(OFFSET(INDIRECT($C96),0,3)=0,\"\",IF(INDEX('Data Input Sheet'!$B$7:$S$116,MATCH('Review Inputs'!$C96,'Data Input Sheet'!$B$7:$B$116,0),MATCH('Review Inputs'!H$9,'Data Input Sheet'!$B$6:$S$6,0))=\"\",\"\",INDEX('Data Input Sheet'!$B$7:$S$116,MATCH('Review Inputs'!$C96,'Data Input Sheet'!$B$7:$B$116,0),MATCH('Review Inputs'!H$9,'Data Input Sheet'!$B$6:$S$6,0))))","v":""},{"$f":"IF(OFFSET(INDIRECT($C96),0,3)=0,\"\",IF(INDEX('Data Input Sheet'!$B$7:$S$116,MATCH('Review Inputs'!$C96,'Data Input Sheet'!$B$7:$B$116,0),MATCH('Review Inputs'!I$9,'Data Input Sheet'!$B$6:$S$6,0))=\"\",\"\",INDEX('Data Input Sheet'!$B$7:$S$116,MATCH('Review Inputs'!$C96,'Data Input Sheet'!$B$7:$B$116,0),MATCH('Review Inputs'!I$9,'Data Input Sheet'!$B$6:$S$6,0))))","v":""},{"$f":"IF(OFFSET(INDIRECT($C96),0,3)=0,\"\",IF(INDEX('Data Input Sheet'!$B$7:$S$116,MATCH('Review Inputs'!$C96,'Data Input Sheet'!$B$7:$B$116,0),MATCH('Review Inputs'!J$9,'Data Input Sheet'!$B$6:$S$6,0))=\"\",\"\",INDEX('Data Input Sheet'!$B$7:$S$116,MATCH('Review Inputs'!$C96,'Data Input Sheet'!$B$7:$B$116,0),MATCH('Review Inputs'!J$9,'Data Input Sheet'!$B$6:$S$6,0))))","v":""},{"$f":"IF(OFFSET(INDIRECT($C96),0,3)=0,\"\",IF(INDEX('Data Input Sheet'!$B$7:$S$116,MATCH('Review Inputs'!$C96,'Data Input Sheet'!$B$7:$B$116,0),MATCH('Review Inputs'!K$9,'Data Input Sheet'!$B$6:$S$6,0))=\"\",\"\",INDEX('Data Input Sheet'!$B$7:$S$116,MATCH('Review Inputs'!$C96,'Data Input Sheet'!$B$7:$B$116,0),MATCH('Review Inputs'!K$9,'Data Input Sheet'!$B$6:$S$6,0))))","v":""},{"$f":"IF(OFFSET(INDIRECT($C96),0,3)=0,\"\",IF(INDEX('Data Input Sheet'!$B$7:$S$116,MATCH('Review Inputs'!$C96,'Data Input Sheet'!$B$7:$B$116,0),MATCH('Review Inputs'!L$9,'Data Input Sheet'!$B$6:$S$6,0))=\"\",\"\",INDEX('Data Input Sheet'!$B$7:$S$116,MATCH('Review Inputs'!$C96,'Data Input Sheet'!$B$7:$B$116,0),MATCH('Review Inputs'!L$9,'Data Input Sheet'!$B$6:$S$6,0))))","v":""},{"$f":"IF(OFFSET(INDIRECT($C96),0,3)=0,\"\",IF(INDEX('Data Input Sheet'!$B$7:$S$116,MATCH('Review Inputs'!$C96,'Data Input Sheet'!$B$7:$B$116,0),MATCH('Review Inputs'!M$9,'Data Input Sheet'!$B$6:$S$6,0))=\"\",\"\",INDEX('Data Input Sheet'!$B$7:$S$116,MATCH('Review Inputs'!$C96,'Data Input Sheet'!$B$7:$B$116,0),MATCH('Review Inputs'!M$9,'Data Input Sheet'!$B$6:$S$6,0))))","v":""},{"$f":"IF(OFFSET(INDIRECT($C96),0,3)=0,\"\",IF(INDEX('Data Input Sheet'!$B$7:$S$116,MATCH('Review Inputs'!$C96,'Data Input Sheet'!$B$7:$B$116,0),MATCH('Review Inputs'!N$9,'Data Input Sheet'!$B$6:$S$6,0))=\"\",\"\",INDEX('Data Input Sheet'!$B$7:$S$116,MATCH('Review Inputs'!$C96,'Data Input Sheet'!$B$7:$B$116,0),MATCH('Review Inputs'!N$9,'Data Input Sheet'!$B$6:$S$6,0))))","v":""},{"$f":"IF(OFFSET(INDIRECT($C96),0,3)=0,\"\",IF(INDEX('Data Input Sheet'!$B$7:$S$116,MATCH('Review Inputs'!$C96,'Data Input Sheet'!$B$7:$B$116,0),MATCH('Review Inputs'!O$9,'Data Input Sheet'!$B$6:$S$6,0))=\"\",\"\",INDEX('Data Input Sheet'!$B$7:$S$116,MATCH('Review Inputs'!$C96,'Data Input Sheet'!$B$7:$B$116,0),MATCH('Review Inputs'!O$9,'Data Input Sheet'!$B$6:$S$6,0))))","v":""},{"$f":"IF(OFFSET(INDIRECT($C96),0,3)=0,\"\",IF(INDEX('Data Input Sheet'!$B$7:$S$116,MATCH('Review Inputs'!$C96,'Data Input Sheet'!$B$7:$B$116,0),MATCH('Review Inputs'!P$9,'Data Input Sheet'!$B$6:$S$6,0))=\"\",\"\",INDEX('Data Input Sheet'!$B$7:$S$116,MATCH('Review Inputs'!$C96,'Data Input Sheet'!$B$7:$B$116,0),MATCH('Review Inputs'!P$9,'Data Input Sheet'!$B$6:$S$6,0))))","v":""},{"$f":"IF(OFFSET(INDIRECT($C96),0,3)=0,\"\",IF(INDEX('Data Input Sheet'!$B$7:$S$116,MATCH('Review Inputs'!$C96,'Data Input Sheet'!$B$7:$B$116,0),MATCH('Review Inputs'!Q$9,'Data Input Sheet'!$B$6:$S$6,0))=\"\",\"\",INDEX('Data Input Sheet'!$B$7:$S$116,MATCH('Review Inputs'!$C96,'Data Input Sheet'!$B$7:$B$116,0),MATCH('Review Inputs'!Q$9,'Data Input Sheet'!$B$6:$S$6,0))))","v":""},null,null,null,"NO",null,null,"NO"]
[null,"p_input86","input86","NO","","Average Fuel Efficiency for Feeder Service Vehicle","miles/gallon",{"$f":"IF(OFFSET(INDIRECT($C97),0,3)=0,\"\",IF(INDEX('Data Input Sheet'!$B$7:$S$116,MATCH('Review Inputs'!$C97,'Data Input Sheet'!$B$7:$B$116,0),MATCH('Review Inputs'!H$9,'Data Input Sheet'!$B$6:$S$6,0))=\"\",\"\",INDEX('Data Input Sheet'!$B$7:$S$116,MATCH('Review Inputs'!$C97,'Data Input Sheet'!$B$7:$B$116,0),MATCH('Review Inputs'!H$9,'Data Input Sheet'!$B$6:$S$6,0))))","v":""},{"$f":"IF(OFFSET(INDIRECT($C97),0,3)=0,\"\",IF(INDEX('Data Input Sheet'!$B$7:$S$116,MATCH('Review Inputs'!$C97,'Data Input Sheet'!$B$7:$B$116,0),MATCH('Review Inputs'!I$9,'Data Input Sheet'!$B$6:$S$6,0))=\"\",\"\",INDEX('Data Input Sheet'!$B$7:$S$116,MATCH('Review Inputs'!$C97,'Data Input Sheet'!$B$7:$B$116,0),MATCH('Review Inputs'!I$9,'Data Input Sheet'!$B$6:$S$6,0))))","v":""},{"$f":"IF(OFFSET(INDIRECT($C97),0,3)=0,\"\",IF(INDEX('Data Input Sheet'!$B$7:$S$116,MATCH('Review Inputs'!$C97,'Data Input Sheet'!$B$7:$B$116,0),MATCH('Review Inputs'!J$9,'Data Input Sheet'!$B$6:$S$6,0))=\"\",\"\",INDEX('Data Input Sheet'!$B$7:$S$116,MATCH('Review Inputs'!$C97,'Data Input Sheet'!$B$7:$B$116,0),MATCH('Review Inputs'!J$9,'Data Input Sheet'!$B$6:$S$6,0))))","v":""},{"$f":"IF(OFFSET(INDIRECT($C97),0,3)=0,\"\",IF(INDEX('Data Input Sheet'!$B$7:$S$116,MATCH('Review Inputs'!$C97,'Data Input Sheet'!$B$7:$B$116,0),MATCH('Review Inputs'!K$9,'Data Input Sheet'!$B$6:$S$6,0))=\"\",\"\",INDEX('Data Input Sheet'!$B$7:$S$116,MATCH('Review Inputs'!$C97,'Data Input Sheet'!$B$7:$B$116,0),MATCH('Review Inputs'!K$9,'Data Input Sheet'!$B$6:$S$6,0))))","v":""},{"$f":"IF(OFFSET(INDIRECT($C97),0,3)=0,\"\",IF(INDEX('Data Input Sheet'!$B$7:$S$116,MATCH('Review Inputs'!$C97,'Data Input Sheet'!$B$7:$B$116,0),MATCH('Review Inputs'!L$9,'Data Input Sheet'!$B$6:$S$6,0))=\"\",\"\",INDEX('Data Input Sheet'!$B$7:$S$116,MATCH('Review Inputs'!$C97,'Data Input Sheet'!$B$7:$B$116,0),MATCH('Review Inputs'!L$9,'Data Input Sheet'!$B$6:$S$6,0))))","v":""},{"$f":"IF(OFFSET(INDIRECT($C97),0,3)=0,\"\",IF(INDEX('Data Input Sheet'!$B$7:$S$116,MATCH('Review Inputs'!$C97,'Data Input Sheet'!$B$7:$B$116,0),MATCH('Review Inputs'!M$9,'Data Input Sheet'!$B$6:$S$6,0))=\"\",\"\",INDEX('Data Input Sheet'!$B$7:$S$116,MATCH('Review Inputs'!$C97,'Data Input Sheet'!$B$7:$B$116,0),MATCH('Review Inputs'!M$9,'Data Input Sheet'!$B$6:$S$6,0))))","v":""},{"$f":"IF(OFFSET(INDIRECT($C97),0,3)=0,\"\",IF(INDEX('Data Input Sheet'!$B$7:$S$116,MATCH('Review Inputs'!$C97,'Data Input Sheet'!$B$7:$B$116,0),MATCH('Review Inputs'!N$9,'Data Input Sheet'!$B$6:$S$6,0))=\"\",\"\",INDEX('Data Input Sheet'!$B$7:$S$116,MATCH('Review Inputs'!$C97,'Data Input Sheet'!$B$7:$B$116,0),MATCH('Review Inputs'!N$9,'Data Input Sheet'!$B$6:$S$6,0))))","v":""},{"$f":"IF(OFFSET(INDIRECT($C97),0,3)=0,\"\",IF(INDEX('Data Input Sheet'!$B$7:$S$116,MATCH('Review Inputs'!$C97,'Data Input Sheet'!$B$7:$B$116,0),MATCH('Review Inputs'!O$9,'Data Input Sheet'!$B$6:$S$6,0))=\"\",\"\",INDEX('Data Input Sheet'!$B$7:$S$116,MATCH('Review Inputs'!$C97,'Data Input Sheet'!$B$7:$B$116,0),MATCH('Review Inputs'!O$9,'Data Input Sheet'!$B$6:$S$6,0))))","v":""},{"$f":"IF(OFFSET(INDIRECT($C97),0,3)=0,\"\",IF(INDEX('Data Input Sheet'!$B$7:$S$116,MATCH('Review Inputs'!$C97,'Data Input Sheet'!$B$7:$B$116,0),MATCH('Review Inputs'!P$9,'Data Input Sheet'!$B$6:$S$6,0))=\"\",\"\",INDEX('Data Input Sheet'!$B$7:$S$116,MATCH('Review Inputs'!$C97,'Data Input Sheet'!$B$7:$B$116,0),MATCH('Review Inputs'!P$9,'Data Input Sheet'!$B$6:$S$6,0))))","v":""},{"$f":"IF(OFFSET(INDIRECT($C97),0,3)=0,\"\",IF(INDEX('Data Input Sheet'!$B$7:$S$116,MATCH('Review Inputs'!$C97,'Data Input Sheet'!$B$7:$B$116,0),MATCH('Review Inputs'!Q$9,'Data Input Sheet'!$B$6:$S$6,0))=\"\",\"\",INDEX('Data Input Sheet'!$B$7:$S$116,MATCH('Review Inputs'!$C97,'Data Input Sheet'!$B$7:$B$116,0),MATCH('Review Inputs'!Q$9,'Data Input Sheet'!$B$6:$S$6,0))))","v":""},null,null,null,"NO",null,null,"NO"]
[null,"p_input87","input87","NO","","Number of Diagnosis /Notification Operations Completed","# of events",{"$f":"IF(OFFSET(INDIRECT($C98),0,3)=0,\"\",IF(INDEX('Data Input Sheet'!$B$7:$S$116,MATCH('Review Inputs'!$C98,'Data Input Sheet'!$B$7:$B$116,0),MATCH('Review Inputs'!H$9,'Data Input Sheet'!$B$6:$S$6,0))=\"\",\"\",INDEX('Data Input Sheet'!$B$7:$S$116,MATCH('Review Inputs'!$C98,'Data Input Sheet'!$B$7:$B$116,0),MATCH('Review Inputs'!H$9,'Data Input Sheet'!$B$6:$S$6,0))))","v":""},{"$f":"IF(OFFSET(INDIRECT($C98),0,3)=0,\"\",IF(INDEX('Data Input Sheet'!$B$7:$S$116,MATCH('Review Inputs'!$C98,'Data Input Sheet'!$B$7:$B$116,0),MATCH('Review Inputs'!I$9,'Data Input Sheet'!$B$6:$S$6,0))=\"\",\"\",INDEX('Data Input Sheet'!$B$7:$S$116,MATCH('Review Inputs'!$C98,'Data Input Sheet'!$B$7:$B$116,0),MATCH('Review Inputs'!I$9,'Data Input Sheet'!$B$6:$S$6,0))))","v":""},{"$f":"IF(OFFSET(INDIRECT($C98),0,3)=0,\"\",IF(INDEX('Data Input Sheet'!$B$7:$S$116,MATCH('Review Inputs'!$C98,'Data Input Sheet'!$B$7:$B$116,0),MATCH('Review Inputs'!J$9,'Data Input Sheet'!$B$6:$S$6,0))=\"\",\"\",INDEX('Data Input Sheet'!$B$7:$S$116,MATCH('Review Inputs'!$C98,'Data Input Sheet'!$B$7:$B$116,0),MATCH('Review Inputs'!J$9,'Data Input Sheet'!$B$6:$S$6,0))))","v":""},{"$f":"IF(OFFSET(INDIRECT($C98),0,3)=0,\"\",IF(INDEX('Data Input Sheet'!$B$7:$S$116,MATCH('Review Inputs'!$C98,'Data Input Sheet'!$B$7:$B$116,0),MATCH('Review Inputs'!K$9,'Data Input Sheet'!$B$6:$S$6,0))=\"\",\"\",INDEX('Data Input Sheet'!$B$7:$S$116,MATCH('Review Inputs'!$C98,'Data Input Sheet'!$B$7:$B$116,0),MATCH('Review Inputs'!K$9,'Data Input Sheet'!$B$6:$S$6,0))))","v":""},{"$f":"IF(OFFSET(INDIRECT($C98),0,3)=0,\"\",IF(INDEX('Data Input Sheet'!$B$7:$S$116,MATCH('Review Inputs'!$C98,'Data Input Sheet'!$B$7:$B$116,0),MATCH('Review Inputs'!L$9,'Data Input Sheet'!$B$6:$S$6,0))=\"\",\"\",INDEX('Data Input Sheet'!$B$7:$S$116,MATCH('Review Inputs'!$C98,'Data Input Sheet'!$B$7:$B$116,0),MATCH('Review Inputs'!L$9,'Data Input Sheet'!$B$6:$S$6,0))))","v":""},{"$f":"IF(OFFSET(INDIRECT($C98),0,3)=0,\"\",IF(INDEX('Data Input Sheet'!$B$7:$S$116,MATCH('Review Inputs'!$C98,'Data Input Sheet'!$B$7:$B$116,0),MATCH('Review Inputs'!M$9,'Data Input Sheet'!$B$6:$S$6,0))=\"\",\"\",INDEX('Data Input Sheet'!$B$7:$S$116,MATCH('Review Inputs'!$C98,'Data Input Sheet'!$B$7:$B$116,0),MATCH('Review Inputs'!M$9,'Data Input Sheet'!$B$6:$S$6,0))))","v":""},{"$f":"IF(OFFSET(INDIRECT($C98),0,3)=0,\"\",IF(INDEX('Data Input Sheet'!$B$7:$S$116,MATCH('Review Inputs'!$C98,'Data Input Sheet'!$B$7:$B$116,0),MATCH('Review Inputs'!N$9,'Data Input Sheet'!$B$6:$S$6,0))=\"\",\"\",INDEX('Data Input Sheet'!$B$7:$S$116,MATCH('Review Inputs'!$C98,'Data Input Sheet'!$B$7:$B$116,0),MATCH('Review Inputs'!N$9,'Data Input Sheet'!$B$6:$S$6,0))))","v":""},{"$f":"IF(OFFSET(INDIRECT($C98),0,3)=0,\"\",IF(INDEX('Data Input Sheet'!$B$7:$S$116,MATCH('Review Inputs'!$C98,'Data Input Sheet'!$B$7:$B$116,0),MATCH('Review Inputs'!O$9,'Data Input Sheet'!$B$6:$S$6,0))=\"\",\"\",INDEX('Data Input Sheet'!$B$7:$S$116,MATCH('Review Inputs'!$C98,'Data Input Sheet'!$B$7:$B$116,0),MATCH('Review Inputs'!O$9,'Data Input Sheet'!$B$6:$S$6,0))))","v":""},{"$f":"IF(OFFSET(INDIRECT($C98),0,3)=0,\"\",IF(INDEX('Data Input Sheet'!$B$7:$S$116,MATCH('Review Inputs'!$C98,'Data Input Sheet'!$B$7:$B$116,0),MATCH('Review Inputs'!P$9,'Data Input Sheet'!$B$6:$S$6,0))=\"\",\"\",INDEX('Data Input Sheet'!$B$7:$S$116,MATCH('Review Inputs'!$C98,'Data Input Sheet'!$B$7:$B$116,0),MATCH('Review Inputs'!P$9,'Data Input Sheet'!$B$6:$S$6,0))))","v":""},{"$f":"IF(OFFSET(INDIRECT($C98),0,3)=0,\"\",IF(INDEX('Data Input Sheet'!$B$7:$S$116,MATCH('Review Inputs'!$C98,'Data Input Sheet'!$B$7:$B$116,0),MATCH('Review Inputs'!Q$9,'Data Input Sheet'!$B$6:$S$6,0))=\"\",\"\",INDEX('Data Input Sheet'!$B$7:$S$116,MATCH('Review Inputs'!$C98,'Data Input Sheet'!$B$7:$B$116,0),MATCH('Review Inputs'!Q$9,'Data Input Sheet'!$B$6:$S$6,0))))","v":""},null,null,null,"NO",null,null,"NO"]
[null,"p_input88","input88","NO","","Average Miles Traveled per Diagnosis /Notification Operation","miles/event",{"$f":"IF(OFFSET(INDIRECT($C99),0,3)=0,\"\",IF(INDEX('Data Input Sheet'!$B$7:$S$116,MATCH('Review Inputs'!$C99,'Data Input Sheet'!$B$7:$B$116,0),MATCH('Review Inputs'!H$9,'Data Input Sheet'!$B$6:$S$6,0))=\"\",\"\",INDEX('Data Input Sheet'!$B$7:$S$116,MATCH('Review Inputs'!$C99,'Data Input Sheet'!$B$7:$B$116,0),MATCH('Review Inputs'!H$9,'Data Input Sheet'!$B$6:$S$6,0))))","v":""},{"$f":"IF(OFFSET(INDIRECT($C99),0,3)=0,\"\",IF(INDEX('Data Input Sheet'!$B$7:$S$116,MATCH('Review Inputs'!$C99,'Data Input Sheet'!$B$7:$B$116,0),MATCH('Review Inputs'!I$9,'Data Input Sheet'!$B$6:$S$6,0))=\"\",\"\",INDEX('Data Input Sheet'!$B$7:$S$116,MATCH('Review Inputs'!$C99,'Data Input Sheet'!$B$7:$B$116,0),MATCH('Review Inputs'!I$9,'Data Input Sheet'!$B$6:$S$6,0))))","v":""},{"$f":"IF(OFFSET(INDIRECT($C99),0,3)=0,\"\",IF(INDEX('Data Input Sheet'!$B$7:$S$116,MATCH('Review Inputs'!$C99,'Data Input Sheet'!$B$7:$B$116,0),MATCH('Review Inputs'!J$9,'Data Input Sheet'!$B$6:$S$6,0))=\"\",\"\",INDEX('Data Input Sheet'!$B$7:$S$116,MATCH('Review Inputs'!$C99,'Data Input Sheet'!$B$7:$B$116,0),MATCH('Review Inputs'!J$9,'Data Input Sheet'!$B$6:$S$6,0))))","v":""},{"$f":"IF(OFFSET(INDIRECT($C99),0,3)=0,\"\",IF(INDEX('Data Input Sheet'!$B$7:$S$116,MATCH('Review Inputs'!$C99,'Data Input Sheet'!$B$7:$B$116,0),MATCH('Review Inputs'!K$9,'Data Input Sheet'!$B$6:$S$6,0))=\"\",\"\",INDEX('Data Input Sheet'!$B$7:$S$116,MATCH('Review Inputs'!$C99,'Data Input Sheet'!$B$7:$B$116,0),MATCH('Review Inputs'!K$9,'Data Input Sheet'!$B$6:$S$6,0))))","v":""},{"$f":"IF(OFFSET(INDIRECT($C99),0,3)=0,\"\",IF(INDEX('Data Input Sheet'!$B$7:$S$116,MATCH('Review Inputs'!$C99,'Data Input Sheet'!$B$7:$B$116,0),MATCH('Review Inputs'!L$9,'Data Input Sheet'!$B$6:$S$6,0))=\"\",\"\",INDEX('Data Input Sheet'!$B$7:$S$116,MATCH('Review Inputs'!$C99,'Data Input Sheet'!$B$7:$B$116,0),MATCH('Review Inputs'!L$9,'Data Input Sheet'!$B$6:$S$6,0))))","v":""},{"$f":"IF(OFFSET(INDIRECT($C99),0,3)=0,\"\",IF(INDEX('Data Input Sheet'!$B$7:$S$116,MATCH('Review Inputs'!$C99,'Data Input Sheet'!$B$7:$B$116,0),MATCH('Review Inputs'!M$9,'Data Input Sheet'!$B$6:$S$6,0))=\"\",\"\",INDEX('Data Input Sheet'!$B$7:$S$116,MATCH('Review Inputs'!$C99,'Data Input Sheet'!$B$7:$B$116,0),MATCH('Review Inputs'!M$9,'Data Input Sheet'!$B$6:$S$6,0))))","v":""},{"$f":"IF(OFFSET(INDIRECT($C99),0,3)=0,\"\",IF(INDEX('Data Input Sheet'!$B$7:$S$116,MATCH('Review Inputs'!$C99,'Data Input Sheet'!$B$7:$B$116,0),MATCH('Review Inputs'!N$9,'Data Input Sheet'!$B$6:$S$6,0))=\"\",\"\",INDEX('Data Input Sheet'!$B$7:$S$116,MATCH('Review Inputs'!$C99,'Data Input Sheet'!$B$7:$B$116,0),MATCH('Review Inputs'!N$9,'Data Input Sheet'!$B$6:$S$6,0))))","v":""},{"$f":"IF(OFFSET(INDIRECT($C99),0,3)=0,\"\",IF(INDEX('Data Input Sheet'!$B$7:$S$116,MATCH('Review Inputs'!$C99,'Data Input Sheet'!$B$7:$B$116,0),MATCH('Review Inputs'!O$9,'Data Input Sheet'!$B$6:$S$6,0))=\"\",\"\",INDEX('Data Input Sheet'!$B$7:$S$116,MATCH('Review Inputs'!$C99,'Data Input Sheet'!$B$7:$B$116,0),MATCH('Review Inputs'!O$9,'Data Input Sheet'!$B$6:$S$6,0))))","v":""},{"$f":"IF(OFFSET(INDIRECT($C99),0,3)=0,\"\",IF(INDEX('Data Input Sheet'!$B$7:$S$116,MATCH('Review Inputs'!$C99,'Data Input Sheet'!$B$7:$B$116,0),MATCH('Review Inputs'!P$9,'Data Input Sheet'!$B$6:$S$6,0))=\"\",\"\",INDEX('Data Input Sheet'!$B$7:$S$116,MATCH('Review Inputs'!$C99,'Data Input Sheet'!$B$7:$B$116,0),MATCH('Review Inputs'!P$9,'Data Input Sheet'!$B$6:$S$6,0))))","v":""},{"$f":"IF(OFFSET(INDIRECT($C99),0,3)=0,\"\",IF(INDEX('Data Input Sheet'!$B$7:$S$116,MATCH('Review Inputs'!$C99,'Data Input Sheet'!$B$7:$B$116,0),MATCH('Review Inputs'!Q$9,'Data Input Sheet'!$B$6:$S$6,0))=\"\",\"\",INDEX('Data Input Sheet'!$B$7:$S$116,MATCH('Review Inputs'!$C99,'Data Input Sheet'!$B$7:$B$116,0),MATCH('Review Inputs'!Q$9,'Data Input Sheet'!$B$6:$S$6,0))))","v":""},null,null,null,"NO",null,null,"NO"]
[null,"p_input89","input89","NO","","Average Fuel Efficiency for Diagnosis /Notification Service Vehicle","miles/gallon",{"$f":"IF(OFFSET(INDIRECT($C100),0,3)=0,\"\",IF(INDEX('Data Input Sheet'!$B$7:$S$116,MATCH('Review Inputs'!$C100,'Data Input Sheet'!$B$7:$B$116,0),MATCH('Review Inputs'!H$9,'Data Input Sheet'!$B$6:$S$6,0))=\"\",\"\",INDEX('Data Input Sheet'!$B$7:$S$116,MATCH('Review Inputs'!$C100,'Data Input Sheet'!$B$7:$B$116,0),MATCH('Review Inputs'!H$9,'Data Input Sheet'!$B$6:$S$6,0))))","v":""},{"$f":"IF(OFFSET(INDIRECT($C100),0,3)=0,\"\",IF(INDEX('Data Input Sheet'!$B$7:$S$116,MATCH('Review Inputs'!$C100,'Data Input Sheet'!$B$7:$B$116,0),MATCH('Review Inputs'!I$9,'Data Input Sheet'!$B$6:$S$6,0))=\"\",\"\",INDEX('Data Input Sheet'!$B$7:$S$116,MATCH('Review Inputs'!$C100,'Data Input Sheet'!$B$7:$B$116,0),MATCH('Review Inputs'!I$9,'Data Input Sheet'!$B$6:$S$6,0))))","v":""},{"$f":"IF(OFFSET(INDIRECT($C100),0,3)=0,\"\",IF(INDEX('Data Input Sheet'!$B$7:$S$116,MATCH('Review Inputs'!$C100,'Data Input Sheet'!$B$7:$B$116,0),MATCH('Review Inputs'!J$9,'Data Input Sheet'!$B$6:$S$6,0))=\"\",\"\",INDEX('Data Input Sheet'!$B$7:$S$116,MATCH('Review Inputs'!$C100,'Data Input Sheet'!$B$7:$B$116,0),MATCH('Review Inputs'!J$9,'Data Input Sheet'!$B$6:$S$6,0))))","v":""},{"$f":"IF(OFFSET(INDIRECT($C100),0,3)=0,\"\",IF(INDEX('Data Input Sheet'!$B$7:$S$116,MATCH('Review Inputs'!$C100,'Data Input Sheet'!$B$7:$B$116,0),MATCH('Review Inputs'!K$9,'Data Input Sheet'!$B$6:$S$6,0))=\"\",\"\",INDEX('Data Input Sheet'!$B$7:$S$116,MATCH('Review Inputs'!$C100,'Data Input Sheet'!$B$7:$B$116,0),MATCH('Review Inputs'!K$9,'Data Input Sheet'!$B$6:$S$6,0))))","v":""},{"$f":"IF(OFFSET(INDIRECT($C100),0,3)=0,\"\",IF(INDEX('Data Input Sheet'!$B$7:$S$116,MATCH('Review Inputs'!$C100,'Data Input Sheet'!$B$7:$B$116,0),MATCH('Review Inputs'!L$9,'Data Input Sheet'!$B$6:$S$6,0))=\"\",\"\",INDEX('Data Input Sheet'!$B$7:$S$116,MATCH('Review Inputs'!$C100,'Data Input Sheet'!$B$7:$B$116,0),MATCH('Review Inputs'!L$9,'Data Input Sheet'!$B$6:$S$6,0))))","v":""},{"$f":"IF(OFFSET(INDIRECT($C100),0,3)=0,\"\",IF(INDEX('Data Input Sheet'!$B$7:$S$116,MATCH('Review Inputs'!$C100,'Data Input Sheet'!$B$7:$B$116,0),MATCH('Review Inputs'!M$9,'Data Input Sheet'!$B$6:$S$6,0))=\"\",\"\",INDEX('Data Input Sheet'!$B$7:$S$116,MATCH('Review Inputs'!$C100,'Data Input Sheet'!$B$7:$B$116,0),MATCH('Review Inputs'!M$9,'Data Input Sheet'!$B$6:$S$6,0))))","v":""},{"$f":"IF(OFFSET(INDIRECT($C100),0,3)=0,\"\",IF(INDEX('Data Input Sheet'!$B$7:$S$116,MATCH('Review Inputs'!$C100,'Data Input Sheet'!$B$7:$B$116,0),MATCH('Review Inputs'!N$9,'Data Input Sheet'!$B$6:$S$6,0))=\"\",\"\",INDEX('Data Input Sheet'!$B$7:$S$116,MATCH('Review Inputs'!$C100,'Data Input Sheet'!$B$7:$B$116,0),MATCH('Review Inputs'!N$9,'Data Input Sheet'!$B$6:$S$6,0))))","v":""},{"$f":"IF(OFFSET(INDIRECT($C100),0,3)=0,\"\",IF(INDEX('Data Input Sheet'!$B$7:$S$116,MATCH('Review Inputs'!$C100,'Data Input Sheet'!$B$7:$B$116,0),MATCH('Review Inputs'!O$9,'Data Input Sheet'!$B$6:$S$6,0))=\"\",\"\",INDEX('Data Input Sheet'!$B$7:$S$116,MATCH('Review Inputs'!$C100,'Data Input Sheet'!$B$7:$B$116,0),MATCH('Review Inputs'!O$9,'Data Input Sheet'!$B$6:$S$6,0))))","v":""},{"$f":"IF(OFFSET(INDIRECT($C100),0,3)=0,\"\",IF(INDEX('Data Input Sheet'!$B$7:$S$116,MATCH('Review Inputs'!$C100,'Data Input Sheet'!$B$7:$B$116,0),MATCH('Review Inputs'!P$9,'Data Input Sheet'!$B$6:$S$6,0))=\"\",\"\",INDEX('Data Input Sheet'!$B$7:$S$116,MATCH('Review Inputs'!$C100,'Data Input Sheet'!$B$7:$B$116,0),MATCH('Review Inputs'!P$9,'Data Input Sheet'!$B$6:$S$6,0))))","v":""},{"$f":"IF(OFFSET(INDIRECT($C100),0,3)=0,\"\",IF(INDEX('Data Input Sheet'!$B$7:$S$116,MATCH('Review Inputs'!$C100,'Data Input Sheet'!$B$7:$B$116,0),MATCH('Review Inputs'!Q$9,'Data Input Sheet'!$B$6:$S$6,0))=\"\",\"\",INDEX('Data Input Sheet'!$B$7:$S$116,MATCH('Review Inputs'!$C100,'Data Input Sheet'!$B$7:$B$116,0),MATCH('Review Inputs'!Q$9,'Data Input Sheet'!$B$6:$S$6,0))))","v":""},null,null,null,"NO",null,null,"NO"]
[null,"p_input90","input90","NO","","Number of Meter Reading Operations","# of events",{"$f":"IF(OFFSET(INDIRECT($C101),0,3)=0,\"\",IF(INDEX('Data Input Sheet'!$B$7:$S$116,MATCH('Review Inputs'!$C101,'Data Input Sheet'!$B$7:$B$116,0),MATCH('Review Inputs'!H$9,'Data Input Sheet'!$B$6:$S$6,0))=\"\",\"\",INDEX('Data Input Sheet'!$B$7:$S$116,MATCH('Review Inputs'!$C101,'Data Input Sheet'!$B$7:$B$116,0),MATCH('Review Inputs'!H$9,'Data Input Sheet'!$B$6:$S$6,0))))","v":""},{"$f":"IF(OFFSET(INDIRECT($C101),0,3)=0,\"\",IF(INDEX('Data Input Sheet'!$B$7:$S$116,MATCH('Review Inputs'!$C101,'Data Input Sheet'!$B$7:$B$116,0),MATCH('Review Inputs'!I$9,'Data Input Sheet'!$B$6:$S$6,0))=\"\",\"\",INDEX('Data Input Sheet'!$B$7:$S$116,MATCH('Review Inputs'!$C101,'Data Input Sheet'!$B$7:$B$116,0),MATCH('Review Inputs'!I$9,'Data Input Sheet'!$B$6:$S$6,0))))","v":""},{"$f":"IF(OFFSET(INDIRECT($C101),0,3)=0,\"\",IF(INDEX('Data Input Sheet'!$B$7:$S$116,MATCH('Review Inputs'!$C101,'Data Input Sheet'!$B$7:$B$116,0),MATCH('Review Inputs'!J$9,'Data Input Sheet'!$B$6:$S$6,0))=\"\",\"\",INDEX('Data Input Sheet'!$B$7:$S$116,MATCH('Review Inputs'!$C101,'Data Input Sheet'!$B$7:$B$116,0),MATCH('Review Inputs'!J$9,'Data Input Sheet'!$B$6:$S$6,0))))","v":""},{"$f":"IF(OFFSET(INDIRECT($C101),0,3)=0,\"\",IF(INDEX('Data Input Sheet'!$B$7:$S$116,MATCH('Review Inputs'!$C101,'Data Input Sheet'!$B$7:$B$116,0),MATCH('Review Inputs'!K$9,'Data Input Sheet'!$B$6:$S$6,0))=\"\",\"\",INDEX('Data Input Sheet'!$B$7:$S$116,MATCH('Review Inputs'!$C101,'Data Input Sheet'!$B$7:$B$116,0),MATCH('Review Inputs'!K$9,'Data Input Sheet'!$B$6:$S$6,0))))","v":""},{"$f":"IF(OFFSET(INDIRECT($C101),0,3)=0,\"\",IF(INDEX('Data Input Sheet'!$B$7:$S$116,MATCH('Review Inputs'!$C101,'Data Input Sheet'!$B$7:$B$116,0),MATCH('Review Inputs'!L$9,'Data Input Sheet'!$B$6:$S$6,0))=\"\",\"\",INDEX('Data Input Sheet'!$B$7:$S$116,MATCH('Review Inputs'!$C101,'Data Input Sheet'!$B$7:$B$116,0),MATCH('Review Inputs'!L$9,'Data Input Sheet'!$B$6:$S$6,0))))","v":""},{"$f":"IF(OFFSET(INDIRECT($C101),0,3)=0,\"\",IF(INDEX('Data Input Sheet'!$B$7:$S$116,MATCH('Review Inputs'!$C101,'Data Input Sheet'!$B$7:$B$116,0),MATCH('Review Inputs'!M$9,'Data Input Sheet'!$B$6:$S$6,0))=\"\",\"\",INDEX('Data Input Sheet'!$B$7:$S$116,MATCH('Review Inputs'!$C101,'Data Input Sheet'!$B$7:$B$116,0),MATCH('Review Inputs'!M$9,'Data Input Sheet'!$B$6:$S$6,0))))","v":""},{"$f":"IF(OFFSET(INDIRECT($C101),0,3)=0,\"\",IF(INDEX('Data Input Sheet'!$B$7:$S$116,MATCH('Review Inputs'!$C101,'Data Input Sheet'!$B$7:$B$116,0),MATCH('Review Inputs'!N$9,'Data Input Sheet'!$B$6:$S$6,0))=\"\",\"\",INDEX('Data Input Sheet'!$B$7:$S$116,MATCH('Review Inputs'!$C101,'Data Input Sheet'!$B$7:$B$116,0),MATCH('Review Inputs'!N$9,'Data Input Sheet'!$B$6:$S$6,0))))","v":""},{"$f":"IF(OFFSET(INDIRECT($C101),0,3)=0,\"\",IF(INDEX('Data Input Sheet'!$B$7:$S$116,MATCH('Review Inputs'!$C101,'Data Input Sheet'!$B$7:$B$116,0),MATCH('Review Inputs'!O$9,'Data Input Sheet'!$B$6:$S$6,0))=\"\",\"\",INDEX('Data Input Sheet'!$B$7:$S$116,MATCH('Review Inputs'!$C101,'Data Input Sheet'!$B$7:$B$116,0),MATCH('Review Inputs'!O$9,'Data Input Sheet'!$B$6:$S$6,0))))","v":""},{"$f":"IF(OFFSET(INDIRECT($C101),0,3)=0,\"\",IF(INDEX('Data Input Sheet'!$B$7:$S$116,MATCH('Review Inputs'!$C101,'Data Input Sheet'!$B$7:$B$116,0),MATCH('Review Inputs'!P$9,'Data Input Sheet'!$B$6:$S$6,0))=\"\",\"\",INDEX('Data Input Sheet'!$B$7:$S$116,MATCH('Review Inputs'!$C101,'Data Input Sheet'!$B$7:$B$116,0),MATCH('Review Inputs'!P$9,'Data Input Sheet'!$B$6:$S$6,0))))","v":""},{"$f":"IF(OFFSET(INDIRECT($C101),0,3)=0,\"\",IF(INDEX('Data Input Sheet'!$B$7:$S$116,MATCH('Review Inputs'!$C101,'Data Input Sheet'!$B$7:$B$116,0),MATCH('Review Inputs'!Q$9,'Data Input Sheet'!$B$6:$S$6,0))=\"\",\"\",INDEX('Data Input Sheet'!$B$7:$S$116,MATCH('Review Inputs'!$C101,'Data Input Sheet'!$B$7:$B$116,0),MATCH('Review Inputs'!Q$9,'Data Input Sheet'!$B$6:$S$6,0))))","v":""},null,null,null,"NO",null,null,"NO"]
[null,"p_input91","input91","NO","","Average Miles Traveled per meter read","miles/event",{"$f":"IF(OFFSET(INDIRECT($C102),0,3)=0,\"\",IF(INDEX('Data Input Sheet'!$B$7:$S$116,MATCH('Review Inputs'!$C102,'Data Input Sheet'!$B$7:$B$116,0),MATCH('Review Inputs'!H$9,'Data Input Sheet'!$B$6:$S$6,0))=\"\",\"\",INDEX('Data Input Sheet'!$B$7:$S$116,MATCH('Review Inputs'!$C102,'Data Input Sheet'!$B$7:$B$116,0),MATCH('Review Inputs'!H$9,'Data Input Sheet'!$B$6:$S$6,0))))","v":""},{"$f":"IF(OFFSET(INDIRECT($C102),0,3)=0,\"\",IF(INDEX('Data Input Sheet'!$B$7:$S$116,MATCH('Review Inputs'!$C102,'Data Input Sheet'!$B$7:$B$116,0),MATCH('Review Inputs'!I$9,'Data Input Sheet'!$B$6:$S$6,0))=\"\",\"\",INDEX('Data Input Sheet'!$B$7:$S$116,MATCH('Review Inputs'!$C102,'Data Input Sheet'!$B$7:$B$116,0),MATCH('Review Inputs'!I$9,'Data Input Sheet'!$B$6:$S$6,0))))","v":""},{"$f":"IF(OFFSET(INDIRECT($C102),0,3)=0,\"\",IF(INDEX('Data Input Sheet'!$B$7:$S$116,MATCH('Review Inputs'!$C102,'Data Input Sheet'!$B$7:$B$116,0),MATCH('Review Inputs'!J$9,'Data Input Sheet'!$B$6:$S$6,0))=\"\",\"\",INDEX('Data Input Sheet'!$B$7:$S$116,MATCH('Review Inputs'!$C102,'Data Input Sheet'!$B$7:$B$116,0),MATCH('Review Inputs'!J$9,'Data Input Sheet'!$B$6:$S$6,0))))","v":""},{"$f":"IF(OFFSET(INDIRECT($C102),0,3)=0,\"\",IF(INDEX('Data Input Sheet'!$B$7:$S$116,MATCH('Review Inputs'!$C102,'Data Input Sheet'!$B$7:$B$116,0),MATCH('Review Inputs'!K$9,'Data Input Sheet'!$B$6:$S$6,0))=\"\",\"\",INDEX('Data Input Sheet'!$B$7:$S$116,MATCH('Review Inputs'!$C102,'Data Input Sheet'!$B$7:$B$116,0),MATCH('Review Inputs'!K$9,'Data Input Sheet'!$B$6:$S$6,0))))","v":""},{"$f":"IF(OFFSET(INDIRECT($C102),0,3)=0,\"\",IF(INDEX('Data Input Sheet'!$B$7:$S$116,MATCH('Review Inputs'!$C102,'Data Input Sheet'!$B$7:$B$116,0),MATCH('Review Inputs'!L$9,'Data Input Sheet'!$B$6:$S$6,0))=\"\",\"\",INDEX('Data Input Sheet'!$B$7:$S$116,MATCH('Review Inputs'!$C102,'Data Input Sheet'!$B$7:$B$116,0),MATCH('Review Inputs'!L$9,'Data Input Sheet'!$B$6:$S$6,0))))","v":""},{"$f":"IF(OFFSET(INDIRECT($C102),0,3)=0,\"\",IF(INDEX('Data Input Sheet'!$B$7:$S$116,MATCH('Review Inputs'!$C102,'Data Input Sheet'!$B$7:$B$116,0),MATCH('Review Inputs'!M$9,'Data Input Sheet'!$B$6:$S$6,0))=\"\",\"\",INDEX('Data Input Sheet'!$B$7:$S$116,MATCH('Review Inputs'!$C102,'Data Input Sheet'!$B$7:$B$116,0),MATCH('Review Inputs'!M$9,'Data Input Sheet'!$B$6:$S$6,0))))","v":""},{"$f":"IF(OFFSET(INDIRECT($C102),0,3)=0,\"\",IF(INDEX('Data Input Sheet'!$B$7:$S$116,MATCH('Review Inputs'!$C102,'Data Input Sheet'!$B$7:$B$116,0),MATCH('Review Inputs'!N$9,'Data Input Sheet'!$B$6:$S$6,0))=\"\",\"\",INDEX('Data Input Sheet'!$B$7:$S$116,MATCH('Review Inputs'!$C102,'Data Input Sheet'!$B$7:$B$116,0),MATCH('Review Inputs'!N$9,'Data Input Sheet'!$B$6:$S$6,0))))","v":""},{"$f":"IF(OFFSET(INDIRECT($C102),0,3)=0,\"\",IF(INDEX('Data Input Sheet'!$B$7:$S$116,MATCH('Review Inputs'!$C102,'Data Input Sheet'!$B$7:$B$116,0),MATCH('Review Inputs'!O$9,'Data Input Sheet'!$B$6:$S$6,0))=\"\",\"\",INDEX('Data Input Sheet'!$B$7:$S$116,MATCH('Review Inputs'!$C102,'Data Input Sheet'!$B$7:$B$116,0),MATCH('Review Inputs'!O$9,'Data Input Sheet'!$B$6:$S$6,0))))","v":""},{"$f":"IF(OFFSET(INDIRECT($C102),0,3)=0,\"\",IF(INDEX('Data Input Sheet'!$B$7:$S$116,MATCH('Review Inputs'!$C102,'Data Input Sheet'!$B$7:$B$116,0),MATCH('Review Inputs'!P$9,'Data Input Sheet'!$B$6:$S$6,0))=\"\",\"\",INDEX('Data Input Sheet'!$B$7:$S$116,MATCH('Review Inputs'!$C102,'Data Input Sheet'!$B$7:$B$116,0),MATCH('Review Inputs'!P$9,'Data Input Sheet'!$B$6:$S$6,0))))","v":""},{"$f":"IF(OFFSET(INDIRECT($C102),0,3)=0,\"\",IF(INDEX('Data Input Sheet'!$B$7:$S$116,MATCH('Review Inputs'!$C102,'Data Input Sheet'!$B$7:$B$116,0),MATCH('Review Inputs'!Q$9,'Data Input Sheet'!$B$6:$S$6,0))=\"\",\"\",INDEX('Data Input Sheet'!$B$7:$S$116,MATCH('Review Inputs'!$C102,'Data Input Sheet'!$B$7:$B$116,0),MATCH('Review Inputs'!Q$9,'Data Input Sheet'!$B$6:$S$6,0))))","v":""},null,null,null,"NO",null,null,"NO"]
[null,"p_input92","input92","NO","","Average Fuel Efficiency for Real-Time Load Measurement/Management Service Vehicle","miles/gallon",{"$f":"IF(OFFSET(INDIRECT($C103),0,3)=0,\"\",IF(INDEX('Data Input Sheet'!$B$7:$S$116,MATCH('Review Inputs'!$C103,'Data Input Sheet'!$B$7:$B$116,0),MATCH('Review Inputs'!H$9,'Data Input Sheet'!$B$6:$S$6,0))=\"\",\"\",INDEX('Data Input Sheet'!$B$7:$S$116,MATCH('Review Inputs'!$C103,'Data Input Sheet'!$B$7:$B$116,0),MATCH('Review Inputs'!H$9,'Data Input Sheet'!$B$6:$S$6,0))))","v":""},{"$f":"IF(OFFSET(INDIRECT($C103),0,3)=0,\"\",IF(INDEX('Data Input Sheet'!$B$7:$S$116,MATCH('Review Inputs'!$C103,'Data Input Sheet'!$B$7:$B$116,0),MATCH('Review Inputs'!I$9,'Data Input Sheet'!$B$6:$S$6,0))=\"\",\"\",INDEX('Data Input Sheet'!$B$7:$S$116,MATCH('Review Inputs'!$C103,'Data Input Sheet'!$B$7:$B$116,0),MATCH('Review Inputs'!I$9,'Data Input Sheet'!$B$6:$S$6,0))))","v":""},{"$f":"IF(OFFSET(INDIRECT($C103),0,3)=0,\"\",IF(INDEX('Data Input Sheet'!$B$7:$S$116,MATCH('Review Inputs'!$C103,'Data Input Sheet'!$B$7:$B$116,0),MATCH('Review Inputs'!J$9,'Data Input Sheet'!$B$6:$S$6,0))=\"\",\"\",INDEX('Data Input Sheet'!$B$7:$S$116,MATCH('Review Inputs'!$C103,'Data Input Sheet'!$B$7:$B$116,0),MATCH('Review Inputs'!J$9,'Data Input Sheet'!$B$6:$S$6,0))))","v":""},{"$f":"IF(OFFSET(INDIRECT($C103),0,3)=0,\"\",IF(INDEX('Data Input Sheet'!$B$7:$S$116,MATCH('Review Inputs'!$C103,'Data Input Sheet'!$B$7:$B$116,0),MATCH('Review Inputs'!K$9,'Data Input Sheet'!$B$6:$S$6,0))=\"\",\"\",INDEX('Data Input Sheet'!$B$7:$S$116,MATCH('Review Inputs'!$C103,'Data Input Sheet'!$B$7:$B$116,0),MATCH('Review Inputs'!K$9,'Data Input Sheet'!$B$6:$S$6,0))))","v":""},{"$f":"IF(OFFSET(INDIRECT($C103),0,3)=0,\"\",IF(INDEX('Data Input Sheet'!$B$7:$S$116,MATCH('Review Inputs'!$C103,'Data Input Sheet'!$B$7:$B$116,0),MATCH('Review Inputs'!L$9,'Data Input Sheet'!$B$6:$S$6,0))=\"\",\"\",INDEX('Data Input Sheet'!$B$7:$S$116,MATCH('Review Inputs'!$C103,'Data Input Sheet'!$B$7:$B$116,0),MATCH('Review Inputs'!L$9,'Data Input Sheet'!$B$6:$S$6,0))))","v":""},{"$f":"IF(OFFSET(INDIRECT($C103),0,3)=0,\"\",IF(INDEX('Data Input Sheet'!$B$7:$S$116,MATCH('Review Inputs'!$C103,'Data Input Sheet'!$B$7:$B$116,0),MATCH('Review Inputs'!M$9,'Data Input Sheet'!$B$6:$S$6,0))=\"\",\"\",INDEX('Data Input Sheet'!$B$7:$S$116,MATCH('Review Inputs'!$C103,'Data Input Sheet'!$B$7:$B$116,0),MATCH('Review Inputs'!M$9,'Data Input Sheet'!$B$6:$S$6,0))))","v":""},{"$f":"IF(OFFSET(INDIRECT($C103),0,3)=0,\"\",IF(INDEX('Data Input Sheet'!$B$7:$S$116,MATCH('Review Inputs'!$C103,'Data Input Sheet'!$B$7:$B$116,0),MATCH('Review Inputs'!N$9,'Data Input Sheet'!$B$6:$S$6,0))=\"\",\"\",INDEX('Data Input Sheet'!$B$7:$S$116,MATCH('Review Inputs'!$C103,'Data Input Sheet'!$B$7:$B$116,0),MATCH('Review Inputs'!N$9,'Data Input Sheet'!$B$6:$S$6,0))))","v":""},{"$f":"IF(OFFSET(INDIRECT($C103),0,3)=0,\"\",IF(INDEX('Data Input Sheet'!$B$7:$S$116,MATCH('Review Inputs'!$C103,'Data Input Sheet'!$B$7:$B$116,0),MATCH('Review Inputs'!O$9,'Data Input Sheet'!$B$6:$S$6,0))=\"\",\"\",INDEX('Data Input Sheet'!$B$7:$S$116,MATCH('Review Inputs'!$C103,'Data Input Sheet'!$B$7:$B$116,0),MATCH('Review Inputs'!O$9,'Data Input Sheet'!$B$6:$S$6,0))))","v":""},{"$f":"IF(OFFSET(INDIRECT($C103),0,3)=0,\"\",IF(INDEX('Data Input Sheet'!$B$7:$S$116,MATCH('Review Inputs'!$C103,'Data Input Sheet'!$B$7:$B$116,0),MATCH('Review Inputs'!P$9,'Data Input Sheet'!$B$6:$S$6,0))=\"\",\"\",INDEX('Data Input Sheet'!$B$7:$S$116,MATCH('Review Inputs'!$C103,'Data Input Sheet'!$B$7:$B$116,0),MATCH('Review Inputs'!P$9,'Data Input Sheet'!$B$6:$S$6,0))))","v":""},{"$f":"IF(OFFSET(INDIRECT($C103),0,3)=0,\"\",IF(INDEX('Data Input Sheet'!$B$7:$S$116,MATCH('Review Inputs'!$C103,'Data Input Sheet'!$B$7:$B$116,0),MATCH('Review Inputs'!Q$9,'Data Input Sheet'!$B$6:$S$6,0))=\"\",\"\",INDEX('Data Input Sheet'!$B$7:$S$116,MATCH('Review Inputs'!$C103,'Data Input Sheet'!$B$7:$B$116,0),MATCH('Review Inputs'!Q$9,'Data Input Sheet'!$B$6:$S$6,0))))","v":""},null,null,null,"NO",null,null,"NO"]
[null,"p_input93","input93",{"$f":"IF(OFFSET(INDIRECT((C104)),0,3)>0,\"YES\",\"NO\")","v":"NO"},"","kWh of Electricity Consumed by PEVs","kWh",{"$f":"IF(OFFSET(INDIRECT($C104),0,3)=0,\"\",IF(INDEX('Data Input Sheet'!$B$7:$S$116,MATCH('Review Inputs'!$C104,'Data Input Sheet'!$B$7:$B$116,0),MATCH('Review Inputs'!H$9,'Data Input Sheet'!$B$6:$S$6,0))=\"\",\"\",INDEX('Data Input Sheet'!$B$7:$S$116,MATCH('Review Inputs'!$C104,'Data Input Sheet'!$B$7:$B$116,0),MATCH('Review Inputs'!H$9,'Data Input Sheet'!$B$6:$S$6,0))))","v":""},{"$f":"IF(OFFSET(INDIRECT($C104),0,3)=0,\"\",IF(INDEX('Data Input Sheet'!$B$7:$S$116,MATCH('Review Inputs'!$C104,'Data Input Sheet'!$B$7:$B$116,0),MATCH('Review Inputs'!I$9,'Data Input Sheet'!$B$6:$S$6,0))=\"\",\"\",INDEX('Data Input Sheet'!$B$7:$S$116,MATCH('Review Inputs'!$C104,'Data Input Sheet'!$B$7:$B$116,0),MATCH('Review Inputs'!I$9,'Data Input Sheet'!$B$6:$S$6,0))))","v":""},{"$f":"IF(OFFSET(INDIRECT($C104),0,3)=0,\"\",IF(INDEX('Data Input Sheet'!$B$7:$S$116,MATCH('Review Inputs'!$C104,'Data Input Sheet'!$B$7:$B$116,0),MATCH('Review Inputs'!J$9,'Data Input Sheet'!$B$6:$S$6,0))=\"\",\"\",INDEX('Data Input Sheet'!$B$7:$S$116,MATCH('Review Inputs'!$C104,'Data Input Sheet'!$B$7:$B$116,0),MATCH('Review Inputs'!J$9,'Data Input Sheet'!$B$6:$S$6,0))))","v":""},{"$f":"IF(OFFSET(INDIRECT($C104),0,3)=0,\"\",IF(INDEX('Data Input Sheet'!$B$7:$S$116,MATCH('Review Inputs'!$C104,'Data Input Sheet'!$B$7:$B$116,0),MATCH('Review Inputs'!K$9,'Data Input Sheet'!$B$6:$S$6,0))=\"\",\"\",INDEX('Data Input Sheet'!$B$7:$S$116,MATCH('Review Inputs'!$C104,'Data Input Sheet'!$B$7:$B$116,0),MATCH('Review Inputs'!K$9,'Data Input Sheet'!$B$6:$S$6,0))))","v":""},{"$f":"IF(OFFSET(INDIRECT($C104),0,3)=0,\"\",IF(INDEX('Data Input Sheet'!$B$7:$S$116,MATCH('Review Inputs'!$C104,'Data Input Sheet'!$B$7:$B$116,0),MATCH('Review Inputs'!L$9,'Data Input Sheet'!$B$6:$S$6,0))=\"\",\"\",INDEX('Data Input Sheet'!$B$7:$S$116,MATCH('Review Inputs'!$C104,'Data Input Sheet'!$B$7:$B$116,0),MATCH('Review Inputs'!L$9,'Data Input Sheet'!$B$6:$S$6,0))))","v":""},{"$f":"IF(OFFSET(INDIRECT($C104),0,3)=0,\"\",IF(INDEX('Data Input Sheet'!$B$7:$S$116,MATCH('Review Inputs'!$C104,'Data Input Sheet'!$B$7:$B$116,0),MATCH('Review Inputs'!M$9,'Data Input Sheet'!$B$6:$S$6,0))=\"\",\"\",INDEX('Data Input Sheet'!$B$7:$S$116,MATCH('Review Inputs'!$C104,'Data Input Sheet'!$B$7:$B$116,0),MATCH('Review Inputs'!M$9,'Data Input Sheet'!$B$6:$S$6,0))))","v":""},{"$f":"IF(OFFSET(INDIRECT($C104),0,3)=0,\"\",IF(INDEX('Data Input Sheet'!$B$7:$S$116,MATCH('Review Inputs'!$C104,'Data Input Sheet'!$B$7:$B$116,0),MATCH('Review Inputs'!N$9,'Data Input Sheet'!$B$6:$S$6,0))=\"\",\"\",INDEX('Data Input Sheet'!$B$7:$S$116,MATCH('Review Inputs'!$C104,'Data Input Sheet'!$B$7:$B$116,0),MATCH('Review Inputs'!N$9,'Data Input Sheet'!$B$6:$S$6,0))))","v":""},{"$f":"IF(OFFSET(INDIRECT($C104),0,3)=0,\"\",IF(INDEX('Data Input Sheet'!$B$7:$S$116,MATCH('Review Inputs'!$C104,'Data Input Sheet'!$B$7:$B$116,0),MATCH('Review Inputs'!O$9,'Data Input Sheet'!$B$6:$S$6,0))=\"\",\"\",INDEX('Data Input Sheet'!$B$7:$S$116,MATCH('Review Inputs'!$C104,'Data Input Sheet'!$B$7:$B$116,0),MATCH('Review Inputs'!O$9,'Data Input Sheet'!$B$6:$S$6,0))))","v":""},{"$f":"IF(OFFSET(INDIRECT($C104),0,3)=0,\"\",IF(INDEX('Data Input Sheet'!$B$7:$S$116,MATCH('Review Inputs'!$C104,'Data Input Sheet'!$B$7:$B$116,0),MATCH('Review Inputs'!P$9,'Data Input Sheet'!$B$6:$S$6,0))=\"\",\"\",INDEX('Data Input Sheet'!$B$7:$S$116,MATCH('Review Inputs'!$C104,'Data Input Sheet'!$B$7:$B$116,0),MATCH('Review Inputs'!P$9,'Data Input Sheet'!$B$6:$S$6,0))))","v":""},{"$f":"IF(OFFSET(INDIRECT($C104),0,3)=0,\"\",IF(INDEX('Data Input Sheet'!$B$7:$S$116,MATCH('Review Inputs'!$C104,'Data Input Sheet'!$B$7:$B$116,0),MATCH('Review Inputs'!Q$9,'Data Input Sheet'!$B$6:$S$6,0))=\"\",\"\",INDEX('Data Input Sheet'!$B$7:$S$116,MATCH('Review Inputs'!$C104,'Data Input Sheet'!$B$7:$B$116,0),MATCH('Review Inputs'!Q$9,'Data Input Sheet'!$B$6:$S$6,0))))","v":""},null,null,null,"NO",null,null,"NO"]
[null,"p_input94","input94",{"$f":"IF(OFFSET(INDIRECT((C105)),0,3)>0,\"YES\",\"NO\")","v":"NO"},"","Electricity to Fuel Conversion Factor","gallons/kWh",{"$f":"IF(OFFSET(INDIRECT($C105),0,3)=0,\"\",IF(INDEX('Data Input Sheet'!$B$7:$S$116,MATCH('Review Inputs'!$C105,'Data Input Sheet'!$B$7:$B$116,0),MATCH('Review Inputs'!H$9,'Data Input Sheet'!$B$6:$S$6,0))=\"\",\"\",INDEX('Data Input Sheet'!$B$7:$S$116,MATCH('Review Inputs'!$C105,'Data Input Sheet'!$B$7:$B$116,0),MATCH('Review Inputs'!H$9,'Data Input Sheet'!$B$6:$S$6,0))))","v":""},{"$f":"IF(OFFSET(INDIRECT($C105),0,3)=0,\"\",IF(INDEX('Data Input Sheet'!$B$7:$S$116,MATCH('Review Inputs'!$C105,'Data Input Sheet'!$B$7:$B$116,0),MATCH('Review Inputs'!I$9,'Data Input Sheet'!$B$6:$S$6,0))=\"\",\"\",INDEX('Data Input Sheet'!$B$7:$S$116,MATCH('Review Inputs'!$C105,'Data Input Sheet'!$B$7:$B$116,0),MATCH('Review Inputs'!I$9,'Data Input Sheet'!$B$6:$S$6,0))))","v":""},{"$f":"IF(OFFSET(INDIRECT($C105),0,3)=0,\"\",IF(INDEX('Data Input Sheet'!$B$7:$S$116,MATCH('Review Inputs'!$C105,'Data Input Sheet'!$B$7:$B$116,0),MATCH('Review Inputs'!J$9,'Data Input Sheet'!$B$6:$S$6,0))=\"\",\"\",INDEX('Data Input Sheet'!$B$7:$S$116,MATCH('Review Inputs'!$C105,'Data Input Sheet'!$B$7:$B$116,0),MATCH('Review Inputs'!J$9,'Data Input Sheet'!$B$6:$S$6,0))))","v":""},{"$f":"IF(OFFSET(INDIRECT($C105),0,3)=0,\"\",IF(INDEX('Data Input Sheet'!$B$7:$S$116,MATCH('Review Inputs'!$C105,'Data Input Sheet'!$B$7:$B$116,0),MATCH('Review Inputs'!K$9,'Data Input Sheet'!$B$6:$S$6,0))=\"\",\"\",INDEX('Data Input Sheet'!$B$7:$S$116,MATCH('Review Inputs'!$C105,'Data Input Sheet'!$B$7:$B$116,0),MATCH('Review Inputs'!K$9,'Data Input Sheet'!$B$6:$S$6,0))))","v":""},{"$f":"IF(OFFSET(INDIRECT($C105),0,3)=0,\"\",IF(INDEX('Data Input Sheet'!$B$7:$S$116,MATCH('Review Inputs'!$C105,'Data Input Sheet'!$B$7:$B$116,0),MATCH('Review Inputs'!L$9,'Data Input Sheet'!$B$6:$S$6,0))=\"\",\"\",INDEX('Data Input Sheet'!$B$7:$S$116,MATCH('Review Inputs'!$C105,'Data Input Sheet'!$B$7:$B$116,0),MATCH('Review Inputs'!L$9,'Data Input Sheet'!$B$6:$S$6,0))))","v":""},{"$f":"IF(OFFSET(INDIRECT($C105),0,3)=0,\"\",IF(INDEX('Data Input Sheet'!$B$7:$S$116,MATCH('Review Inputs'!$C105,'Data Input Sheet'!$B$7:$B$116,0),MATCH('Review Inputs'!M$9,'Data Input Sheet'!$B$6:$S$6,0))=\"\",\"\",INDEX('Data Input Sheet'!$B$7:$S$116,MATCH('Review Inputs'!$C105,'Data Input Sheet'!$B$7:$B$116,0),MATCH('Review Inputs'!M$9,'Data Input Sheet'!$B$6:$S$6,0))))","v":""},{"$f":"IF(OFFSET(INDIRECT($C105),0,3)=0,\"\",IF(INDEX('Data Input Sheet'!$B$7:$S$116,MATCH('Review Inputs'!$C105,'Data Input Sheet'!$B$7:$B$116,0),MATCH('Review Inputs'!N$9,'Data Input Sheet'!$B$6:$S$6,0))=\"\",\"\",INDEX('Data Input Sheet'!$B$7:$S$116,MATCH('Review Inputs'!$C105,'Data Input Sheet'!$B$7:$B$116,0),MATCH('Review Inputs'!N$9,'Data Input Sheet'!$B$6:$S$6,0))))","v":""},{"$f":"IF(OFFSET(INDIRECT($C105),0,3)=0,\"\",IF(INDEX('Data Input Sheet'!$B$7:$S$116,MATCH('Review Inputs'!$C105,'Data Input Sheet'!$B$7:$B$116,0),MATCH('Review Inputs'!O$9,'Data Input Sheet'!$B$6:$S$6,0))=\"\",\"\",INDEX('Data Input Sheet'!$B$7:$S$116,MATCH('Review Inputs'!$C105,'Data Input Sheet'!$B$7:$B$116,0),MATCH('Review Inputs'!O$9,'Data Input Sheet'!$B$6:$S$6,0))))","v":""},{"$f":"IF(OFFSET(INDIRECT($C105),0,3)=0,\"\",IF(INDEX('Data Input Sheet'!$B$7:$S$116,MATCH('Review Inputs'!$C105,'Data Input Sheet'!$B$7:$B$116,0),MATCH('Review Inputs'!P$9,'Data Input Sheet'!$B$6:$S$6,0))=\"\",\"\",INDEX('Data Input Sheet'!$B$7:$S$116,MATCH('Review Inputs'!$C105,'Data Input Sheet'!$B$7:$B$116,0),MATCH('Review Inputs'!P$9,'Data Input Sheet'!$B$6:$S$6,0))))","v":""},{"$f":"IF(OFFSET(INDIRECT($C105),0,3)=0,\"\",IF(INDEX('Data Input Sheet'!$B$7:$S$116,MATCH('Review Inputs'!$C105,'Data Input Sheet'!$B$7:$B$116,0),MATCH('Review Inputs'!Q$9,'Data Input Sheet'!$B$6:$S$6,0))=\"\",\"\",INDEX('Data Input Sheet'!$B$7:$S$116,MATCH('Review Inputs'!$C105,'Data Input Sheet'!$B$7:$B$116,0),MATCH('Review Inputs'!Q$9,'Data Input Sheet'!$B$6:$S$6,0))))","v":""},null,null,null,"NO",null,null,"NO"]
[null,"p_input68","input68","NO","","CO2 Emissions per Gallon of Fuel","tons/gallon",{"$f":"IF(OFFSET(INDIRECT($C106),0,3)=0,\"\",IF(INDEX('Data Input Sheet'!$B$7:$S$116,MATCH('Review Inputs'!$C106,'Data Input Sheet'!$B$7:$B$116,0),MATCH('Review Inputs'!H$9,'Data Input Sheet'!$B$6:$S$6,0))=\"\",\"\",INDEX('Data Input Sheet'!$B$7:$S$116,MATCH('Review Inputs'!$C106,'Data Input Sheet'!$B$7:$B$116,0),MATCH('Review Inputs'!H$9,'Data Input Sheet'!$B$6:$S$6,0))))","v":""},{"$f":"IF(OFFSET(INDIRECT($C106),0,3)=0,\"\",IF(INDEX('Data Input Sheet'!$B$7:$S$116,MATCH('Review Inputs'!$C106,'Data Input Sheet'!$B$7:$B$116,0),MATCH('Review Inputs'!I$9,'Data Input Sheet'!$B$6:$S$6,0))=\"\",\"\",INDEX('Data Input Sheet'!$B$7:$S$116,MATCH('Review Inputs'!$C106,'Data Input Sheet'!$B$7:$B$116,0),MATCH('Review Inputs'!I$9,'Data Input Sheet'!$B$6:$S$6,0))))","v":""},{"$f":"IF(OFFSET(INDIRECT($C106),0,3)=0,\"\",IF(INDEX('Data Input Sheet'!$B$7:$S$116,MATCH('Review Inputs'!$C106,'Data Input Sheet'!$B$7:$B$116,0),MATCH('Review Inputs'!J$9,'Data Input Sheet'!$B$6:$S$6,0))=\"\",\"\",INDEX('Data Input Sheet'!$B$7:$S$116,MATCH('Review Inputs'!$C106,'Data Input Sheet'!$B$7:$B$116,0),MATCH('Review Inputs'!J$9,'Data Input Sheet'!$B$6:$S$6,0))))","v":""},{"$f":"IF(OFFSET(INDIRECT($C106),0,3)=0,\"\",IF(INDEX('Data Input Sheet'!$B$7:$S$116,MATCH('Review Inputs'!$C106,'Data Input Sheet'!$B$7:$B$116,0),MATCH('Review Inputs'!K$9,'Data Input Sheet'!$B$6:$S$6,0))=\"\",\"\",INDEX('Data Input Sheet'!$B$7:$S$116,MATCH('Review Inputs'!$C106,'Data Input Sheet'!$B$7:$B$116,0),MATCH('Review Inputs'!K$9,'Data Input Sheet'!$B$6:$S$6,0))))","v":""},{"$f":"IF(OFFSET(INDIRECT($C106),0,3)=0,\"\",IF(INDEX('Data Input Sheet'!$B$7:$S$116,MATCH('Review Inputs'!$C106,'Data Input Sheet'!$B$7:$B$116,0),MATCH('Review Inputs'!L$9,'Data Input Sheet'!$B$6:$S$6,0))=\"\",\"\",INDEX('Data Input Sheet'!$B$7:$S$116,MATCH('Review Inputs'!$C106,'Data Input Sheet'!$B$7:$B$116,0),MATCH('Review Inputs'!L$9,'Data Input Sheet'!$B$6:$S$6,0))))","v":""},{"$f":"IF(OFFSET(INDIRECT($C106),0,3)=0,\"\",IF(INDEX('Data Input Sheet'!$B$7:$S$116,MATCH('Review Inputs'!$C106,'Data Input Sheet'!$B$7:$B$116,0),MATCH('Review Inputs'!M$9,'Data Input Sheet'!$B$6:$S$6,0))=\"\",\"\",INDEX('Data Input Sheet'!$B$7:$S$116,MATCH('Review Inputs'!$C106,'Data Input Sheet'!$B$7:$B$116,0),MATCH('Review Inputs'!M$9,'Data Input Sheet'!$B$6:$S$6,0))))","v":""},{"$f":"IF(OFFSET(INDIRECT($C106),0,3)=0,\"\",IF(INDEX('Data Input Sheet'!$B$7:$S$116,MATCH('Review Inputs'!$C106,'Data Input Sheet'!$B$7:$B$116,0),MATCH('Review Inputs'!N$9,'Data Input Sheet'!$B$6:$S$6,0))=\"\",\"\",INDEX('Data Input Sheet'!$B$7:$S$116,MATCH('Review Inputs'!$C106,'Data Input Sheet'!$B$7:$B$116,0),MATCH('Review Inputs'!N$9,'Data Input Sheet'!$B$6:$S$6,0))))","v":""},{"$f":"IF(OFFSET(INDIRECT($C106),0,3)=0,\"\",IF(INDEX('Data Input Sheet'!$B$7:$S$116,MATCH('Review Inputs'!$C106,'Data Input Sheet'!$B$7:$B$116,0),MATCH('Review Inputs'!O$9,'Data Input Sheet'!$B$6:$S$6,0))=\"\",\"\",INDEX('Data Input Sheet'!$B$7:$S$116,MATCH('Review Inputs'!$C106,'Data Input Sheet'!$B$7:$B$116,0),MATCH('Review Inputs'!O$9,'Data Input Sheet'!$B$6:$S$6,0))))","v":""},{"$f":"IF(OFFSET(INDIRECT($C106),0,3)=0,\"\",IF(INDEX('Data Input Sheet'!$B$7:$S$116,MATCH('Review Inputs'!$C106,'Data Input Sheet'!$B$7:$B$116,0),MATCH('Review Inputs'!P$9,'Data Input Sheet'!$B$6:$S$6,0))=\"\",\"\",INDEX('Data Input Sheet'!$B$7:$S$116,MATCH('Review Inputs'!$C106,'Data Input Sheet'!$B$7:$B$116,0),MATCH('Review Inputs'!P$9,'Data Input Sheet'!$B$6:$S$6,0))))","v":""},{"$f":"IF(OFFSET(INDIRECT($C106),0,3)=0,\"\",IF(INDEX('Data Input Sheet'!$B$7:$S$116,MATCH('Review Inputs'!$C106,'Data Input Sheet'!$B$7:$B$116,0),MATCH('Review Inputs'!Q$9,'Data Input Sheet'!$B$6:$S$6,0))=\"\",\"\",INDEX('Data Input Sheet'!$B$7:$S$116,MATCH('Review Inputs'!$C106,'Data Input Sheet'!$B$7:$B$116,0),MATCH('Review Inputs'!Q$9,'Data Input Sheet'!$B$6:$S$6,0))))","v":""},null,null,null,"YES",null,null,"NO"]
[null,"p_input70","input70","NO","","CO2 Emissions  ","tons",{"$f":"IF(OFFSET(INDIRECT($C107),0,3)=0,\"\",IF(INDEX('Data Input Sheet'!$B$7:$S$116,MATCH('Review Inputs'!$C107,'Data Input Sheet'!$B$7:$B$116,0),MATCH('Review Inputs'!H$9,'Data Input Sheet'!$B$6:$S$6,0))=\"\",\"\",INDEX('Data Input Sheet'!$B$7:$S$116,MATCH('Review Inputs'!$C107,'Data Input Sheet'!$B$7:$B$116,0),MATCH('Review Inputs'!H$9,'Data Input Sheet'!$B$6:$S$6,0))))","v":""},{"$f":"IF(OFFSET(INDIRECT($C107),0,3)=0,\"\",IF(INDEX('Data Input Sheet'!$B$7:$S$116,MATCH('Review Inputs'!$C107,'Data Input Sheet'!$B$7:$B$116,0),MATCH('Review Inputs'!I$9,'Data Input Sheet'!$B$6:$S$6,0))=\"\",\"\",INDEX('Data Input Sheet'!$B$7:$S$116,MATCH('Review Inputs'!$C107,'Data Input Sheet'!$B$7:$B$116,0),MATCH('Review Inputs'!I$9,'Data Input Sheet'!$B$6:$S$6,0))))","v":""},{"$f":"IF(OFFSET(INDIRECT($C107),0,3)=0,\"\",IF(INDEX('Data Input Sheet'!$B$7:$S$116,MATCH('Review Inputs'!$C107,'Data Input Sheet'!$B$7:$B$116,0),MATCH('Review Inputs'!J$9,'Data Input Sheet'!$B$6:$S$6,0))=\"\",\"\",INDEX('Data Input Sheet'!$B$7:$S$116,MATCH('Review Inputs'!$C107,'Data Input Sheet'!$B$7:$B$116,0),MATCH('Review Inputs'!J$9,'Data Input Sheet'!$B$6:$S$6,0))))","v":""},{"$f":"IF(OFFSET(INDIRECT($C107),0,3)=0,\"\",IF(INDEX('Data Input Sheet'!$B$7:$S$116,MATCH('Review Inputs'!$C107,'Data Input Sheet'!$B$7:$B$116,0),MATCH('Review Inputs'!K$9,'Data Input Sheet'!$B$6:$S$6,0))=\"\",\"\",INDEX('Data Input Sheet'!$B$7:$S$116,MATCH('Review Inputs'!$C107,'Data Input Sheet'!$B$7:$B$116,0),MATCH('Review Inputs'!K$9,'Data Input Sheet'!$B$6:$S$6,0))))","v":""},{"$f":"IF(OFFSET(INDIRECT($C107),0,3)=0,\"\",IF(INDEX('Data Input Sheet'!$B$7:$S$116,MATCH('Review Inputs'!$C107,'Data Input Sheet'!$B$7:$B$116,0),MATCH('Review Inputs'!L$9,'Data Input Sheet'!$B$6:$S$6,0))=\"\",\"\",INDEX('Data Input Sheet'!$B$7:$S$116,MATCH('Review Inputs'!$C107,'Data Input Sheet'!$B$7:$B$116,0),MATCH('Review Inputs'!L$9,'Data Input Sheet'!$B$6:$S$6,0))))","v":""},{"$f":"IF(OFFSET(INDIRECT($C107),0,3)=0,\"\",IF(INDEX('Data Input Sheet'!$B$7:$S$116,MATCH('Review Inputs'!$C107,'Data Input Sheet'!$B$7:$B$116,0),MATCH('Review Inputs'!M$9,'Data Input Sheet'!$B$6:$S$6,0))=\"\",\"\",INDEX('Data Input Sheet'!$B$7:$S$116,MATCH('Review Inputs'!$C107,'Data Input Sheet'!$B$7:$B$116,0),MATCH('Review Inputs'!M$9,'Data Input Sheet'!$B$6:$S$6,0))))","v":""},{"$f":"IF(OFFSET(INDIRECT($C107),0,3)=0,\"\",IF(INDEX('Data Input Sheet'!$B$7:$S$116,MATCH('Review Inputs'!$C107,'Data Input Sheet'!$B$7:$B$116,0),MATCH('Review Inputs'!N$9,'Data Input Sheet'!$B$6:$S$6,0))=\"\",\"\",INDEX('Data Input Sheet'!$B$7:$S$116,MATCH('Review Inputs'!$C107,'Data Input Sheet'!$B$7:$B$116,0),MATCH('Review Inputs'!N$9,'Data Input Sheet'!$B$6:$S$6,0))))","v":""},{"$f":"IF(OFFSET(INDIRECT($C107),0,3)=0,\"\",IF(INDEX('Data Input Sheet'!$B$7:$S$116,MATCH('Review Inputs'!$C107,'Data Input Sheet'!$B$7:$B$116,0),MATCH('Review Inputs'!O$9,'Data Input Sheet'!$B$6:$S$6,0))=\"\",\"\",INDEX('Data Input Sheet'!$B$7:$S$116,MATCH('Review Inputs'!$C107,'Data Input Sheet'!$B$7:$B$116,0),MATCH('Review Inputs'!O$9,'Data Input Sheet'!$B$6:$S$6,0))))","v":""},{"$f":"IF(OFFSET(INDIRECT($C107),0,3)=0,\"\",IF(INDEX('Data Input Sheet'!$B$7:$S$116,MATCH('Review Inputs'!$C107,'Data Input Sheet'!$B$7:$B$116,0),MATCH('Review Inputs'!P$9,'Data Input Sheet'!$B$6:$S$6,0))=\"\",\"\",INDEX('Data Input Sheet'!$B$7:$S$116,MATCH('Review Inputs'!$C107,'Data Input Sheet'!$B$7:$B$116,0),MATCH('Review Inputs'!P$9,'Data Input Sheet'!$B$6:$S$6,0))))","v":""},{"$f":"IF(OFFSET(INDIRECT($C107),0,3)=0,\"\",IF(INDEX('Data Input Sheet'!$B$7:$S$116,MATCH('Review Inputs'!$C107,'Data Input Sheet'!$B$7:$B$116,0),MATCH('Review Inputs'!Q$9,'Data Input Sheet'!$B$6:$S$6,0))=\"\",\"\",INDEX('Data Input Sheet'!$B$7:$S$116,MATCH('Review Inputs'!$C107,'Data Input Sheet'!$B$7:$B$116,0),MATCH('Review Inputs'!Q$9,'Data Input Sheet'!$B$6:$S$6,0))))","v":""},null,null,null,"NO",null,null,"NO"]
[null,"p_input71","input71","NO","","Value of CO2","$/ton",{"$f":"IF(OFFSET(INDIRECT($C108),0,3)=0,\"\",IF(INDEX('Data Input Sheet'!$B$7:$S$116,MATCH('Review Inputs'!$C108,'Data Input Sheet'!$B$7:$B$116,0),MATCH('Review Inputs'!H$9,'Data Input Sheet'!$B$6:$S$6,0))=\"\",\"\",INDEX('Data Input Sheet'!$B$7:$S$116,MATCH('Review Inputs'!$C108,'Data Input Sheet'!$B$7:$B$116,0),MATCH('Review Inputs'!H$9,'Data Input Sheet'!$B$6:$S$6,0))))","v":""},{"$f":"IF(OFFSET(INDIRECT($C108),0,3)=0,\"\",IF(INDEX('Data Input Sheet'!$B$7:$S$116,MATCH('Review Inputs'!$C108,'Data Input Sheet'!$B$7:$B$116,0),MATCH('Review Inputs'!I$9,'Data Input Sheet'!$B$6:$S$6,0))=\"\",\"\",INDEX('Data Input Sheet'!$B$7:$S$116,MATCH('Review Inputs'!$C108,'Data Input Sheet'!$B$7:$B$116,0),MATCH('Review Inputs'!I$9,'Data Input Sheet'!$B$6:$S$6,0))))","v":""},{"$f":"IF(OFFSET(INDIRECT($C108),0,3)=0,\"\",IF(INDEX('Data Input Sheet'!$B$7:$S$116,MATCH('Review Inputs'!$C108,'Data Input Sheet'!$B$7:$B$116,0),MATCH('Review Inputs'!J$9,'Data Input Sheet'!$B$6:$S$6,0))=\"\",\"\",INDEX('Data Input Sheet'!$B$7:$S$116,MATCH('Review Inputs'!$C108,'Data Input Sheet'!$B$7:$B$116,0),MATCH('Review Inputs'!J$9,'Data Input Sheet'!$B$6:$S$6,0))))","v":""},{"$f":"IF(OFFSET(INDIRECT($C108),0,3)=0,\"\",IF(INDEX('Data Input Sheet'!$B$7:$S$116,MATCH('Review Inputs'!$C108,'Data Input Sheet'!$B$7:$B$116,0),MATCH('Review Inputs'!K$9,'Data Input Sheet'!$B$6:$S$6,0))=\"\",\"\",INDEX('Data Input Sheet'!$B$7:$S$116,MATCH('Review Inputs'!$C108,'Data Input Sheet'!$B$7:$B$116,0),MATCH('Review Inputs'!K$9,'Data Input Sheet'!$B$6:$S$6,0))))","v":""},{"$f":"IF(OFFSET(INDIRECT($C108),0,3)=0,\"\",IF(INDEX('Data Input Sheet'!$B$7:$S$116,MATCH('Review Inputs'!$C108,'Data Input Sheet'!$B$7:$B$116,0),MATCH('Review Inputs'!L$9,'Data Input Sheet'!$B$6:$S$6,0))=\"\",\"\",INDEX('Data Input Sheet'!$B$7:$S$116,MATCH('Review Inputs'!$C108,'Data Input Sheet'!$B$7:$B$116,0),MATCH('Review Inputs'!L$9,'Data Input Sheet'!$B$6:$S$6,0))))","v":""},{"$f":"IF(OFFSET(INDIRECT($C108),0,3)=0,\"\",IF(INDEX('Data Input Sheet'!$B$7:$S$116,MATCH('Review Inputs'!$C108,'Data Input Sheet'!$B$7:$B$116,0),MATCH('Review Inputs'!M$9,'Data Input Sheet'!$B$6:$S$6,0))=\"\",\"\",INDEX('Data Input Sheet'!$B$7:$S$116,MATCH('Review Inputs'!$C108,'Data Input Sheet'!$B$7:$B$116,0),MATCH('Review Inputs'!M$9,'Data Input Sheet'!$B$6:$S$6,0))))","v":""},{"$f":"IF(OFFSET(INDIRECT($C108),0,3)=0,\"\",IF(INDEX('Data Input Sheet'!$B$7:$S$116,MATCH('Review Inputs'!$C108,'Data Input Sheet'!$B$7:$B$116,0),MATCH('Review Inputs'!N$9,'Data Input Sheet'!$B$6:$S$6,0))=\"\",\"\",INDEX('Data Input Sheet'!$B$7:$S$116,MATCH('Review Inputs'!$C108,'Data Input Sheet'!$B$7:$B$116,0),MATCH('Review Inputs'!N$9,'Data Input Sheet'!$B$6:$S$6,0))))","v":""},{"$f":"IF(OFFSET(INDIRECT($C108),0,3)=0,\"\",IF(INDEX('Data Input Sheet'!$B$7:$S$116,MATCH('Review Inputs'!$C108,'Data Input Sheet'!$B$7:$B$116,0),MATCH('Review Inputs'!O$9,'Data Input Sheet'!$B$6:$S$6,0))=\"\",\"\",INDEX('Data Input Sheet'!$B$7:$S$116,MATCH('Review Inputs'!$C108,'Data Input Sheet'!$B$7:$B$116,0),MATCH('Review Inputs'!O$9,'Data Input Sheet'!$B$6:$S$6,0))))","v":""},{"$f":"IF(OFFSET(INDIRECT($C108),0,3)=0,\"\",IF(INDEX('Data Input Sheet'!$B$7:$S$116,MATCH('Review Inputs'!$C108,'Data Input Sheet'!$B$7:$B$116,0),MATCH('Review Inputs'!P$9,'Data Input Sheet'!$B$6:$S$6,0))=\"\",\"\",INDEX('Data Input Sheet'!$B$7:$S$116,MATCH('Review Inputs'!$C108,'Data Input Sheet'!$B$7:$B$116,0),MATCH('Review Inputs'!P$9,'Data Input Sheet'!$B$6:$S$6,0))))","v":""},{"$f":"IF(OFFSET(INDIRECT($C108),0,3)=0,\"\",IF(INDEX('Data Input Sheet'!$B$7:$S$116,MATCH('Review Inputs'!$C108,'Data Input Sheet'!$B$7:$B$116,0),MATCH('Review Inputs'!Q$9,'Data Input Sheet'!$B$6:$S$6,0))=\"\",\"\",INDEX('Data Input Sheet'!$B$7:$S$116,MATCH('Review Inputs'!$C108,'Data Input Sheet'!$B$7:$B$116,0),MATCH('Review Inputs'!Q$9,'Data Input Sheet'!$B$6:$S$6,0))))","v":""},null,null,null,"YES",null,null,"NO"]
[null,"p_input72","input72","NO","","Sox Emissions per Gallon of Gas","tons/gallon",{"$f":"IF(OFFSET(INDIRECT($C109),0,3)=0,\"\",IF(INDEX('Data Input Sheet'!$B$7:$S$116,MATCH('Review Inputs'!$C109,'Data Input Sheet'!$B$7:$B$116,0),MATCH('Review Inputs'!H$9,'Data Input Sheet'!$B$6:$S$6,0))=\"\",\"\",INDEX('Data Input Sheet'!$B$7:$S$116,MATCH('Review Inputs'!$C109,'Data Input Sheet'!$B$7:$B$116,0),MATCH('Review Inputs'!H$9,'Data Input Sheet'!$B$6:$S$6,0))))","v":""},{"$f":"IF(OFFSET(INDIRECT($C109),0,3)=0,\"\",IF(INDEX('Data Input Sheet'!$B$7:$S$116,MATCH('Review Inputs'!$C109,'Data Input Sheet'!$B$7:$B$116,0),MATCH('Review Inputs'!I$9,'Data Input Sheet'!$B$6:$S$6,0))=\"\",\"\",INDEX('Data Input Sheet'!$B$7:$S$116,MATCH('Review Inputs'!$C109,'Data Input Sheet'!$B$7:$B$116,0),MATCH('Review Inputs'!I$9,'Data Input Sheet'!$B$6:$S$6,0))))","v":""},{"$f":"IF(OFFSET(INDIRECT($C109),0,3)=0,\"\",IF(INDEX('Data Input Sheet'!$B$7:$S$116,MATCH('Review Inputs'!$C109,'Data Input Sheet'!$B$7:$B$116,0),MATCH('Review Inputs'!J$9,'Data Input Sheet'!$B$6:$S$6,0))=\"\",\"\",INDEX('Data Input Sheet'!$B$7:$S$116,MATCH('Review Inputs'!$C109,'Data Input Sheet'!$B$7:$B$116,0),MATCH('Review Inputs'!J$9,'Data Input Sheet'!$B$6:$S$6,0))))","v":""},{"$f":"IF(OFFSET(INDIRECT($C109),0,3)=0,\"\",IF(INDEX('Data Input Sheet'!$B$7:$S$116,MATCH('Review Inputs'!$C109,'Data Input Sheet'!$B$7:$B$116,0),MATCH('Review Inputs'!K$9,'Data Input Sheet'!$B$6:$S$6,0))=\"\",\"\",INDEX('Data Input Sheet'!$B$7:$S$116,MATCH('Review Inputs'!$C109,'Data Input Sheet'!$B$7:$B$116,0),MATCH('Review Inputs'!K$9,'Data Input Sheet'!$B$6:$S$6,0))))","v":""},{"$f":"IF(OFFSET(INDIRECT($C109),0,3)=0,\"\",IF(INDEX('Data Input Sheet'!$B$7:$S$116,MATCH('Review Inputs'!$C109,'Data Input Sheet'!$B$7:$B$116,0),MATCH('Review Inputs'!L$9,'Data Input Sheet'!$B$6:$S$6,0))=\"\",\"\",INDEX('Data Input Sheet'!$B$7:$S$116,MATCH('Review Inputs'!$C109,'Data Input Sheet'!$B$7:$B$116,0),MATCH('Review Inputs'!L$9,'Data Input Sheet'!$B$6:$S$6,0))))","v":""},{"$f":"IF(OFFSET(INDIRECT($C109),0,3)=0,\"\",IF(INDEX('Data Input Sheet'!$B$7:$S$116,MATCH('Review Inputs'!$C109,'Data Input Sheet'!$B$7:$B$116,0),MATCH('Review Inputs'!M$9,'Data Input Sheet'!$B$6:$S$6,0))=\"\",\"\",INDEX('Data Input Sheet'!$B$7:$S$116,MATCH('Review Inputs'!$C109,'Data Input Sheet'!$B$7:$B$116,0),MATCH('Review Inputs'!M$9,'Data Input Sheet'!$B$6:$S$6,0))))","v":""},{"$f":"IF(OFFSET(INDIRECT($C109),0,3)=0,\"\",IF(INDEX('Data Input Sheet'!$B$7:$S$116,MATCH('Review Inputs'!$C109,'Data Input Sheet'!$B$7:$B$116,0),MATCH('Review Inputs'!N$9,'Data Input Sheet'!$B$6:$S$6,0))=\"\",\"\",INDEX('Data Input Sheet'!$B$7:$S$116,MATCH('Review Inputs'!$C109,'Data Input Sheet'!$B$7:$B$116,0),MATCH('Review Inputs'!N$9,'Data Input Sheet'!$B$6:$S$6,0))))","v":""},{"$f":"IF(OFFSET(INDIRECT($C109),0,3)=0,\"\",IF(INDEX('Data Input Sheet'!$B$7:$S$116,MATCH('Review Inputs'!$C109,'Data Input Sheet'!$B$7:$B$116,0),MATCH('Review Inputs'!O$9,'Data Input Sheet'!$B$6:$S$6,0))=\"\",\"\",INDEX('Data Input Sheet'!$B$7:$S$116,MATCH('Review Inputs'!$C109,'Data Input Sheet'!$B$7:$B$116,0),MATCH('Review Inputs'!O$9,'Data Input Sheet'!$B$6:$S$6,0))))","v":""},{"$f":"IF(OFFSET(INDIRECT($C109),0,3)=0,\"\",IF(INDEX('Data Input Sheet'!$B$7:$S$116,MATCH('Review Inputs'!$C109,'Data Input Sheet'!$B$7:$B$116,0),MATCH('Review Inputs'!P$9,'Data Input Sheet'!$B$6:$S$6,0))=\"\",\"\",INDEX('Data Input Sheet'!$B$7:$S$116,MATCH('Review Inputs'!$C109,'Data Input Sheet'!$B$7:$B$116,0),MATCH('Review Inputs'!P$9,'Data Input Sheet'!$B$6:$S$6,0))))","v":""},{"$f":"IF(OFFSET(INDIRECT($C109),0,3)=0,\"\",IF(INDEX('Data Input Sheet'!$B$7:$S$116,MATCH('Review Inputs'!$C109,'Data Input Sheet'!$B$7:$B$116,0),MATCH('Review Inputs'!Q$9,'Data Input Sheet'!$B$6:$S$6,0))=\"\",\"\",INDEX('Data Input Sheet'!$B$7:$S$116,MATCH('Review Inputs'!$C109,'Data Input Sheet'!$B$7:$B$116,0),MATCH('Review Inputs'!Q$9,'Data Input Sheet'!$B$6:$S$6,0))))","v":""},null,null,null,"YES",null,null,"NO"]
[null,"p_input73","input73","NO","","NOx Emissions per Gallon of Gas","tons/gallon",{"$f":"IF(OFFSET(INDIRECT($C110),0,3)=0,\"\",IF(INDEX('Data Input Sheet'!$B$7:$S$116,MATCH('Review Inputs'!$C110,'Data Input Sheet'!$B$7:$B$116,0),MATCH('Review Inputs'!H$9,'Data Input Sheet'!$B$6:$S$6,0))=\"\",\"\",INDEX('Data Input Sheet'!$B$7:$S$116,MATCH('Review Inputs'!$C110,'Data Input Sheet'!$B$7:$B$116,0),MATCH('Review Inputs'!H$9,'Data Input Sheet'!$B$6:$S$6,0))))","v":""},{"$f":"IF(OFFSET(INDIRECT($C110),0,3)=0,\"\",IF(INDEX('Data Input Sheet'!$B$7:$S$116,MATCH('Review Inputs'!$C110,'Data Input Sheet'!$B$7:$B$116,0),MATCH('Review Inputs'!I$9,'Data Input Sheet'!$B$6:$S$6,0))=\"\",\"\",INDEX('Data Input Sheet'!$B$7:$S$116,MATCH('Review Inputs'!$C110,'Data Input Sheet'!$B$7:$B$116,0),MATCH('Review Inputs'!I$9,'Data Input Sheet'!$B$6:$S$6,0))))","v":""},{"$f":"IF(OFFSET(INDIRECT($C110),0,3)=0,\"\",IF(INDEX('Data Input Sheet'!$B$7:$S$116,MATCH('Review Inputs'!$C110,'Data Input Sheet'!$B$7:$B$116,0),MATCH('Review Inputs'!J$9,'Data Input Sheet'!$B$6:$S$6,0))=\"\",\"\",INDEX('Data Input Sheet'!$B$7:$S$116,MATCH('Review Inputs'!$C110,'Data Input Sheet'!$B$7:$B$116,0),MATCH('Review Inputs'!J$9,'Data Input Sheet'!$B$6:$S$6,0))))","v":""},{"$f":"IF(OFFSET(INDIRECT($C110),0,3)=0,\"\",IF(INDEX('Data Input Sheet'!$B$7:$S$116,MATCH('Review Inputs'!$C110,'Data Input Sheet'!$B$7:$B$116,0),MATCH('Review Inputs'!K$9,'Data Input Sheet'!$B$6:$S$6,0))=\"\",\"\",INDEX('Data Input Sheet'!$B$7:$S$116,MATCH('Review Inputs'!$C110,'Data Input Sheet'!$B$7:$B$116,0),MATCH('Review Inputs'!K$9,'Data Input Sheet'!$B$6:$S$6,0))))","v":""},{"$f":"IF(OFFSET(INDIRECT($C110),0,3)=0,\"\",IF(INDEX('Data Input Sheet'!$B$7:$S$116,MATCH('Review Inputs'!$C110,'Data Input Sheet'!$B$7:$B$116,0),MATCH('Review Inputs'!L$9,'Data Input Sheet'!$B$6:$S$6,0))=\"\",\"\",INDEX('Data Input Sheet'!$B$7:$S$116,MATCH('Review Inputs'!$C110,'Data Input Sheet'!$B$7:$B$116,0),MATCH('Review Inputs'!L$9,'Data Input Sheet'!$B$6:$S$6,0))))","v":""},{"$f":"IF(OFFSET(INDIRECT($C110),0,3)=0,\"\",IF(INDEX('Data Input Sheet'!$B$7:$S$116,MATCH('Review Inputs'!$C110,'Data Input Sheet'!$B$7:$B$116,0),MATCH('Review Inputs'!M$9,'Data Input Sheet'!$B$6:$S$6,0))=\"\",\"\",INDEX('Data Input Sheet'!$B$7:$S$116,MATCH('Review Inputs'!$C110,'Data Input Sheet'!$B$7:$B$116,0),MATCH('Review Inputs'!M$9,'Data Input Sheet'!$B$6:$S$6,0))))","v":""},{"$f":"IF(OFFSET(INDIRECT($C110),0,3)=0,\"\",IF(INDEX('Data Input Sheet'!$B$7:$S$116,MATCH('Review Inputs'!$C110,'Data Input Sheet'!$B$7:$B$116,0),MATCH('Review Inputs'!N$9,'Data Input Sheet'!$B$6:$S$6,0))=\"\",\"\",INDEX('Data Input Sheet'!$B$7:$S$116,MATCH('Review Inputs'!$C110,'Data Input Sheet'!$B$7:$B$116,0),MATCH('Review Inputs'!N$9,'Data Input Sheet'!$B$6:$S$6,0))))","v":""},{"$f":"IF(OFFSET(INDIRECT($C110),0,3)=0,\"\",IF(INDEX('Data Input Sheet'!$B$7:$S$116,MATCH('Review Inputs'!$C110,'Data Input Sheet'!$B$7:$B$116,0),MATCH('Review Inputs'!O$9,'Data Input Sheet'!$B$6:$S$6,0))=\"\",\"\",INDEX('Data Input Sheet'!$B$7:$S$116,MATCH('Review Inputs'!$C110,'Data Input Sheet'!$B$7:$B$116,0),MATCH('Review Inputs'!O$9,'Data Input Sheet'!$B$6:$S$6,0))))","v":""},{"$f":"IF(OFFSET(INDIRECT($C110),0,3)=0,\"\",IF(INDEX('Data Input Sheet'!$B$7:$S$116,MATCH('Review Inputs'!$C110,'Data Input Sheet'!$B$7:$B$116,0),MATCH('Review Inputs'!P$9,'Data Input Sheet'!$B$6:$S$6,0))=\"\",\"\",INDEX('Data Input Sheet'!$B$7:$S$116,MATCH('Review Inputs'!$C110,'Data Input Sheet'!$B$7:$B$116,0),MATCH('Review Inputs'!P$9,'Data Input Sheet'!$B$6:$S$6,0))))","v":""},{"$f":"IF(OFFSET(INDIRECT($C110),0,3)=0,\"\",IF(INDEX('Data Input Sheet'!$B$7:$S$116,MATCH('Review Inputs'!$C110,'Data Input Sheet'!$B$7:$B$116,0),MATCH('Review Inputs'!Q$9,'Data Input Sheet'!$B$6:$S$6,0))=\"\",\"\",INDEX('Data Input Sheet'!$B$7:$S$116,MATCH('Review Inputs'!$C110,'Data Input Sheet'!$B$7:$B$116,0),MATCH('Review Inputs'!Q$9,'Data Input Sheet'!$B$6:$S$6,0))))","v":""},null,null,null,"YES",null,null,"NO"]
[null,"p_input74","input74","NO","","PM-2.5 per Gallon of Gas","tons/gallon",{"$f":"IF(OFFSET(INDIRECT($C111),0,3)=0,\"\",IF(INDEX('Data Input Sheet'!$B$7:$S$116,MATCH('Review Inputs'!$C111,'Data Input Sheet'!$B$7:$B$116,0),MATCH('Review Inputs'!H$9,'Data Input Sheet'!$B$6:$S$6,0))=\"\",\"\",INDEX('Data Input Sheet'!$B$7:$S$116,MATCH('Review Inputs'!$C111,'Data Input Sheet'!$B$7:$B$116,0),MATCH('Review Inputs'!H$9,'Data Input Sheet'!$B$6:$S$6,0))))","v":""},{"$f":"IF(OFFSET(INDIRECT($C111),0,3)=0,\"\",IF(INDEX('Data Input Sheet'!$B$7:$S$116,MATCH('Review Inputs'!$C111,'Data Input Sheet'!$B$7:$B$116,0),MATCH('Review Inputs'!I$9,'Data Input Sheet'!$B$6:$S$6,0))=\"\",\"\",INDEX('Data Input Sheet'!$B$7:$S$116,MATCH('Review Inputs'!$C111,'Data Input Sheet'!$B$7:$B$116,0),MATCH('Review Inputs'!I$9,'Data Input Sheet'!$B$6:$S$6,0))))","v":""},{"$f":"IF(OFFSET(INDIRECT($C111),0,3)=0,\"\",IF(INDEX('Data Input Sheet'!$B$7:$S$116,MATCH('Review Inputs'!$C111,'Data Input Sheet'!$B$7:$B$116,0),MATCH('Review Inputs'!J$9,'Data Input Sheet'!$B$6:$S$6,0))=\"\",\"\",INDEX('Data Input Sheet'!$B$7:$S$116,MATCH('Review Inputs'!$C111,'Data Input Sheet'!$B$7:$B$116,0),MATCH('Review Inputs'!J$9,'Data Input Sheet'!$B$6:$S$6,0))))","v":""},{"$f":"IF(OFFSET(INDIRECT($C111),0,3)=0,\"\",IF(INDEX('Data Input Sheet'!$B$7:$S$116,MATCH('Review Inputs'!$C111,'Data Input Sheet'!$B$7:$B$116,0),MATCH('Review Inputs'!K$9,'Data Input Sheet'!$B$6:$S$6,0))=\"\",\"\",INDEX('Data Input Sheet'!$B$7:$S$116,MATCH('Review Inputs'!$C111,'Data Input Sheet'!$B$7:$B$116,0),MATCH('Review Inputs'!K$9,'Data Input Sheet'!$B$6:$S$6,0))))","v":""},{"$f":"IF(OFFSET(INDIRECT($C111),0,3)=0,\"\",IF(INDEX('Data Input Sheet'!$B$7:$S$116,MATCH('Review Inputs'!$C111,'Data Input Sheet'!$B$7:$B$116,0),MATCH('Review Inputs'!L$9,'Data Input Sheet'!$B$6:$S$6,0))=\"\",\"\",INDEX('Data Input Sheet'!$B$7:$S$116,MATCH('Review Inputs'!$C111,'Data Input Sheet'!$B$7:$B$116,0),MATCH('Review Inputs'!L$9,'Data Input Sheet'!$B$6:$S$6,0))))","v":""},{"$f":"IF(OFFSET(INDIRECT($C111),0,3)=0,\"\",IF(INDEX('Data Input Sheet'!$B$7:$S$116,MATCH('Review Inputs'!$C111,'Data Input Sheet'!$B$7:$B$116,0),MATCH('Review Inputs'!M$9,'Data Input Sheet'!$B$6:$S$6,0))=\"\",\"\",INDEX('Data Input Sheet'!$B$7:$S$116,MATCH('Review Inputs'!$C111,'Data Input Sheet'!$B$7:$B$116,0),MATCH('Review Inputs'!M$9,'Data Input Sheet'!$B$6:$S$6,0))))","v":""},{"$f":"IF(OFFSET(INDIRECT($C111),0,3)=0,\"\",IF(INDEX('Data Input Sheet'!$B$7:$S$116,MATCH('Review Inputs'!$C111,'Data Input Sheet'!$B$7:$B$116,0),MATCH('Review Inputs'!N$9,'Data Input Sheet'!$B$6:$S$6,0))=\"\",\"\",INDEX('Data Input Sheet'!$B$7:$S$116,MATCH('Review Inputs'!$C111,'Data Input Sheet'!$B$7:$B$116,0),MATCH('Review Inputs'!N$9,'Data Input Sheet'!$B$6:$S$6,0))))","v":""},{"$f":"IF(OFFSET(INDIRECT($C111),0,3)=0,\"\",IF(INDEX('Data Input Sheet'!$B$7:$S$116,MATCH('Review Inputs'!$C111,'Data Input Sheet'!$B$7:$B$116,0),MATCH('Review Inputs'!O$9,'Data Input Sheet'!$B$6:$S$6,0))=\"\",\"\",INDEX('Data Input Sheet'!$B$7:$S$116,MATCH('Review Inputs'!$C111,'Data Input Sheet'!$B$7:$B$116,0),MATCH('Review Inputs'!O$9,'Data Input Sheet'!$B$6:$S$6,0))))","v":""},{"$f":"IF(OFFSET(INDIRECT($C111),0,3)=0,\"\",IF(INDEX('Data Input Sheet'!$B$7:$S$116,MATCH('Review Inputs'!$C111,'Data Input Sheet'!$B$7:$B$116,0),MATCH('Review Inputs'!P$9,'Data Input Sheet'!$B$6:$S$6,0))=\"\",\"\",INDEX('Data Input Sheet'!$B$7:$S$116,MATCH('Review Inputs'!$C111,'Data Input Sheet'!$B$7:$B$116,0),MATCH('Review Inputs'!P$9,'Data Input Sheet'!$B$6:$S$6,0))))","v":""},{"$f":"IF(OFFSET(INDIRECT($C111),0,3)=0,\"\",IF(INDEX('Data Input Sheet'!$B$7:$S$116,MATCH('Review Inputs'!$C111,'Data Input Sheet'!$B$7:$B$116,0),MATCH('Review Inputs'!Q$9,'Data Input Sheet'!$B$6:$S$6,0))=\"\",\"\",INDEX('Data Input Sheet'!$B$7:$S$116,MATCH('Review Inputs'!$C111,'Data Input Sheet'!$B$7:$B$116,0),MATCH('Review Inputs'!Q$9,'Data Input Sheet'!$B$6:$S$6,0))))","v":""},null,null,null,"YES",null,null,"NO"]
[null,"p_input78","input78","NO","","SOx Emissions","tons",{"$f":"IF(OFFSET(INDIRECT($C112),0,3)=0,\"\",IF(INDEX('Data Input Sheet'!$B$7:$S$116,MATCH('Review Inputs'!$C112,'Data Input Sheet'!$B$7:$B$116,0),MATCH('Review Inputs'!H$9,'Data Input Sheet'!$B$6:$S$6,0))=\"\",\"\",INDEX('Data Input Sheet'!$B$7:$S$116,MATCH('Review Inputs'!$C112,'Data Input Sheet'!$B$7:$B$116,0),MATCH('Review Inputs'!H$9,'Data Input Sheet'!$B$6:$S$6,0))))","v":""},{"$f":"IF(OFFSET(INDIRECT($C112),0,3)=0,\"\",IF(INDEX('Data Input Sheet'!$B$7:$S$116,MATCH('Review Inputs'!$C112,'Data Input Sheet'!$B$7:$B$116,0),MATCH('Review Inputs'!I$9,'Data Input Sheet'!$B$6:$S$6,0))=\"\",\"\",INDEX('Data Input Sheet'!$B$7:$S$116,MATCH('Review Inputs'!$C112,'Data Input Sheet'!$B$7:$B$116,0),MATCH('Review Inputs'!I$9,'Data Input Sheet'!$B$6:$S$6,0))))","v":""},{"$f":"IF(OFFSET(INDIRECT($C112),0,3)=0,\"\",IF(INDEX('Data Input Sheet'!$B$7:$S$116,MATCH('Review Inputs'!$C112,'Data Input Sheet'!$B$7:$B$116,0),MATCH('Review Inputs'!J$9,'Data Input Sheet'!$B$6:$S$6,0))=\"\",\"\",INDEX('Data Input Sheet'!$B$7:$S$116,MATCH('Review Inputs'!$C112,'Data Input Sheet'!$B$7:$B$116,0),MATCH('Review Inputs'!J$9,'Data Input Sheet'!$B$6:$S$6,0))))","v":""},{"$f":"IF(OFFSET(INDIRECT($C112),0,3)=0,\"\",IF(INDEX('Data Input Sheet'!$B$7:$S$116,MATCH('Review Inputs'!$C112,'Data Input Sheet'!$B$7:$B$116,0),MATCH('Review Inputs'!K$9,'Data Input Sheet'!$B$6:$S$6,0))=\"\",\"\",INDEX('Data Input Sheet'!$B$7:$S$116,MATCH('Review Inputs'!$C112,'Data Input Sheet'!$B$7:$B$116,0),MATCH('Review Inputs'!K$9,'Data Input Sheet'!$B$6:$S$6,0))))","v":""},{"$f":"IF(OFFSET(INDIRECT($C112),0,3)=0,\"\",IF(INDEX('Data Input Sheet'!$B$7:$S$116,MATCH('Review Inputs'!$C112,'Data Input Sheet'!$B$7:$B$116,0),MATCH('Review Inputs'!L$9,'Data Input Sheet'!$B$6:$S$6,0))=\"\",\"\",INDEX('Data Input Sheet'!$B$7:$S$116,MATCH('Review Inputs'!$C112,'Data Input Sheet'!$B$7:$B$116,0),MATCH('Review Inputs'!L$9,'Data Input Sheet'!$B$6:$S$6,0))))","v":""},{"$f":"IF(OFFSET(INDIRECT($C112),0,3)=0,\"\",IF(INDEX('Data Input Sheet'!$B$7:$S$116,MATCH('Review Inputs'!$C112,'Data Input Sheet'!$B$7:$B$116,0),MATCH('Review Inputs'!M$9,'Data Input Sheet'!$B$6:$S$6,0))=\"\",\"\",INDEX('Data Input Sheet'!$B$7:$S$116,MATCH('Review Inputs'!$C112,'Data Input Sheet'!$B$7:$B$116,0),MATCH('Review Inputs'!M$9,'Data Input Sheet'!$B$6:$S$6,0))))","v":""},{"$f":"IF(OFFSET(INDIRECT($C112),0,3)=0,\"\",IF(INDEX('Data Input Sheet'!$B$7:$S$116,MATCH('Review Inputs'!$C112,'Data Input Sheet'!$B$7:$B$116,0),MATCH('Review Inputs'!N$9,'Data Input Sheet'!$B$6:$S$6,0))=\"\",\"\",INDEX('Data Input Sheet'!$B$7:$S$116,MATCH('Review Inputs'!$C112,'Data Input Sheet'!$B$7:$B$116,0),MATCH('Review Inputs'!N$9,'Data Input Sheet'!$B$6:$S$6,0))))","v":""},{"$f":"IF(OFFSET(INDIRECT($C112),0,3)=0,\"\",IF(INDEX('Data Input Sheet'!$B$7:$S$116,MATCH('Review Inputs'!$C112,'Data Input Sheet'!$B$7:$B$116,0),MATCH('Review Inputs'!O$9,'Data Input Sheet'!$B$6:$S$6,0))=\"\",\"\",INDEX('Data Input Sheet'!$B$7:$S$116,MATCH('Review Inputs'!$C112,'Data Input Sheet'!$B$7:$B$116,0),MATCH('Review Inputs'!O$9,'Data Input Sheet'!$B$6:$S$6,0))))","v":""},{"$f":"IF(OFFSET(INDIRECT($C112),0,3)=0,\"\",IF(INDEX('Data Input Sheet'!$B$7:$S$116,MATCH('Review Inputs'!$C112,'Data Input Sheet'!$B$7:$B$116,0),MATCH('Review Inputs'!P$9,'Data Input Sheet'!$B$6:$S$6,0))=\"\",\"\",INDEX('Data Input Sheet'!$B$7:$S$116,MATCH('Review Inputs'!$C112,'Data Input Sheet'!$B$7:$B$116,0),MATCH('Review Inputs'!P$9,'Data Input Sheet'!$B$6:$S$6,0))))","v":""},{"$f":"IF(OFFSET(INDIRECT($C112),0,3)=0,\"\",IF(INDEX('Data Input Sheet'!$B$7:$S$116,MATCH('Review Inputs'!$C112,'Data Input Sheet'!$B$7:$B$116,0),MATCH('Review Inputs'!Q$9,'Data Input Sheet'!$B$6:$S$6,0))=\"\",\"\",INDEX('Data Input Sheet'!$B$7:$S$116,MATCH('Review Inputs'!$C112,'Data Input Sheet'!$B$7:$B$116,0),MATCH('Review Inputs'!Q$9,'Data Input Sheet'!$B$6:$S$6,0))))","v":""},null,null,null,"NO",null,null,"NO"]
[null,"p_input79","input79","NO","",{"$f":"INDIRECT(C113)","v":"NOx Emissions"},"tons",{"$f":"IF(OFFSET(INDIRECT($C113),0,3)=0,\"\",IF(INDEX('Data Input Sheet'!$B$7:$S$116,MATCH('Review Inputs'!$C113,'Data Input Sheet'!$B$7:$B$116,0),MATCH('Review Inputs'!H$9,'Data Input Sheet'!$B$6:$S$6,0))=\"\",\"\",INDEX('Data Input Sheet'!$B$7:$S$116,MATCH('Review Inputs'!$C113,'Data Input Sheet'!$B$7:$B$116,0),MATCH('Review Inputs'!H$9,'Data Input Sheet'!$B$6:$S$6,0))))","v":""},{"$f":"IF(OFFSET(INDIRECT($C113),0,3)=0,\"\",IF(INDEX('Data Input Sheet'!$B$7:$S$116,MATCH('Review Inputs'!$C113,'Data Input Sheet'!$B$7:$B$116,0),MATCH('Review Inputs'!I$9,'Data Input Sheet'!$B$6:$S$6,0))=\"\",\"\",INDEX('Data Input Sheet'!$B$7:$S$116,MATCH('Review Inputs'!$C113,'Data Input Sheet'!$B$7:$B$116,0),MATCH('Review Inputs'!I$9,'Data Input Sheet'!$B$6:$S$6,0))))","v":""},{"$f":"IF(OFFSET(INDIRECT($C113),0,3)=0,\"\",IF(INDEX('Data Input Sheet'!$B$7:$S$116,MATCH('Review Inputs'!$C113,'Data Input Sheet'!$B$7:$B$116,0),MATCH('Review Inputs'!J$9,'Data Input Sheet'!$B$6:$S$6,0))=\"\",\"\",INDEX('Data Input Sheet'!$B$7:$S$116,MATCH('Review Inputs'!$C113,'Data Input Sheet'!$B$7:$B$116,0),MATCH('Review Inputs'!J$9,'Data Input Sheet'!$B$6:$S$6,0))))","v":""},{"$f":"IF(OFFSET(INDIRECT($C113),0,3)=0,\"\",IF(INDEX('Data Input Sheet'!$B$7:$S$116,MATCH('Review Inputs'!$C113,'Data Input Sheet'!$B$7:$B$116,0),MATCH('Review Inputs'!K$9,'Data Input Sheet'!$B$6:$S$6,0))=\"\",\"\",INDEX('Data Input Sheet'!$B$7:$S$116,MATCH('Review Inputs'!$C113,'Data Input Sheet'!$B$7:$B$116,0),MATCH('Review Inputs'!K$9,'Data Input Sheet'!$B$6:$S$6,0))))","v":""},{"$f":"IF(OFFSET(INDIRECT($C113),0,3)=0,\"\",IF(INDEX('Data Input Sheet'!$B$7:$S$116,MATCH('Review Inputs'!$C113,'Data Input Sheet'!$B$7:$B$116,0),MATCH('Review Inputs'!L$9,'Data Input Sheet'!$B$6:$S$6,0))=\"\",\"\",INDEX('Data Input Sheet'!$B$7:$S$116,MATCH('Review Inputs'!$C113,'Data Input Sheet'!$B$7:$B$116,0),MATCH('Review Inputs'!L$9,'Data Input Sheet'!$B$6:$S$6,0))))","v":""},{"$f":"IF(OFFSET(INDIRECT($C113),0,3)=0,\"\",IF(INDEX('Data Input Sheet'!$B$7:$S$116,MATCH('Review Inputs'!$C113,'Data Input Sheet'!$B$7:$B$116,0),MATCH('Review Inputs'!M$9,'Data Input Sheet'!$B$6:$S$6,0))=\"\",\"\",INDEX('Data Input Sheet'!$B$7:$S$116,MATCH('Review Inputs'!$C113,'Data Input Sheet'!$B$7:$B$116,0),MATCH('Review Inputs'!M$9,'Data Input Sheet'!$B$6:$S$6,0))))","v":""},{"$f":"IF(OFFSET(INDIRECT($C113),0,3)=0,\"\",IF(INDEX('Data Input Sheet'!$B$7:$S$116,MATCH('Review Inputs'!$C113,'Data Input Sheet'!$B$7:$B$116,0),MATCH('Review Inputs'!N$9,'Data Input Sheet'!$B$6:$S$6,0))=\"\",\"\",INDEX('Data Input Sheet'!$B$7:$S$116,MATCH('Review Inputs'!$C113,'Data Input Sheet'!$B$7:$B$116,0),MATCH('Review Inputs'!N$9,'Data Input Sheet'!$B$6:$S$6,0))))","v":""},{"$f":"IF(OFFSET(INDIRECT($C113),0,3)=0,\"\",IF(INDEX('Data Input Sheet'!$B$7:$S$116,MATCH('Review Inputs'!$C113,'Data Input Sheet'!$B$7:$B$116,0),MATCH('Review Inputs'!O$9,'Data Input Sheet'!$B$6:$S$6,0))=\"\",\"\",INDEX('Data Input Sheet'!$B$7:$S$116,MATCH('Review Inputs'!$C113,'Data Input Sheet'!$B$7:$B$116,0),MATCH('Review Inputs'!O$9,'Data Input Sheet'!$B$6:$S$6,0))))","v":""},{"$f":"IF(OFFSET(INDIRECT($C113),0,3)=0,\"\",IF(INDEX('Data Input Sheet'!$B$7:$S$116,MATCH('Review Inputs'!$C113,'Data Input Sheet'!$B$7:$B$116,0),MATCH('Review Inputs'!P$9,'Data Input Sheet'!$B$6:$S$6,0))=\"\",\"\",INDEX('Data Input Sheet'!$B$7:$S$116,MATCH('Review Inputs'!$C113,'Data Input Sheet'!$B$7:$B$116,0),MATCH('Review Inputs'!P$9,'Data Input Sheet'!$B$6:$S$6,0))))","v":""},{"$f":"IF(OFFSET(INDIRECT($C113),0,3)=0,\"\",IF(INDEX('Data Input Sheet'!$B$7:$S$116,MATCH('Review Inputs'!$C113,'Data Input Sheet'!$B$7:$B$116,0),MATCH('Review Inputs'!Q$9,'Data Input Sheet'!$B$6:$S$6,0))=\"\",\"\",INDEX('Data Input Sheet'!$B$7:$S$116,MATCH('Review Inputs'!$C113,'Data Input Sheet'!$B$7:$B$116,0),MATCH('Review Inputs'!Q$9,'Data Input Sheet'!$B$6:$S$6,0))))","v":""},null,null,null,"NO",null,null,"NO"]
[null,"p_input80","input80","NO","","PM-2.5 Emissions","tons",{"$f":"IF(OFFSET(INDIRECT($C114),0,3)=0,\"\",IF(INDEX('Data Input Sheet'!$B$7:$S$116,MATCH('Review Inputs'!$C114,'Data Input Sheet'!$B$7:$B$116,0),MATCH('Review Inputs'!H$9,'Data Input Sheet'!$B$6:$S$6,0))=\"\",\"\",INDEX('Data Input Sheet'!$B$7:$S$116,MATCH('Review Inputs'!$C114,'Data Input Sheet'!$B$7:$B$116,0),MATCH('Review Inputs'!H$9,'Data Input Sheet'!$B$6:$S$6,0))))","v":""},{"$f":"IF(OFFSET(INDIRECT($C114),0,3)=0,\"\",IF(INDEX('Data Input Sheet'!$B$7:$S$116,MATCH('Review Inputs'!$C114,'Data Input Sheet'!$B$7:$B$116,0),MATCH('Review Inputs'!I$9,'Data Input Sheet'!$B$6:$S$6,0))=\"\",\"\",INDEX('Data Input Sheet'!$B$7:$S$116,MATCH('Review Inputs'!$C114,'Data Input Sheet'!$B$7:$B$116,0),MATCH('Review Inputs'!I$9,'Data Input Sheet'!$B$6:$S$6,0))))","v":""},{"$f":"IF(OFFSET(INDIRECT($C114),0,3)=0,\"\",IF(INDEX('Data Input Sheet'!$B$7:$S$116,MATCH('Review Inputs'!$C114,'Data Input Sheet'!$B$7:$B$116,0),MATCH('Review Inputs'!J$9,'Data Input Sheet'!$B$6:$S$6,0))=\"\",\"\",INDEX('Data Input Sheet'!$B$7:$S$116,MATCH('Review Inputs'!$C114,'Data Input Sheet'!$B$7:$B$116,0),MATCH('Review Inputs'!J$9,'Data Input Sheet'!$B$6:$S$6,0))))","v":""},{"$f":"IF(OFFSET(INDIRECT($C114),0,3)=0,\"\",IF(INDEX('Data Input Sheet'!$B$7:$S$116,MATCH('Review Inputs'!$C114,'Data Input Sheet'!$B$7:$B$116,0),MATCH('Review Inputs'!K$9,'Data Input Sheet'!$B$6:$S$6,0))=\"\",\"\",INDEX('Data Input Sheet'!$B$7:$S$116,MATCH('Review Inputs'!$C114,'Data Input Sheet'!$B$7:$B$116,0),MATCH('Review Inputs'!K$9,'Data Input Sheet'!$B$6:$S$6,0))))","v":""},{"$f":"IF(OFFSET(INDIRECT($C114),0,3)=0,\"\",IF(INDEX('Data Input Sheet'!$B$7:$S$116,MATCH('Review Inputs'!$C114,'Data Input Sheet'!$B$7:$B$116,0),MATCH('Review Inputs'!L$9,'Data Input Sheet'!$B$6:$S$6,0))=\"\",\"\",INDEX('Data Input Sheet'!$B$7:$S$116,MATCH('Review Inputs'!$C114,'Data Input Sheet'!$B$7:$B$116,0),MATCH('Review Inputs'!L$9,'Data Input Sheet'!$B$6:$S$6,0))))","v":""},{"$f":"IF(OFFSET(INDIRECT($C114),0,3)=0,\"\",IF(INDEX('Data Input Sheet'!$B$7:$S$116,MATCH('Review Inputs'!$C114,'Data Input Sheet'!$B$7:$B$116,0),MATCH('Review Inputs'!M$9,'Data Input Sheet'!$B$6:$S$6,0))=\"\",\"\",INDEX('Data Input Sheet'!$B$7:$S$116,MATCH('Review Inputs'!$C114,'Data Input Sheet'!$B$7:$B$116,0),MATCH('Review Inputs'!M$9,'Data Input Sheet'!$B$6:$S$6,0))))","v":""},{"$f":"IF(OFFSET(INDIRECT($C114),0,3)=0,\"\",IF(INDEX('Data Input Sheet'!$B$7:$S$116,MATCH('Review Inputs'!$C114,'Data Input Sheet'!$B$7:$B$116,0),MATCH('Review Inputs'!N$9,'Data Input Sheet'!$B$6:$S$6,0))=\"\",\"\",INDEX('Data Input Sheet'!$B$7:$S$116,MATCH('Review Inputs'!$C114,'Data Input Sheet'!$B$7:$B$116,0),MATCH('Review Inputs'!N$9,'Data Input Sheet'!$B$6:$S$6,0))))","v":""},{"$f":"IF(OFFSET(INDIRECT($C114),0,3)=0,\"\",IF(INDEX('Data Input Sheet'!$B$7:$S$116,MATCH('Review Inputs'!$C114,'Data Input Sheet'!$B$7:$B$116,0),MATCH('Review Inputs'!O$9,'Data Input Sheet'!$B$6:$S$6,0))=\"\",\"\",INDEX('Data Input Sheet'!$B$7:$S$116,MATCH('Review Inputs'!$C114,'Data Input Sheet'!$B$7:$B$116,0),MATCH('Review Inputs'!O$9,'Data Input Sheet'!$B$6:$S$6,0))))","v":""},{"$f":"IF(OFFSET(INDIRECT($C114),0,3)=0,\"\",IF(INDEX('Data Input Sheet'!$B$7:$S$116,MATCH('Review Inputs'!$C114,'Data Input Sheet'!$B$7:$B$116,0),MATCH('Review Inputs'!P$9,'Data Input Sheet'!$B$6:$S$6,0))=\"\",\"\",INDEX('Data Input Sheet'!$B$7:$S$116,MATCH('Review Inputs'!$C114,'Data Input Sheet'!$B$7:$B$116,0),MATCH('Review Inputs'!P$9,'Data Input Sheet'!$B$6:$S$6,0))))","v":""},{"$f":"IF(OFFSET(INDIRECT($C114),0,3)=0,\"\",IF(INDEX('Data Input Sheet'!$B$7:$S$116,MATCH('Review Inputs'!$C114,'Data Input Sheet'!$B$7:$B$116,0),MATCH('Review Inputs'!Q$9,'Data Input Sheet'!$B$6:$S$6,0))=\"\",\"\",INDEX('Data Input Sheet'!$B$7:$S$116,MATCH('Review Inputs'!$C114,'Data Input Sheet'!$B$7:$B$116,0),MATCH('Review Inputs'!Q$9,'Data Input Sheet'!$B$6:$S$6,0))))","v":""},null,null,null,"NO",null,null,"NO"]
[null,"p_input81","input81","NO","","Value of SOx",{"$f":"OFFSET(INDIRECT(C115),0,1)","v":"$/ton"},{"$f":"IF(OFFSET(INDIRECT($C115),0,3)=0,\"\",IF(INDEX('Data Input Sheet'!$B$7:$S$116,MATCH('Review Inputs'!$C115,'Data Input Sheet'!$B$7:$B$116,0),MATCH('Review Inputs'!H$9,'Data Input Sheet'!$B$6:$S$6,0))=\"\",\"\",INDEX('Data Input Sheet'!$B$7:$S$116,MATCH('Review Inputs'!$C115,'Data Input Sheet'!$B$7:$B$116,0),MATCH('Review Inputs'!H$9,'Data Input Sheet'!$B$6:$S$6,0))))","v":""},{"$f":"IF(OFFSET(INDIRECT($C115),0,3)=0,\"\",IF(INDEX('Data Input Sheet'!$B$7:$S$116,MATCH('Review Inputs'!$C115,'Data Input Sheet'!$B$7:$B$116,0),MATCH('Review Inputs'!I$9,'Data Input Sheet'!$B$6:$S$6,0))=\"\",\"\",INDEX('Data Input Sheet'!$B$7:$S$116,MATCH('Review Inputs'!$C115,'Data Input Sheet'!$B$7:$B$116,0),MATCH('Review Inputs'!I$9,'Data Input Sheet'!$B$6:$S$6,0))))","v":""},{"$f":"IF(OFFSET(INDIRECT($C115),0,3)=0,\"\",IF(INDEX('Data Input Sheet'!$B$7:$S$116,MATCH('Review Inputs'!$C115,'Data Input Sheet'!$B$7:$B$116,0),MATCH('Review Inputs'!J$9,'Data Input Sheet'!$B$6:$S$6,0))=\"\",\"\",INDEX('Data Input Sheet'!$B$7:$S$116,MATCH('Review Inputs'!$C115,'Data Input Sheet'!$B$7:$B$116,0),MATCH('Review Inputs'!J$9,'Data Input Sheet'!$B$6:$S$6,0))))","v":""},{"$f":"IF(OFFSET(INDIRECT($C115),0,3)=0,\"\",IF(INDEX('Data Input Sheet'!$B$7:$S$116,MATCH('Review Inputs'!$C115,'Data Input Sheet'!$B$7:$B$116,0),MATCH('Review Inputs'!K$9,'Data Input Sheet'!$B$6:$S$6,0))=\"\",\"\",INDEX('Data Input Sheet'!$B$7:$S$116,MATCH('Review Inputs'!$C115,'Data Input Sheet'!$B$7:$B$116,0),MATCH('Review Inputs'!K$9,'Data Input Sheet'!$B$6:$S$6,0))))","v":""},{"$f":"IF(OFFSET(INDIRECT($C115),0,3)=0,\"\",IF(INDEX('Data Input Sheet'!$B$7:$S$116,MATCH('Review Inputs'!$C115,'Data Input Sheet'!$B$7:$B$116,0),MATCH('Review Inputs'!L$9,'Data Input Sheet'!$B$6:$S$6,0))=\"\",\"\",INDEX('Data Input Sheet'!$B$7:$S$116,MATCH('Review Inputs'!$C115,'Data Input Sheet'!$B$7:$B$116,0),MATCH('Review Inputs'!L$9,'Data Input Sheet'!$B$6:$S$6,0))))","v":""},{"$f":"IF(OFFSET(INDIRECT($C115),0,3)=0,\"\",IF(INDEX('Data Input Sheet'!$B$7:$S$116,MATCH('Review Inputs'!$C115,'Data Input Sheet'!$B$7:$B$116,0),MATCH('Review Inputs'!M$9,'Data Input Sheet'!$B$6:$S$6,0))=\"\",\"\",INDEX('Data Input Sheet'!$B$7:$S$116,MATCH('Review Inputs'!$C115,'Data Input Sheet'!$B$7:$B$116,0),MATCH('Review Inputs'!M$9,'Data Input Sheet'!$B$6:$S$6,0))))","v":""},{"$f":"IF(OFFSET(INDIRECT($C115),0,3)=0,\"\",IF(INDEX('Data Input Sheet'!$B$7:$S$116,MATCH('Review Inputs'!$C115,'Data Input Sheet'!$B$7:$B$116,0),MATCH('Review Inputs'!N$9,'Data Input Sheet'!$B$6:$S$6,0))=\"\",\"\",INDEX('Data Input Sheet'!$B$7:$S$116,MATCH('Review Inputs'!$C115,'Data Input Sheet'!$B$7:$B$116,0),MATCH('Review Inputs'!N$9,'Data Input Sheet'!$B$6:$S$6,0))))","v":""},{"$f":"IF(OFFSET(INDIRECT($C115),0,3)=0,\"\",IF(INDEX('Data Input Sheet'!$B$7:$S$116,MATCH('Review Inputs'!$C115,'Data Input Sheet'!$B$7:$B$116,0),MATCH('Review Inputs'!O$9,'Data Input Sheet'!$B$6:$S$6,0))=\"\",\"\",INDEX('Data Input Sheet'!$B$7:$S$116,MATCH('Review Inputs'!$C115,'Data Input Sheet'!$B$7:$B$116,0),MATCH('Review Inputs'!O$9,'Data Input Sheet'!$B$6:$S$6,0))))","v":""},{"$f":"IF(OFFSET(INDIRECT($C115),0,3)=0,\"\",IF(INDEX('Data Input Sheet'!$B$7:$S$116,MATCH('Review Inputs'!$C115,'Data Input Sheet'!$B$7:$B$116,0),MATCH('Review Inputs'!P$9,'Data Input Sheet'!$B$6:$S$6,0))=\"\",\"\",INDEX('Data Input Sheet'!$B$7:$S$116,MATCH('Review Inputs'!$C115,'Data Input Sheet'!$B$7:$B$116,0),MATCH('Review Inputs'!P$9,'Data Input Sheet'!$B$6:$S$6,0))))","v":""},{"$f":"IF(OFFSET(INDIRECT($C115),0,3)=0,\"\",IF(INDEX('Data Input Sheet'!$B$7:$S$116,MATCH('Review Inputs'!$C115,'Data Input Sheet'!$B$7:$B$116,0),MATCH('Review Inputs'!Q$9,'Data Input Sheet'!$B$6:$S$6,0))=\"\",\"\",INDEX('Data Input Sheet'!$B$7:$S$116,MATCH('Review Inputs'!$C115,'Data Input Sheet'!$B$7:$B$116,0),MATCH('Review Inputs'!Q$9,'Data Input Sheet'!$B$6:$S$6,0))))","v":""},null,null,null,"YES",null,null,"NO"]
[null,"p_input82","input82","NO",{"$f":"IF(D116=\"OPT\",\"Output is optional\",\"\")","v":""},"Value of NOx",{"$f":"OFFSET(INDIRECT(C116),0,1)","v":"$/ton"},{"$f":"IF(OFFSET(INDIRECT($C116),0,3)=0,\"\",IF(INDEX('Data Input Sheet'!$B$7:$S$116,MATCH('Review Inputs'!$C116,'Data Input Sheet'!$B$7:$B$116,0),MATCH('Review Inputs'!H$9,'Data Input Sheet'!$B$6:$S$6,0))=\"\",\"\",INDEX('Data Input Sheet'!$B$7:$S$116,MATCH('Review Inputs'!$C116,'Data Input Sheet'!$B$7:$B$116,0),MATCH('Review Inputs'!H$9,'Data Input Sheet'!$B$6:$S$6,0))))","v":""},{"$f":"IF(OFFSET(INDIRECT($C116),0,3)=0,\"\",IF(INDEX('Data Input Sheet'!$B$7:$S$116,MATCH('Review Inputs'!$C116,'Data Input Sheet'!$B$7:$B$116,0),MATCH('Review Inputs'!I$9,'Data Input Sheet'!$B$6:$S$6,0))=\"\",\"\",INDEX('Data Input Sheet'!$B$7:$S$116,MATCH('Review Inputs'!$C116,'Data Input Sheet'!$B$7:$B$116,0),MATCH('Review Inputs'!I$9,'Data Input Sheet'!$B$6:$S$6,0))))","v":""},{"$f":"IF(OFFSET(INDIRECT($C116),0,3)=0,\"\",IF(INDEX('Data Input Sheet'!$B$7:$S$116,MATCH('Review Inputs'!$C116,'Data Input Sheet'!$B$7:$B$116,0),MATCH('Review Inputs'!J$9,'Data Input Sheet'!$B$6:$S$6,0))=\"\",\"\",INDEX('Data Input Sheet'!$B$7:$S$116,MATCH('Review Inputs'!$C116,'Data Input Sheet'!$B$7:$B$116,0),MATCH('Review Inputs'!J$9,'Data Input Sheet'!$B$6:$S$6,0))))","v":""},{"$f":"IF(OFFSET(INDIRECT($C116),0,3)=0,\"\",IF(INDEX('Data Input Sheet'!$B$7:$S$116,MATCH('Review Inputs'!$C116,'Data Input Sheet'!$B$7:$B$116,0),MATCH('Review Inputs'!K$9,'Data Input Sheet'!$B$6:$S$6,0))=\"\",\"\",INDEX('Data Input Sheet'!$B$7:$S$116,MATCH('Review Inputs'!$C116,'Data Input Sheet'!$B$7:$B$116,0),MATCH('Review Inputs'!K$9,'Data Input Sheet'!$B$6:$S$6,0))))","v":""},{"$f":"IF(OFFSET(INDIRECT($C116),0,3)=0,\"\",IF(INDEX('Data Input Sheet'!$B$7:$S$116,MATCH('Review Inputs'!$C116,'Data Input Sheet'!$B$7:$B$116,0),MATCH('Review Inputs'!L$9,'Data Input Sheet'!$B$6:$S$6,0))=\"\",\"\",INDEX('Data Input Sheet'!$B$7:$S$116,MATCH('Review Inputs'!$C116,'Data Input Sheet'!$B$7:$B$116,0),MATCH('Review Inputs'!L$9,'Data Input Sheet'!$B$6:$S$6,0))))","v":""},{"$f":"IF(OFFSET(INDIRECT($C116),0,3)=0,\"\",IF(INDEX('Data Input Sheet'!$B$7:$S$116,MATCH('Review Inputs'!$C116,'Data Input Sheet'!$B$7:$B$116,0),MATCH('Review Inputs'!M$9,'Data Input Sheet'!$B$6:$S$6,0))=\"\",\"\",INDEX('Data Input Sheet'!$B$7:$S$116,MATCH('Review Inputs'!$C116,'Data Input Sheet'!$B$7:$B$116,0),MATCH('Review Inputs'!M$9,'Data Input Sheet'!$B$6:$S$6,0))))","v":""},{"$f":"IF(OFFSET(INDIRECT($C116),0,3)=0,\"\",IF(INDEX('Data Input Sheet'!$B$7:$S$116,MATCH('Review Inputs'!$C116,'Data Input Sheet'!$B$7:$B$116,0),MATCH('Review Inputs'!N$9,'Data Input Sheet'!$B$6:$S$6,0))=\"\",\"\",INDEX('Data Input Sheet'!$B$7:$S$116,MATCH('Review Inputs'!$C116,'Data Input Sheet'!$B$7:$B$116,0),MATCH('Review Inputs'!N$9,'Data Input Sheet'!$B$6:$S$6,0))))","v":""},{"$f":"IF(OFFSET(INDIRECT($C116),0,3)=0,\"\",IF(INDEX('Data Input Sheet'!$B$7:$S$116,MATCH('Review Inputs'!$C116,'Data Input Sheet'!$B$7:$B$116,0),MATCH('Review Inputs'!O$9,'Data Input Sheet'!$B$6:$S$6,0))=\"\",\"\",INDEX('Data Input Sheet'!$B$7:$S$116,MATCH('Review Inputs'!$C116,'Data Input Sheet'!$B$7:$B$116,0),MATCH('Review Inputs'!O$9,'Data Input Sheet'!$B$6:$S$6,0))))","v":""},{"$f":"IF(OFFSET(INDIRECT($C116),0,3)=0,\"\",IF(INDEX('Data Input Sheet'!$B$7:$S$116,MATCH('Review Inputs'!$C116,'Data Input Sheet'!$B$7:$B$116,0),MATCH('Review Inputs'!P$9,'Data Input Sheet'!$B$6:$S$6,0))=\"\",\"\",INDEX('Data Input Sheet'!$B$7:$S$116,MATCH('Review Inputs'!$C116,'Data Input Sheet'!$B$7:$B$116,0),MATCH('Review Inputs'!P$9,'Data Input Sheet'!$B$6:$S$6,0))))","v":""},{"$f":"IF(OFFSET(INDIRECT($C116),0,3)=0,\"\",IF(INDEX('Data Input Sheet'!$B$7:$S$116,MATCH('Review Inputs'!$C116,'Data Input Sheet'!$B$7:$B$116,0),MATCH('Review Inputs'!Q$9,'Data Input Sheet'!$B$6:$S$6,0))=\"\",\"\",INDEX('Data Input Sheet'!$B$7:$S$116,MATCH('Review Inputs'!$C116,'Data Input Sheet'!$B$7:$B$116,0),MATCH('Review Inputs'!Q$9,'Data Input Sheet'!$B$6:$S$6,0))))","v":""},null,null,null,"YES",null,null,"NO"]
[null,"p_input83","input83","NO",{"$f":"IF(D117=\"OPT\",\"Output is optional\",\"\")","v":""},"Value of PM-2.5",{"$f":"OFFSET(INDIRECT(C117),0,1)","v":"$/ton"},{"$f":"IF(OFFSET(INDIRECT($C117),0,3)=0,\"\",IF(INDEX('Data Input Sheet'!$B$7:$S$116,MATCH('Review Inputs'!$C117,'Data Input Sheet'!$B$7:$B$116,0),MATCH('Review Inputs'!H$9,'Data Input Sheet'!$B$6:$S$6,0))=\"\",\"\",INDEX('Data Input Sheet'!$B$7:$S$116,MATCH('Review Inputs'!$C117,'Data Input Sheet'!$B$7:$B$116,0),MATCH('Review Inputs'!H$9,'Data Input Sheet'!$B$6:$S$6,0))))","v":""},{"$f":"IF(OFFSET(INDIRECT($C117),0,3)=0,\"\",IF(INDEX('Data Input Sheet'!$B$7:$S$116,MATCH('Review Inputs'!$C117,'Data Input Sheet'!$B$7:$B$116,0),MATCH('Review Inputs'!I$9,'Data Input Sheet'!$B$6:$S$6,0))=\"\",\"\",INDEX('Data Input Sheet'!$B$7:$S$116,MATCH('Review Inputs'!$C117,'Data Input Sheet'!$B$7:$B$116,0),MATCH('Review Inputs'!I$9,'Data Input Sheet'!$B$6:$S$6,0))))","v":""},{"$f":"IF(OFFSET(INDIRECT($C117),0,3)=0,\"\",IF(INDEX('Data Input Sheet'!$B$7:$S$116,MATCH('Review Inputs'!$C117,'Data Input Sheet'!$B$7:$B$116,0),MATCH('Review Inputs'!J$9,'Data Input Sheet'!$B$6:$S$6,0))=\"\",\"\",INDEX('Data Input Sheet'!$B$7:$S$116,MATCH('Review Inputs'!$C117,'Data Input Sheet'!$B$7:$B$116,0),MATCH('Review Inputs'!J$9,'Data Input Sheet'!$B$6:$S$6,0))))","v":""},{"$f":"IF(OFFSET(INDIRECT($C117),0,3)=0,\"\",IF(INDEX('Data Input Sheet'!$B$7:$S$116,MATCH('Review Inputs'!$C117,'Data Input Sheet'!$B$7:$B$116,0),MATCH('Review Inputs'!K$9,'Data Input Sheet'!$B$6:$S$6,0))=\"\",\"\",INDEX('Data Input Sheet'!$B$7:$S$116,MATCH('Review Inputs'!$C117,'Data Input Sheet'!$B$7:$B$116,0),MATCH('Review Inputs'!K$9,'Data Input Sheet'!$B$6:$S$6,0))))","v":""},{"$f":"IF(OFFSET(INDIRECT($C117),0,3)=0,\"\",IF(INDEX('Data Input Sheet'!$B$7:$S$116,MATCH('Review Inputs'!$C117,'Data Input Sheet'!$B$7:$B$116,0),MATCH('Review Inputs'!L$9,'Data Input Sheet'!$B$6:$S$6,0))=\"\",\"\",INDEX('Data Input Sheet'!$B$7:$S$116,MATCH('Review Inputs'!$C117,'Data Input Sheet'!$B$7:$B$116,0),MATCH('Review Inputs'!L$9,'Data Input Sheet'!$B$6:$S$6,0))))","v":""},{"$f":"IF(OFFSET(INDIRECT($C117),0,3)=0,\"\",IF(INDEX('Data Input Sheet'!$B$7:$S$116,MATCH('Review Inputs'!$C117,'Data Input Sheet'!$B$7:$B$116,0),MATCH('Review Inputs'!M$9,'Data Input Sheet'!$B$6:$S$6,0))=\"\",\"\",INDEX('Data Input Sheet'!$B$7:$S$116,MATCH('Review Inputs'!$C117,'Data Input Sheet'!$B$7:$B$116,0),MATCH('Review Inputs'!M$9,'Data Input Sheet'!$B$6:$S$6,0))))","v":""},{"$f":"IF(OFFSET(INDIRECT($C117),0,3)=0,\"\",IF(INDEX('Data Input Sheet'!$B$7:$S$116,MATCH('Review Inputs'!$C117,'Data Input Sheet'!$B$7:$B$116,0),MATCH('Review Inputs'!N$9,'Data Input Sheet'!$B$6:$S$6,0))=\"\",\"\",INDEX('Data Input Sheet'!$B$7:$S$116,MATCH('Review Inputs'!$C117,'Data Input Sheet'!$B$7:$B$116,0),MATCH('Review Inputs'!N$9,'Data Input Sheet'!$B$6:$S$6,0))))","v":""},{"$f":"IF(OFFSET(INDIRECT($C117),0,3)=0,\"\",IF(INDEX('Data Input Sheet'!$B$7:$S$116,MATCH('Review Inputs'!$C117,'Data Input Sheet'!$B$7:$B$116,0),MATCH('Review Inputs'!O$9,'Data Input Sheet'!$B$6:$S$6,0))=\"\",\"\",INDEX('Data Input Sheet'!$B$7:$S$116,MATCH('Review Inputs'!$C117,'Data Input Sheet'!$B$7:$B$116,0),MATCH('Review Inputs'!O$9,'Data Input Sheet'!$B$6:$S$6,0))))","v":""},{"$f":"IF(OFFSET(INDIRECT($C117),0,3)=0,\"\",IF(INDEX('Data Input Sheet'!$B$7:$S$116,MATCH('Review Inputs'!$C117,'Data Input Sheet'!$B$7:$B$116,0),MATCH('Review Inputs'!P$9,'Data Input Sheet'!$B$6:$S$6,0))=\"\",\"\",INDEX('Data Input Sheet'!$B$7:$S$116,MATCH('Review Inputs'!$C117,'Data Input Sheet'!$B$7:$B$116,0),MATCH('Review Inputs'!P$9,'Data Input Sheet'!$B$6:$S$6,0))))","v":""},{"$f":"IF(OFFSET(INDIRECT($C117),0,3)=0,\"\",IF(INDEX('Data Input Sheet'!$B$7:$S$116,MATCH('Review Inputs'!$C117,'Data Input Sheet'!$B$7:$B$116,0),MATCH('Review Inputs'!Q$9,'Data Input Sheet'!$B$6:$S$6,0))=\"\",\"\",INDEX('Data Input Sheet'!$B$7:$S$116,MATCH('Review Inputs'!$C117,'Data Input Sheet'!$B$7:$B$116,0),MATCH('Review Inputs'!Q$9,'Data Input Sheet'!$B$6:$S$6,0))))","v":""},null,null,null,"YES",null,null,"NO"]
[null,"p_input95","input95","NO",{"$f":"IF(D118=\"OPT\",\"Output is optional\",\"\")","v":""},"Number of Wide-scale Blackouts",{"$f":"OFFSET(INDIRECT(C118),0,1)","v":"# of events"},{"$f":"IF(OFFSET(INDIRECT($C118),0,3)=0,\"\",IF(INDEX('Data Input Sheet'!$B$7:$S$116,MATCH('Review Inputs'!$C118,'Data Input Sheet'!$B$7:$B$116,0),MATCH('Review Inputs'!H$9,'Data Input Sheet'!$B$6:$S$6,0))=\"\",\"\",INDEX('Data Input Sheet'!$B$7:$S$116,MATCH('Review Inputs'!$C118,'Data Input Sheet'!$B$7:$B$116,0),MATCH('Review Inputs'!H$9,'Data Input Sheet'!$B$6:$S$6,0))))","v":""},{"$f":"IF(OFFSET(INDIRECT($C118),0,3)=0,\"\",IF(INDEX('Data Input Sheet'!$B$7:$S$116,MATCH('Review Inputs'!$C118,'Data Input Sheet'!$B$7:$B$116,0),MATCH('Review Inputs'!I$9,'Data Input Sheet'!$B$6:$S$6,0))=\"\",\"\",INDEX('Data Input Sheet'!$B$7:$S$116,MATCH('Review Inputs'!$C118,'Data Input Sheet'!$B$7:$B$116,0),MATCH('Review Inputs'!I$9,'Data Input Sheet'!$B$6:$S$6,0))))","v":""},{"$f":"IF(OFFSET(INDIRECT($C118),0,3)=0,\"\",IF(INDEX('Data Input Sheet'!$B$7:$S$116,MATCH('Review Inputs'!$C118,'Data Input Sheet'!$B$7:$B$116,0),MATCH('Review Inputs'!J$9,'Data Input Sheet'!$B$6:$S$6,0))=\"\",\"\",INDEX('Data Input Sheet'!$B$7:$S$116,MATCH('Review Inputs'!$C118,'Data Input Sheet'!$B$7:$B$116,0),MATCH('Review Inputs'!J$9,'Data Input Sheet'!$B$6:$S$6,0))))","v":""},{"$f":"IF(OFFSET(INDIRECT($C118),0,3)=0,\"\",IF(INDEX('Data Input Sheet'!$B$7:$S$116,MATCH('Review Inputs'!$C118,'Data Input Sheet'!$B$7:$B$116,0),MATCH('Review Inputs'!K$9,'Data Input Sheet'!$B$6:$S$6,0))=\"\",\"\",INDEX('Data Input Sheet'!$B$7:$S$116,MATCH('Review Inputs'!$C118,'Data Input Sheet'!$B$7:$B$116,0),MATCH('Review Inputs'!K$9,'Data Input Sheet'!$B$6:$S$6,0))))","v":""},{"$f":"IF(OFFSET(INDIRECT($C118),0,3)=0,\"\",IF(INDEX('Data Input Sheet'!$B$7:$S$116,MATCH('Review Inputs'!$C118,'Data Input Sheet'!$B$7:$B$116,0),MATCH('Review Inputs'!L$9,'Data Input Sheet'!$B$6:$S$6,0))=\"\",\"\",INDEX('Data Input Sheet'!$B$7:$S$116,MATCH('Review Inputs'!$C118,'Data Input Sheet'!$B$7:$B$116,0),MATCH('Review Inputs'!L$9,'Data Input Sheet'!$B$6:$S$6,0))))","v":""},{"$f":"IF(OFFSET(INDIRECT($C118),0,3)=0,\"\",IF(INDEX('Data Input Sheet'!$B$7:$S$116,MATCH('Review Inputs'!$C118,'Data Input Sheet'!$B$7:$B$116,0),MATCH('Review Inputs'!M$9,'Data Input Sheet'!$B$6:$S$6,0))=\"\",\"\",INDEX('Data Input Sheet'!$B$7:$S$116,MATCH('Review Inputs'!$C118,'Data Input Sheet'!$B$7:$B$116,0),MATCH('Review Inputs'!M$9,'Data Input Sheet'!$B$6:$S$6,0))))","v":""},{"$f":"IF(OFFSET(INDIRECT($C118),0,3)=0,\"\",IF(INDEX('Data Input Sheet'!$B$7:$S$116,MATCH('Review Inputs'!$C118,'Data Input Sheet'!$B$7:$B$116,0),MATCH('Review Inputs'!N$9,'Data Input Sheet'!$B$6:$S$6,0))=\"\",\"\",INDEX('Data Input Sheet'!$B$7:$S$116,MATCH('Review Inputs'!$C118,'Data Input Sheet'!$B$7:$B$116,0),MATCH('Review Inputs'!N$9,'Data Input Sheet'!$B$6:$S$6,0))))","v":""},{"$f":"IF(OFFSET(INDIRECT($C118),0,3)=0,\"\",IF(INDEX('Data Input Sheet'!$B$7:$S$116,MATCH('Review Inputs'!$C118,'Data Input Sheet'!$B$7:$B$116,0),MATCH('Review Inputs'!O$9,'Data Input Sheet'!$B$6:$S$6,0))=\"\",\"\",INDEX('Data Input Sheet'!$B$7:$S$116,MATCH('Review Inputs'!$C118,'Data Input Sheet'!$B$7:$B$116,0),MATCH('Review Inputs'!O$9,'Data Input Sheet'!$B$6:$S$6,0))))","v":""},{"$f":"IF(OFFSET(INDIRECT($C118),0,3)=0,\"\",IF(INDEX('Data Input Sheet'!$B$7:$S$116,MATCH('Review Inputs'!$C118,'Data Input Sheet'!$B$7:$B$116,0),MATCH('Review Inputs'!P$9,'Data Input Sheet'!$B$6:$S$6,0))=\"\",\"\",INDEX('Data Input Sheet'!$B$7:$S$116,MATCH('Review Inputs'!$C118,'Data Input Sheet'!$B$7:$B$116,0),MATCH('Review Inputs'!P$9,'Data Input Sheet'!$B$6:$S$6,0))))","v":""},{"$f":"IF(OFFSET(INDIRECT($C118),0,3)=0,\"\",IF(INDEX('Data Input Sheet'!$B$7:$S$116,MATCH('Review Inputs'!$C118,'Data Input Sheet'!$B$7:$B$116,0),MATCH('Review Inputs'!Q$9,'Data Input Sheet'!$B$6:$S$6,0))=\"\",\"\",INDEX('Data Input Sheet'!$B$7:$S$116,MATCH('Review Inputs'!$C118,'Data Input Sheet'!$B$7:$B$116,0),MATCH('Review Inputs'!Q$9,'Data Input Sheet'!$B$6:$S$6,0))))","v":""},null,null,null,null,null,null,"NO"]
[null,"p_input96","input96","NO",{"$f":"IF(D119=\"OPT\",\"Output is optional\",\"\")","v":""},"Estimated Cost of each Wide-scale Blackout",{"$f":"OFFSET(INDIRECT(C119),0,1)","v":"$/event"},{"$f":"IF(OFFSET(INDIRECT($C119),0,3)=0,\"\",IF(INDEX('Data Input Sheet'!$B$7:$S$116,MATCH('Review Inputs'!$C119,'Data Input Sheet'!$B$7:$B$116,0),MATCH('Review Inputs'!H$9,'Data Input Sheet'!$B$6:$S$6,0))=\"\",\"\",INDEX('Data Input Sheet'!$B$7:$S$116,MATCH('Review Inputs'!$C119,'Data Input Sheet'!$B$7:$B$116,0),MATCH('Review Inputs'!H$9,'Data Input Sheet'!$B$6:$S$6,0))))","v":""},{"$f":"IF(OFFSET(INDIRECT($C119),0,3)=0,\"\",IF(INDEX('Data Input Sheet'!$B$7:$S$116,MATCH('Review Inputs'!$C119,'Data Input Sheet'!$B$7:$B$116,0),MATCH('Review Inputs'!I$9,'Data Input Sheet'!$B$6:$S$6,0))=\"\",\"\",INDEX('Data Input Sheet'!$B$7:$S$116,MATCH('Review Inputs'!$C119,'Data Input Sheet'!$B$7:$B$116,0),MATCH('Review Inputs'!I$9,'Data Input Sheet'!$B$6:$S$6,0))))","v":""},{"$f":"IF(OFFSET(INDIRECT($C119),0,3)=0,\"\",IF(INDEX('Data Input Sheet'!$B$7:$S$116,MATCH('Review Inputs'!$C119,'Data Input Sheet'!$B$7:$B$116,0),MATCH('Review Inputs'!J$9,'Data Input Sheet'!$B$6:$S$6,0))=\"\",\"\",INDEX('Data Input Sheet'!$B$7:$S$116,MATCH('Review Inputs'!$C119,'Data Input Sheet'!$B$7:$B$116,0),MATCH('Review Inputs'!J$9,'Data Input Sheet'!$B$6:$S$6,0))))","v":""},{"$f":"IF(OFFSET(INDIRECT($C119),0,3)=0,\"\",IF(INDEX('Data Input Sheet'!$B$7:$S$116,MATCH('Review Inputs'!$C119,'Data Input Sheet'!$B$7:$B$116,0),MATCH('Review Inputs'!K$9,'Data Input Sheet'!$B$6:$S$6,0))=\"\",\"\",INDEX('Data Input Sheet'!$B$7:$S$116,MATCH('Review Inputs'!$C119,'Data Input Sheet'!$B$7:$B$116,0),MATCH('Review Inputs'!K$9,'Data Input Sheet'!$B$6:$S$6,0))))","v":""},{"$f":"IF(OFFSET(INDIRECT($C119),0,3)=0,\"\",IF(INDEX('Data Input Sheet'!$B$7:$S$116,MATCH('Review Inputs'!$C119,'Data Input Sheet'!$B$7:$B$116,0),MATCH('Review Inputs'!L$9,'Data Input Sheet'!$B$6:$S$6,0))=\"\",\"\",INDEX('Data Input Sheet'!$B$7:$S$116,MATCH('Review Inputs'!$C119,'Data Input Sheet'!$B$7:$B$116,0),MATCH('Review Inputs'!L$9,'Data Input Sheet'!$B$6:$S$6,0))))","v":""},{"$f":"IF(OFFSET(INDIRECT($C119),0,3)=0,\"\",IF(INDEX('Data Input Sheet'!$B$7:$S$116,MATCH('Review Inputs'!$C119,'Data Input Sheet'!$B$7:$B$116,0),MATCH('Review Inputs'!M$9,'Data Input Sheet'!$B$6:$S$6,0))=\"\",\"\",INDEX('Data Input Sheet'!$B$7:$S$116,MATCH('Review Inputs'!$C119,'Data Input Sheet'!$B$7:$B$116,0),MATCH('Review Inputs'!M$9,'Data Input Sheet'!$B$6:$S$6,0))))","v":""},{"$f":"IF(OFFSET(INDIRECT($C119),0,3)=0,\"\",IF(INDEX('Data Input Sheet'!$B$7:$S$116,MATCH('Review Inputs'!$C119,'Data Input Sheet'!$B$7:$B$116,0),MATCH('Review Inputs'!N$9,'Data Input Sheet'!$B$6:$S$6,0))=\"\",\"\",INDEX('Data Input Sheet'!$B$7:$S$116,MATCH('Review Inputs'!$C119,'Data Input Sheet'!$B$7:$B$116,0),MATCH('Review Inputs'!N$9,'Data Input Sheet'!$B$6:$S$6,0))))","v":""},{"$f":"IF(OFFSET(INDIRECT($C119),0,3)=0,\"\",IF(INDEX('Data Input Sheet'!$B$7:$S$116,MATCH('Review Inputs'!$C119,'Data Input Sheet'!$B$7:$B$116,0),MATCH('Review Inputs'!O$9,'Data Input Sheet'!$B$6:$S$6,0))=\"\",\"\",INDEX('Data Input Sheet'!$B$7:$S$116,MATCH('Review Inputs'!$C119,'Data Input Sheet'!$B$7:$B$116,0),MATCH('Review Inputs'!O$9,'Data Input Sheet'!$B$6:$S$6,0))))","v":""},{"$f":"IF(OFFSET(INDIRECT($C119),0,3)=0,\"\",IF(INDEX('Data Input Sheet'!$B$7:$S$116,MATCH('Review Inputs'!$C119,'Data Input Sheet'!$B$7:$B$116,0),MATCH('Review Inputs'!P$9,'Data Input Sheet'!$B$6:$S$6,0))=\"\",\"\",INDEX('Data Input Sheet'!$B$7:$S$116,MATCH('Review Inputs'!$C119,'Data Input Sheet'!$B$7:$B$116,0),MATCH('Review Inputs'!P$9,'Data Input Sheet'!$B$6:$S$6,0))))","v":""},{"$f":"IF(OFFSET(INDIRECT($C119),0,3)=0,\"\",IF(INDEX('Data Input Sheet'!$B$7:$S$116,MATCH('Review Inputs'!$C119,'Data Input Sheet'!$B$7:$B$116,0),MATCH('Review Inputs'!Q$9,'Data Input Sheet'!$B$6:$S$6,0))=\"\",\"\",INDEX('Data Input Sheet'!$B$7:$S$116,MATCH('Review Inputs'!$C119,'Data Input Sheet'!$B$7:$B$116,0),MATCH('Review Inputs'!Q$9,'Data Input Sheet'!$B$6:$S$6,0))))","v":""},null,null,null,null,null,null,"NO"]
[]
[]
[null,null,null,null,null,"Cost Schedule "]
[null,null,null,null,null,"Year","Total",{"$f":"J123-2","v":-2},{"$f":"J123-1","v":-1},{"$f":"proj_start_yr","v":0},{"$f":"IF(J123=\"\",\"\",IF(J123+1>2040,\"\",J123+1))","v":1},{"$f":"IF(K123=\"\",\"\",IF(K123+1>2040,\"\",K123+1))","v":2},3,4,5,6,7,8,9,10,11,12,13,14,15,16,17,18,19,20,21,22,23,24,25,26,27,28,29,30]
[null,null,null,null,null,"Yearly Capital Expenditure ($)",{"$f":"IF(use_custom_cost=\"Yes\",G134,G129)","v":{"$error":"#DIV/0!"}},0,0,{"$error":"#DIV/0!"},0,0,0,0,0,0,0,0,0,0,0,0,0,0,0,0,0,0,0,0,0,0,0,0,0,0,{"$f":"IF(use_custom_cost=\"Yes\",AK134,AK129)","v":0},0,0,0]
[null,null,null,null,null,"Present Value of Yearly Capital Expenditure ($)",{"$f":"IF(use_custom_cost=\"Yes\",G135,G130)","v":{"$error":"#DIV/0!"}},0,0,{"$error":"#DIV/0!"},0,0,0,0,0,0,0,0,0,0,0,0,0,0,0,0,0,0,0,0,0,0,0,0,0,0,0,0,0,0]
[null,null,null,null,null,null,null,{"$f":"I126*(1+discount_rate)","v":1},{"$f":"J126*(1+discount_rate)","v":1},1,{"$f":"J126*(1-discount_rate)","v":1},1,1,1,1,1,1,1,1,1,1,1,1,1,1,1,1,1,1,1,1,1,1,1,1,1,1,1,1,1]
[null,null,null,null,null,"Default Cost Schedule "]
[null,null,null,null,null,"Year","Total",{"$f":"J128-2","v":-2},{"$f":"J128-1","v":-1},{"$f":"proj_start_yr","v":0},{"$f":"IF(J128=\"\",\"\",IF(J128+1>2040,\"\",J128+1))","v":1},{"$f":"IF(K128=\"\",\"\",IF(K128+1>2040,\"\",K128+1))","v":2},3,4,5,6,7,8,9,10,11,12,13,14,15,16,17,18,19,20,21,22,23,24,25,26,27,28,29,30]
[null,null,null,null,null,"Capital ($)",{"$f":"SUM(H129:AN129)","v":{"$error":"#DIV/0!"}},{"$f":"IF(AND(H128>=initial_spend_yr,H128<=final_spend_yr),amort_amnt,0)","v":0},0,{"$error":"#DIV/0!"},0,0,0,0,0,0,0,0,0,0,0,0,0,0,0,0,0,0,0,0,0,0,0,0,0,{"$f":"IF(AND(AJ128>=initial_spend_yr,AJ128<=final_spend_yr),amort_amnt,0)","v":0},0,0,0,0]
[null,null,null,null,null,"Present Value Capital ($)",{"$f":"SUM(H130:AN130)","v":{"$error":"#DIV/0!"}},{"$f":"H126*H129","v":0},{"$f":"I126*I129","v":0},{"$error":"#DIV/0!"},0,0,0,0,0,0,0,0,0,0,0,0,0,0,0,0,0,0,0,0,0,0,0,0,0,0,0,0,0,0]
[]
[null,null,null,null,null,"Custom Cost Schedule "]
[null,null,null,null,null,"Year","Total",{"$f":"J133-2","v":-2},{"$f":"J133-1","v":-1},{"$f":"proj_start_yr","v":0},{"$f":"IF(J133=\"\",\"\",IF(J133+1>2040,\"\",J133+1))","v":1},{"$f":"IF(K133=\"\",\"\",IF(K133+1>2040,\"\",K133+1))","v":2},3,4,5,6,7,8,9,10,11,12,13,14,15,16,17,18,19,20,21,22,23,24,25,26,27,28,29,30]
[null,null,null,null,null,"Capital ($)",{"$f":"SUM(H134:AN134)","v":0},{"$f":"IF(H133=\"\",0,Cost!D16)","v":0},{"$f":"IF(I133=\"\",0,Cost!E16)","v":0},{"$f":"IF(J133=\"\",0,Cost!F16)","v":0},{"$f":"IF(K133=\"\",0,Cost!G16)","v":0},{"$f":"IF(L133=\"\",0,Cost!H16)","v":0},{"$f":"IF(M133=\"\",0,Cost!I16)","v":0},{"$f":"IF(N133=\"\",0,Cost!J16)","v":0},{"$f":"IF(O133=\"\",0,Cost!K16)","v":0},{"$f":"IF(P133=\"\",0,Cost!L16)","v":0},{"$f":"IF(Q133=\"\",0,Cost!M16)","v":0},{"$f":"IF(R133=\"\",0,Cost!N16)","v":0},{"$f":"IF(S133=\"\",0,Cost!O16)","v":0},{"$f":"IF(T133=\"\",0,Cost!P16)","v":0},{"$f":"IF(U133=\"\",0,Cost!Q16)","v":0},{"$f":"IF(V133=\"\",0,Cost!R16)","v":0},{"$f":"IF(W133=\"\",0,Cost!S16)","v":0},{"$f":"IF(X133=\"\",0,Cost!T16)","v":0},{"$f":"IF(Y133=\"\",0,Cost!U16)","v":0},{"$f":"IF(Z133=\"\",0,Cost!V16)","v":0},{"$f":"IF(AA133=\"\",0,Cost!W16)","v":0},{"$f":"IF(AB133=\"\",0,Cost!X16)","v":0},{"$f":"IF(AC133=\"\",0,Cost!Y16)","v":0},{"$f":"IF(AD133=\"\",0,Cost!Z16)","v":0},{"$f":"IF(AE133=\"\",0,Cost!AA16)","v":0},{"$f":"IF(AF133=\"\",0,Cost!AB16)","v":0},{"$f":"IF(AG133=\"\",0,Cost!AC16)","v":0},{"$f":"IF(AH133=\"\",0,Cost!AD16)","v":0},{"$f":"IF(AI133=\"\",0,Cost!AE16)","v":0},{"$f":"IF(AJ133=\"\",0,Cost!AF16)","v":0},{"$f":"IF(AK133=\"\",0,Cost!AG16)","v":0},{"$f":"IF(AL133=\"\",0,Cost!AH16)","v":0},{"$f":"IF(AM133=\"\",0,Cost!AI16)","v":0},{"$f":"IF(AN133=\"\",0,Cost!AJ16)","v":0}]
[null,null,null,null,null,"Present Value Capital ($)",{"$f":"SUM(H135:AN135)","v":0},{"$f":"H134*H126","v":0},{"$f":"I134*I126","v":0},0,0,0,0,0,0,0,0,0,0,0,0,0,0,0,0,0,0,0,0,0,0,0,0,0,0,0,0,0,0,0]

{"sheet":"Default Summary","index":24,"n_rows":30,"n_cols":14,"rows_kept":30,"cut":false,"hidden":true,"merged":[[2,12,3,12],[2,13,3,13],[2,4,3,4],[2,5,3,5],[2,6,3,6],[2,7,3,7],[2,8,3,8],[2,9,3,9],[2,1,3,1],[2,2,3,2],[2,3,3,3],[2,10,3,10],[2,11,3,11]]}
[]
[null,null,"Default Data Summary",null,{"$f":"proj_start_yr","v":0},{"$f":"E2+1","v":1},{"$f":"F2+1","v":2},{"$f":"G2+1","v":3},{"$f":"H2+1","v":4},{"$f":"proj_start_yr","v":0},{"$f":"J2+1","v":1},2,3,4]
[null,"Identifier ","Input Name","Unit",{"$f":"\"Baseline \" &E2","v":"Baseline 0"},{"$f":"\"Baseline \" &F2","v":"Baseline 1"},{"$f":"\"Baseline \" &G2","v":"Baseline 2"},{"$f":"\"Baseline \" &H2","v":"Baseline 3"},{"$f":"\"Baseline \" &I2","v":"Baseline 4"},{"$f":"proj_start_yr","v":0},1,2,3,4]
[]
[null,"input89",{"$f":"INDIRECT(B5)","v":"Average Fuel Efficiency for Diagnosis /Notification Service Vehicle"},{"$f":"OFFSET(INDIRECT(B5),0,1)","v":"miles/gallon"},{"$f":"INDEX('Default Data'!$A$240:$X$251,MATCH(nerc_reg,'Default Data'!$A$240:$A$251,0),MATCH('Default Summary'!E$2,'Default Data'!$A$240:$X$240,0))","v":{"$error":"#N/A"}},{"$f":"INDEX('Default Data'!$A$240:$X$251,MATCH(nerc_reg,'Default Data'!$A$240:$A$251,0),MATCH('Default Summary'!F$2,'Default Data'!$A$240:$X$240,0))","v":{"$error":"#N/A"}},{"$f":"INDEX('Default Data'!$A$240:$X$251,MATCH(nerc_reg,'Default Data'!$A$240:$A$251,0),MATCH('Default Summary'!G$2,'Default Data'!$A$240:$X$240,0))","v":{"$error":"#N/A"}},{"$f":"INDEX('Default Data'!$A$240:$X$251,MATCH(nerc_reg,'Default Data'!$A$240:$A$251,0),MATCH('Default Summary'!H$2,'Default Data'!$A$240:$X$240,0))","v":{"$error":"#N/A"}},{"$f":"INDEX('Default Data'!$A$240:$X$251,MATCH(nerc_reg,'Default Data'!$A$240:$A$251,0),MATCH('Default Summary'!I$2,'Default Data'!$A$240:$X$240,0))","v":{"$error":"#N/A"}},{"$f":"INDEX('Default Data'!$A$240:$X$251,MATCH(nerc_reg,'Default Data'!$A$240:$A$251,0),MATCH('Default Summary'!J$2,'Default Data'!$A$240:$X$240,0))","v":{"$error":"#N/A"}},{"$f":"INDEX('Default Data'!$A$240:$X$251,MATCH(nerc_reg,'Default Data'!$A$240:$A$251,0),MATCH('Default Summary'!K$2,'Default Data'!$A$240:$X$240,0))","v":{"$error":"#N/A"}},{"$f":"INDEX('Default Data'!$A$240:$X$251,MATCH(nerc_reg,'Default Data'!$A$240:$A$251,0),MATCH('Default Summary'!L$2,'Default Data'!$A$240:$X$240,0))","v":{"$error":"#N/A"}},{"$f":"INDEX('Default Data'!$A$240:$X$251,MATCH(nerc_reg,'Default Data'!$A$240:$A$251,0),MATCH('Default Summary'!M$2,'Default Data'!$A$240:$X$240,0))","v":{"$error":"#N/A"}},{"$f":"INDEX('Default Data'!$A$240:$X$251,MATCH(nerc_reg,'Default Data'!$A$240:$A$251,0),MATCH('Default Summary'!N$2,'Default Data'!$A$240:$X$240,0))","v":{"$error":"#N/A"}}]
[null,"input86","Average Fuel Efficiency for Feeder Service Vehicle","miles/gallon",{"$f":"INDEX('Default Data'!$A$240:$X$251,MATCH(nerc_reg,'Default Data'!$A$240:$A$251,0),MATCH('Default Summary'!E$2,'Default Data'!$A$240:$X$240,0))","v":{"$error":"#N/A"}},{"$f":"INDEX('Default Data'!$A$240:$X$251,MATCH(nerc_reg,'Default Data'!$A$240:$A$251,0),MATCH('Default Summary'!F$2,'Default Data'!$A$240:$X$240,0))","v":{"$error":"#N/A"}},{"$f":"INDEX('Default Data'!$A$240:$X$251,MATCH(nerc_reg,'Default Data'!$A$240:$A$251,0),MATCH('Default Summary'!G$2,'Default Data'!$A$240:$X$240,0))","v":{"$error":"#N/A"}},{"$f":"INDEX('Default Data'!$A$240:$X$251,MATCH(nerc_reg,'Default Data'!$A$240:$A$251,0),MATCH('Default Summary'!H$2,'Default Data'!$A$240:$X$240,0))","v":{"$error":"#N/A"}},{"$f":"INDEX('Default Data'!$A$240:$X$251,MATCH(nerc_reg,'Default Data'!$A$240:$A$251,0),MATCH('Default Summary'!I$2,'Default Data'!$A$240:$X$240,0))","v":{"$error":"#N/A"}},{"$f":"INDEX('Default Data'!$A$240:$X$251,MATCH(nerc_reg,'Default Data'!$A$240:$A$251,0),MATCH('Default Summary'!J$2,'Default Data'!$A$240:$X$240,0))","v":{"$error":"#N/A"}},{"$f":"INDEX('Default Data'!$A$240:$X$251,MATCH(nerc_reg,'Default Data'!$A$240:$A$251,0),MATCH('Default Summary'!K$2,'Default Data'!$A$240:$X$240,0))","v":{"$error":"#N/A"}},{"$f":"INDEX('Default Data'!$A$240:$X$251,MATCH(nerc_reg,'Default Data'!$A$240:$A$251,0),MATCH('Default Summary'!L$2,'Default Data'!$A$240:$X$240,0))","v":{"$error":"#N/A"}},{"$f":"INDEX('Default Data'!$A$240:$X$251,MATCH(nerc_reg,'Default Data'!$A$240:$A$251,0),MATCH('Default Summary'!M$2,'Default Data'!$A$240:$X$240,0))","v":{"$error":"#N/A"}},{"$f":"INDEX('Default Data'!$A$240:$X$251,MATCH(nerc_reg,'Default Data'!$A$240:$A$251,0),MATCH('Default Summary'!N$2,'Default Data'!$A$240:$X$240,0))","v":{"$error":"#N/A"}}]
[null,"input92","Average Fuel Efficiency for Real-Time Load Measurement/Management Service Vehicle","miles/gallon",{"$f":"INDEX('Default Data'!$A$240:$X$251,MATCH(nerc_reg,'Default Data'!$A$240:$A$251,0),MATCH('Default Summary'!E$2,'Default Data'!$A$240:$X$240,0))","v":{"$error":"#N/A"}},{"$f":"INDEX('Default Data'!$A$240:$X$251,MATCH(nerc_reg,'Default Data'!$A$240:$A$251,0),MATCH('Default Summary'!F$2,'Default Data'!$A$240:$X$240,0))","v":{"$error":"#N/A"}},{"$f":"INDEX('Default Data'!$A$240:$X$251,MATCH(nerc_reg,'Default Data'!$A$240:$A$251,0),MATCH('Default Summary'!G$2,'Default Data'!$A$240:$X$240,0))","v":{"$error":"#N/A"}},{"$f":"INDEX('Default Data'!$A$240:$X$251,MATCH(nerc_reg,'Default Data'!$A$240:$A$251,0),MATCH('Default Summary'!H$2,'Default Data'!$A$240:$X$240,0))","v":{"$error":"#N/A"}},{"$f":"INDEX('Default Data'!$A$240:$X$251,MATCH(nerc_reg,'Default Data'!$A$240:$A$251,0),MATCH('Default Summary'!I$2,'Default Data'!$A$240:$X$240,0))","v":{"$error":"#N/A"}},{"$f":"INDEX('Default Data'!$A$240:$X$251,MATCH(nerc_reg,'Default Data'!$A$240:$A$251,0),MATCH('Default Summary'!J$2,'Default Data'!$A$240:$X$240,0))","v":{"$error":"#N/A"}},{"$f":"INDEX('Default Data'!$A$240:$X$251,MATCH(nerc_reg,'Default Data'!$A$240:$A$251,0),MATCH('Default Summary'!K$2,'Default Data'!$A$240:$X$240,0))","v":{"$error":"#N/A"}},{"$f":"INDEX('Default Data'!$A$240:$X$251,MATCH(nerc_reg,'Default Data'!$A$240:$A$251,0),MATCH('Default Summary'!L$2,'Default Data'!$A$240:$X$240,0))","v":{"$error":"#N/A"}},{"$f":"INDEX('Default Data'!$A$240:$X$251,MATCH(nerc_reg,'Default Data'!$A$240:$A$251,0),MATCH('Default Summary'!M$2,'Default Data'!$A$240:$X$240,0))","v":{"$error":"#N/A"}},{"$f":"INDEX('Default Data'!$A$240:$X$251,MATCH(nerc_reg,'Default Data'!$A$240:$A$251,0),MATCH('Default Summary'!N$2,'Default Data'!$A$240:$X$240,0))","v":{"$error":"#N/A"}}]
[null,"input1",{"$f":"INDIRECT(B8)","v":"Average Hourly Generation Cost"},"$/MWh",{"$f":"INDEX('Default Data'!$A$71:$X$82,MATCH(nerc_reg,'Default Data'!$A$71:$A$82,0),MATCH('Default Summary'!E$2,'Default Data'!$A$71:$X$71,0))","v":{"$error":"#N/A"}},{"$f":"INDEX('Default Data'!$A$71:$X$82,MATCH(nerc_reg,'Default Data'!$A$71:$A$82,0),MATCH('Default Summary'!F$2,'Default Data'!$A$71:$X$71,0))","v":{"$error":"#N/A"}},{"$f":"INDEX('Default Data'!$A$71:$X$82,MATCH(nerc_reg,'Default Data'!$A$71:$A$82,0),MATCH('Default Summary'!G$2,'Default Data'!$A$71:$X$71,0))","v":{"$error":"#N/A"}},{"$f":"INDEX('Default Data'!$A$71:$X$82,MATCH(nerc_reg,'Default Data'!$A$71:$A$82,0),MATCH('Default Summary'!H$2,'Default Data'!$A$71:$X$71,0))","v":{"$error":"#N/A"}},{"$f":"INDEX('Default Data'!$A$71:$X$82,MATCH(nerc_reg,'Default Data'!$A$71:$A$82,0),MATCH('Default Summary'!I$2,'Default Data'!$A$71:$X$71,0))","v":{"$error":"#N/A"}},{"$f":"INDEX('Default Data'!$A$71:$X$82,MATCH(nerc_reg,'Default Data'!$A$71:$A$82,0),MATCH('Default Summary'!J$2,'Default Data'!$A$71:$X$71,0))","v":{"$error":"#N/A"}},{"$f":"INDEX('Default Data'!$A$71:$X$82,MATCH(nerc_reg,'Default Data'!$A$71:$A$82,0),MATCH('Default Summary'!K$2,'Default Data'!$A$71:$X$71,0))","v":{"$error":"#N/A"}},{"$f":"INDEX('Default Data'!$A$71:$X$82,MATCH(nerc_reg,'Default Data'!$A$71:$A$82,0),MATCH('Default Summary'!L$2,'Default Data'!$A$71:$X$71,0))","v":{"$error":"#N/A"}},{"$f":"INDEX('Default Data'!$A$71:$X$82,MATCH(nerc_reg,'Default Data'!$A$71:$A$82,0),MATCH('Default Summary'!M$2,'Default Data'!$A$71:$X$71,0))","v":{"$error":"#N/A"}},{"$f":"INDEX('Default Data'!$A$71:$X$82,MATCH(nerc_reg,'Default Data'!$A$71:$A$82,0),MATCH('Default Summary'!N$2,'Default Data'!$A$71:$X$71,0))","v":{"$error":"#N/A"}}]
[null,"input18","Average Price of Congestion","$/MW",{"$f":"INDEX('Default Data'!$A$294:$X$305,MATCH(nerc_reg,'Default Data'!$A$294:$A$305,0),MATCH('Default Summary'!E$2,'Default Data'!$A$71:$X$71,0))","v":{"$error":"#N/A"}},{"$f":"INDEX('Default Data'!$A$294:$X$305,MATCH(nerc_reg,'Default Data'!$A$294:$A$305,0),MATCH('Default Summary'!F$2,'Default Data'!$A$71:$X$71,0))","v":{"$error":"#N/A"}},{"$f":"INDEX('Default Data'!$A$294:$X$305,MATCH(nerc_reg,'Default Data'!$A$294:$A$305,0),MATCH('Default Summary'!G$2,'Default Data'!$A$71:$X$71,0))","v":{"$error":"#N/A"}},{"$f":"INDEX('Default Data'!$A$294:$X$305,MATCH(nerc_reg,'Default Data'!$A$294:$A$305,0),MATCH('Default Summary'!H$2,'Default Data'!$A$71:$X$71,0))","v":{"$error":"#N/A"}},{"$f":"INDEX('Default Data'!$A$294:$X$305,MATCH(nerc_reg,'Default Data'!$A$294:$A$305,0),MATCH('Default Summary'!I$2,'Default Data'!$A$71:$X$71,0))","v":{"$error":"#N/A"}},{"$f":"INDEX('Default Data'!$A$294:$X$305,MATCH(nerc_reg,'Default Data'!$A$294:$A$305,0),MATCH('Default Summary'!J$2,'Default Data'!$A$71:$X$71,0))","v":{"$error":"#N/A"}},{"$f":"INDEX('Default Data'!$A$294:$X$305,MATCH(nerc_reg,'Default Data'!$A$294:$A$305,0),MATCH('Default Summary'!K$2,'Default Data'!$A$71:$X$71,0))","v":{"$error":"#N/A"}},{"$f":"INDEX('Default Data'!$A$294:$X$305,MATCH(nerc_reg,'Default Data'!$A$294:$A$305,0),MATCH('Default Summary'!L$2,'Default Data'!$A$71:$X$71,0))","v":{"$error":"#N/A"}},{"$f":"INDEX('Default Data'!$A$294:$X$305,MATCH(nerc_reg,'Default Data'!$A$294:$A$305,0),MATCH('Default Summary'!M$2,'Default Data'!$A$71:$X$71,0))","v":{"$error":"#N/A"}},{"$f":"INDEX('Default Data'!$A$294:$X$305,MATCH(nerc_reg,'Default Data'!$A$294:$A$305,0),MATCH('Default Summary'!N$2,'Default Data'!$A$71:$X$71,0))","v":{"$error":"#N/A"}}]
[null,"input13","Average Price of Frequency Regulation","$/MW",{"$f":"INDEX('Default Data'!$A$99:$X$110,MATCH(nerc_reg,'Default Data'!$A$99:$A$110,0),MATCH('Default Summary'!E$2,'Default Data'!$A$71:$X$71,0))","v":{"$error":"#N/A"}},{"$f":"INDEX('Default Data'!$A$99:$X$110,MATCH(nerc_reg,'Default Data'!$A$99:$A$110,0),MATCH('Default Summary'!F$2,'Default Data'!$A$71:$X$71,0))","v":{"$error":"#N/A"}},{"$f":"INDEX('Default Data'!$A$99:$X$110,MATCH(nerc_reg,'Default Data'!$A$99:$A$110,0),MATCH('Default Summary'!G$2,'Default Data'!$A$71:$X$71,0))","v":{"$error":"#N/A"}},{"$f":"INDEX('Default Data'!$A$99:$X$110,MATCH(nerc_reg,'Default Data'!$A$99:$A$110,0),MATCH('Default Summary'!H$2,'Default Data'!$A$71:$X$71,0))","v":{"$error":"#N/A"}},{"$f":"INDEX('Default Data'!$A$99:$X$110,MATCH(nerc_reg,'Default Data'!$A$99:$A$110,0),MATCH('Default Summary'!I$2,'Default Data'!$A$71:$X$71,0))","v":{"$error":"#N/A"}},{"$f":"INDEX('Default Data'!$A$99:$X$110,MATCH(nerc_reg,'Default Data'!$A$99:$A$110,0),MATCH('Default Summary'!J$2,'Default Data'!$A$71:$X$71,0))","v":{"$error":"#N/A"}},{"$f":"INDEX('Default Data'!$A$99:$X$110,MATCH(nerc_reg,'Default Data'!$A$99:$A$110,0),MATCH('Default Summary'!K$2,'Default Data'!$A$71:$X$71,0))","v":{"$error":"#N/A"}},{"$f":"INDEX('Default Data'!$A$99:$X$110,MATCH(nerc_reg,'Default Data'!$A$99:$A$110,0),MATCH('Default Summary'!L$2,'Default Data'!$A$71:$X$71,0))","v":{"$error":"#N/A"}},{"$f":"INDEX('Default Data'!$A$99:$X$110,MATCH(nerc_reg,'Default Data'!$A$99:$A$110,0),MATCH('Default Summary'!M$2,'Default Data'!$A$71:$X$71,0))","v":{"$error":"#N/A"}},{"$f":"INDEX('Default Data'!$A$99:$X$110,MATCH(nerc_reg,'Default Data'!$A$99:$A$110,0),MATCH('Default Summary'!N$2,'Default Data'!$A$71:$X$71,0))","v":{"$error":"#N/A"}}]
[null,"input11","Average Price of Reserves","$/MW",{"$f":"INDEX('Default Data'!$A$42:$X$53,MATCH(nerc_reg,'Default Data'!$A$42:$A$53,0),MATCH('Default Summary'!E$2,'Default Data'!$A$71:$X$71,0))","v":{"$error":"#N/A"}},{"$f":"INDEX('Default Data'!$A$42:$X$53,MATCH(nerc_reg,'Default Data'!$A$42:$A$53,0),MATCH('Default Summary'!F$2,'Default Data'!$A$71:$X$71,0))","v":{"$error":"#N/A"}},{"$f":"INDEX('Default Data'!$A$42:$X$53,MATCH(nerc_reg,'Default Data'!$A$42:$A$53,0),MATCH('Default Summary'!G$2,'Default Data'!$A$71:$X$71,0))","v":{"$error":"#N/A"}},{"$f":"INDEX('Default Data'!$A$42:$X$53,MATCH(nerc_reg,'Default Data'!$A$42:$A$53,0),MATCH('Default Summary'!H$2,'Default Data'!$A$71:$X$71,0))","v":{"$error":"#N/A"}},{"$f":"INDEX('Default Data'!$A$42:$X$53,MATCH(nerc_reg,'Default Data'!$A$42:$A$53,0),MATCH('Default Summary'!I$2,'Default Data'!$A$71:$X$71,0))","v":{"$error":"#N/A"}},{"$f":"INDEX('Default Data'!$A$42:$X$53,MATCH(nerc_reg,'Default Data'!$A$42:$A$53,0),MATCH('Default Summary'!J$2,'Default Data'!$A$71:$X$71,0))","v":{"$error":"#N/A"}},{"$f":"INDEX('Default Data'!$A$42:$X$53,MATCH(nerc_reg,'Default Data'!$A$42:$A$53,0),MATCH('Default Summary'!K$2,'Default Data'!$A$71:$X$71,0))","v":{"$error":"#N/A"}},{"$f":"INDEX('Default Data'!$A$42:$X$53,MATCH(nerc_reg,'Default Data'!$A$42:$A$53,0),MATCH('Default Summary'!L$2,'Default Data'!$A$71:$X$71,0))","v":{"$error":"#N/A"}},{"$f":"INDEX('Default Data'!$A$42:$X$53,MATCH(nerc_reg,'Default Data'!$A$42:$A$53,0),MATCH('Default Summary'!M$2,'Default Data'!$A$71:$X$71,0))","v":{"$error":"#N/A"}},{"$f":"INDEX('Default Data'!$A$42:$X$53,MATCH(nerc_reg,'Default Data'!$A$42:$A$53,0),MATCH('Default Summary'!N$2,'Default Data'!$A$71:$X$71,0))","v":{"$error":"#N/A"}}]
[null,"input15","Average Price of Voltage Control","$/MVAR",{"$f":"INDEX('Default Data'!$A$113:$X$124,MATCH(nerc_reg,'Default Data'!$A$113:$A$124,0),MATCH('Default Summary'!E$2,'Default Data'!$A$71:$X$71,0))","v":{"$error":"#N/A"}},{"$f":"INDEX('Default Data'!$A$113:$X$124,MATCH(nerc_reg,'Default Data'!$A$113:$A$124,0),MATCH('Default Summary'!F$2,'Default Data'!$A$71:$X$71,0))","v":{"$error":"#N/A"}},{"$f":"INDEX('Default Data'!$A$113:$X$124,MATCH(nerc_reg,'Default Data'!$A$113:$A$124,0),MATCH('Default Summary'!G$2,'Default Data'!$A$71:$X$71,0))","v":{"$error":"#N/A"}},{"$f":"INDEX('Default Data'!$A$113:$X$124,MATCH(nerc_reg,'Default Data'!$A$113:$A$124,0),MATCH('Default Summary'!H$2,'Default Data'!$A$71:$X$71,0))","v":{"$error":"#N/A"}},{"$f":"INDEX('Default Data'!$A$113:$X$124,MATCH(nerc_reg,'Default Data'!$A$113:$A$124,0),MATCH('Default Summary'!I$2,'Default Data'!$A$71:$X$71,0))","v":{"$error":"#N/A"}},{"$f":"INDEX('Default Data'!$A$113:$X$124,MATCH(nerc_reg,'Default Data'!$A$113:$A$124,0),MATCH('Default Summary'!J$2,'Default Data'!$A$71:$X$71,0))","v":{"$error":"#N/A"}},{"$f":"INDEX('Default Data'!$A$113:$X$124,MATCH(nerc_reg,'Default Data'!$A$113:$A$124,0),MATCH('Default Summary'!K$2,'Default Data'!$A$71:$X$71,0))","v":{"$error":"#N/A"}},{"$f":"INDEX('Default Data'!$A$113:$X$124,MATCH(nerc_reg,'Default Data'!$A$113:$A$124,0),MATCH('Default Summary'!L$2,'Default Data'!$A$71:$X$71,0))","v":{"$error":"#N/A"}},{"$f":"INDEX('Default Data'!$A$113:$X$124,MATCH(nerc_reg,'Default Data'!$A$113:$A$124,0),MATCH('Default Summary'!M$2,'Default Data'!$A$71:$X$71,0))","v":{"$error":"#N/A"}},{"$f":"INDEX('Default Data'!$A$113:$X$124,MATCH(nerc_reg,'Default Data'!$A$113:$A$124,0),MATCH('Default Summary'!N$2,'Default Data'!$A$71:$X$71,0))","v":{"$error":"#N/A"}}]
[null,"input33","Average Price of Wholesale Energy",{"$f":"OFFSET(INDIRECT(B13),0,1)","v":"$/kWh"},{"$f":"INDEX('Default Data'!$A$57:$X$68,MATCH(nerc_reg,'Default Data'!$A$57:$A$68,0),MATCH('Default Summary'!E$2,'Default Data'!$A$71:$X$71,0))","v":{"$error":"#N/A"}},{"$f":"INDEX('Default Data'!$A$57:$X$68,MATCH(nerc_reg,'Default Data'!$A$57:$A$68,0),MATCH('Default Summary'!F$2,'Default Data'!$A$71:$X$71,0))","v":{"$error":"#N/A"}},{"$f":"INDEX('Default Data'!$A$57:$X$68,MATCH(nerc_reg,'Default Data'!$A$57:$A$68,0),MATCH('Default Summary'!G$2,'Default Data'!$A$71:$X$71,0))","v":{"$error":"#N/A"}},{"$f":"INDEX('Default Data'!$A$57:$X$68,MATCH(nerc_reg,'Default Data'!$A$57:$A$68,0),MATCH('Default Summary'!H$2,'Default Data'!$A$71:$X$71,0))","v":{"$error":"#N/A"}},{"$f":"INDEX('Default Data'!$A$57:$X$68,MATCH(nerc_reg,'Default Data'!$A$57:$A$68,0),MATCH('Default Summary'!I$2,'Default Data'!$A$71:$X$71,0))","v":{"$error":"#N/A"}},{"$f":"INDEX('Default Data'!$A$57:$X$68,MATCH(nerc_reg,'Default Data'!$A$57:$A$68,0),MATCH('Default Summary'!J$2,'Default Data'!$A$71:$X$71,0))","v":{"$error":"#N/A"}},{"$f":"INDEX('Default Data'!$A$57:$X$68,MATCH(nerc_reg,'Default Data'!$A$57:$A$68,0),MATCH('Default Summary'!K$2,'Default Data'!$A$71:$X$71,0))","v":{"$error":"#N/A"}},{"$f":"INDEX('Default Data'!$A$57:$X$68,MATCH(nerc_reg,'Default Data'!$A$57:$A$68,0),MATCH('Default Summary'!L$2,'Default Data'!$A$71:$X$71,0))","v":{"$error":"#N/A"}},{"$f":"INDEX('Default Data'!$A$57:$X$68,MATCH(nerc_reg,'Default Data'!$A$57:$A$68,0),MATCH('Default Summary'!M$2,'Default Data'!$A$71:$X$71,0))","v":{"$error":"#N/A"}},{"$f":"INDEX('Default Data'!$A$57:$X$68,MATCH(nerc_reg,'Default Data'!$A$57:$A$68,0),MATCH('Default Summary'!N$2,'Default Data'!$A$71:$X$71,0))","v":{"$error":"#N/A"}}]
[null,"input5","Price of Capacity at Annual Peak","$/MW",{"$f":"INDEX('Default Data'!$A$85:$X$96,MATCH(nerc_reg,'Default Data'!$A$85:$A$96,0),MATCH('Default Summary'!E$2,'Default Data'!$A$71:$X$71,0))","v":{"$error":"#N/A"}},{"$f":"INDEX('Default Data'!$A$85:$X$96,MATCH(nerc_reg,'Default Data'!$A$85:$A$96,0),MATCH('Default Summary'!F$2,'Default Data'!$A$71:$X$71,0))","v":{"$error":"#N/A"}},{"$f":"INDEX('Default Data'!$A$85:$X$96,MATCH(nerc_reg,'Default Data'!$A$85:$A$96,0),MATCH('Default Summary'!G$2,'Default Data'!$A$71:$X$71,0))","v":{"$error":"#N/A"}},{"$f":"INDEX('Default Data'!$A$85:$X$96,MATCH(nerc_reg,'Default Data'!$A$85:$A$96,0),MATCH('Default Summary'!H$2,'Default Data'!$A$71:$X$71,0))","v":{"$error":"#N/A"}},{"$f":"INDEX('Default Data'!$A$85:$X$96,MATCH(nerc_reg,'Default Data'!$A$85:$A$96,0),MATCH('Default Summary'!I$2,'Default Data'!$A$71:$X$71,0))","v":{"$error":"#N/A"}},{"$f":"INDEX('Default Data'!$A$85:$X$96,MATCH(nerc_reg,'Default Data'!$A$85:$A$96,0),MATCH('Default Summary'!J$2,'Default Data'!$A$71:$X$71,0))","v":{"$error":"#N/A"}},{"$f":"INDEX('Default Data'!$A$85:$X$96,MATCH(nerc_reg,'Default Data'!$A$85:$A$96,0),MATCH('Default Summary'!K$2,'Default Data'!$A$71:$X$71,0))","v":{"$error":"#N/A"}},{"$f":"INDEX('Default Data'!$A$85:$X$96,MATCH(nerc_reg,'Default Data'!$A$85:$A$96,0),MATCH('Default Summary'!L$2,'Default Data'!$A$71:$X$71,0))","v":{"$error":"#N/A"}},{"$f":"INDEX('Default Data'!$A$85:$X$96,MATCH(nerc_reg,'Default Data'!$A$85:$A$96,0),MATCH('Default Summary'!M$2,'Default Data'!$A$71:$X$71,0))","v":{"$error":"#N/A"}},{"$f":"INDEX('Default Data'!$A$85:$X$96,MATCH(nerc_reg,'Default Data'!$A$85:$A$96,0),MATCH('Default Summary'!N$2,'Default Data'!$A$71:$X$71,0))","v":{"$error":"#N/A"}}]
[null,"input64","Value of Service - Sags & Swells","$/event",{"$f":"INDEX('Default Data'!$A$291:$X$291,1,MATCH('Default Summary'!E$2,'Default Data'!$A$71:$X$71,0))","v":{"$error":"#N/A"}},{"$f":"INDEX('Default Data'!$A$291:$X$291,1,MATCH('Default Summary'!F$2,'Default Data'!$A$71:$X$71,0))","v":{"$error":"#N/A"}},{"$f":"INDEX('Default Data'!$A$291:$X$291,1,MATCH('Default Summary'!G$2,'Default Data'!$A$71:$X$71,0))","v":{"$error":"#N/A"}},{"$f":"INDEX('Default Data'!$A$291:$X$291,1,MATCH('Default Summary'!H$2,'Default Data'!$A$71:$X$71,0))","v":{"$error":"#N/A"}},{"$f":"INDEX('Default Data'!$A$291:$X$291,1,MATCH('Default Summary'!I$2,'Default Data'!$A$71:$X$71,0))","v":{"$error":"#N/A"}},{"$f":"INDEX('Default Data'!$A$291:$X$291,1,MATCH('Default Summary'!J$2,'Default Data'!$A$71:$X$71,0))","v":{"$error":"#N/A"}},{"$f":"INDEX('Default Data'!$A$291:$X$291,1,MATCH('Default Summary'!K$2,'Default Data'!$A$71:$X$71,0))","v":{"$error":"#N/A"}},{"$f":"INDEX('Default Data'!$A$291:$X$291,1,MATCH('Default Summary'!L$2,'Default Data'!$A$71:$X$71,0))","v":{"$error":"#N/A"}},{"$f":"INDEX('Default Data'!$A$291:$X$291,1,MATCH('Default Summary'!M$2,'Default Data'!$A$71:$X$71,0))","v":{"$error":"#N/A"}},{"$f":"INDEX('Default Data'!$A$291:$X$291,1,MATCH('Default Summary'!N$2,'Default Data'!$A$71:$X$71,0))","v":{"$error":"#N/A"}}]
[null,"input43","Value of Service - Commercial","$/kWh",{"$f":"INDEX('Default Data'!$A$259:$X$259,1,MATCH('Default Summary'!E$2,'Default Data'!$A$71:$X$71,0))","v":{"$error":"#N/A"}},{"$f":"INDEX('Default Data'!$A$259:$X$259,1,MATCH('Default Summary'!F$2,'Default Data'!$A$71:$X$71,0))","v":{"$error":"#N/A"}},{"$f":"INDEX('Default Data'!$A$259:$X$259,1,MATCH('Default Summary'!G$2,'Default Data'!$A$71:$X$71,0))","v":{"$error":"#N/A"}},{"$f":"INDEX('Default Data'!$A$259:$X$259,1,MATCH('Default Summary'!H$2,'Default Data'!$A$71:$X$71,0))","v":{"$error":"#N/A"}},{"$f":"INDEX('Default Data'!$A$259:$X$259,1,MATCH('Default Summary'!I$2,'Default Data'!$A$71:$X$71,0))","v":{"$error":"#N/A"}},{"$f":"INDEX('Default Data'!$A$259:$X$259,1,MATCH('Default Summary'!J$2,'Default Data'!$A$71:$X$71,0))","v":{"$error":"#N/A"}},{"$f":"INDEX('Default Data'!$A$259:$X$259,1,MATCH('Default Summary'!K$2,'Default Data'!$A$71:$X$71,0))","v":{"$error":"#N/A"}},{"$f":"INDEX('Default Data'!$A$259:$X$259,1,MATCH('Default Summary'!L$2,'Default Data'!$A$71:$X$71,0))","v":{"$error":"#N/A"}},{"$f":"INDEX('Default Data'!$A$259:$X$259,1,MATCH('Default Summary'!M$2,'Default Data'!$A$71:$X$71,0))","v":{"$error":"#N/A"}},{"$f":"INDEX('Default Data'!$A$259:$X$259,1,MATCH('Default Summary'!N$2,'Default Data'!$A$71:$X$71,0))","v":{"$error":"#N/A"}}]
[null,"input46","Value of Service - Industrial","$/kWh",{"$f":"INDEX('Default Data'!$A$263:$X$263,1,MATCH('Default Summary'!E$2,'Default Data'!$A$71:$X$71,0))","v":{"$error":"#N/A"}},{"$f":"INDEX('Default Data'!$A$263:$X$263,1,MATCH('Default Summary'!F$2,'Default Data'!$A$71:$X$71,0))","v":{"$error":"#N/A"}},{"$f":"INDEX('Default Data'!$A$263:$X$263,1,MATCH('Default Summary'!G$2,'Default Data'!$A$71:$X$71,0))","v":{"$error":"#N/A"}},{"$f":"INDEX('Default Data'!$A$263:$X$263,1,MATCH('Default Summary'!H$2,'Default Data'!$A$71:$X$71,0))","v":{"$error":"#N/A"}},{"$f":"INDEX('Default Data'!$A$263:$X$263,1,MATCH('Default Summary'!I$2,'Default Data'!$A$71:$X$71,0))","v":{"$error":"#N/A"}},{"$f":"INDEX('Default Data'!$A$263:$X$263,1,MATCH('Default Summary'!J$2,'Default Data'!$A$71:$X$71,0))","v":{"$error":"#N/A"}},{"$f":"INDEX('Default Data'!$A$263:$X$263,1,MATCH('Default Summary'!K$2,'Default Data'!$A$71:$X$71,0))","v":{"$error":"#N/A"}},{"$f":"INDEX('Default Data'!$A$263:$X$263,1,MATCH('Default Summary'!L$2,'Default Data'!$A$71:$X$71,0))","v":{"$error":"#N/A"}},{"$f":"INDEX('Default Data'!$A$263:$X$263,1,MATCH('Default Summary'!M$2,'Default Data'!$A$71:$X$71,0))","v":{"$error":"#N/A"}},{"$f":"INDEX('Default Data'!$A$263:$X$263,1,MATCH('Default Summary'!N$2,'Default Data'!$A$71:$X$71,0))","v":{"$error":"#N/A"}}]
[null,"input62","Value of Service - PQ","$/# of customer interruptions",{"$f":"INDEX('Default Data'!$A$287:$X$287,1,MATCH('Default Summary'!E$2,'Default Data'!$A$71:$X$71,0))","v":{"$error":"#N/A"}},{"$f":"INDEX('Default Data'!$A$287:$X$287,1,MATCH('Default Summary'!F$2,'Default Data'!$A$71:$X$71,0))","v":{"$error":"#N/A"}},{"$f":"INDEX('Default Data'!$A$287:$X$287,1,MATCH('Default Summary'!G$2,'Default Data'!$A$71:$X$71,0))","v":{"$error":"#N/A"}},{"$f":"INDEX('Default Data'!$A$287:$X$287,1,MATCH('Default Summary'!H$2,'Default Data'!$A$71:$X$71,0))","v":{"$error":"#N/A"}},{"$f":"INDEX('Default Data'!$A$287:$X$287,1,MATCH('Default Summary'!I$2,'Default Data'!$A$71:$X$71,0))","v":{"$error":"#N/A"}},{"$f":"INDEX('Default Data'!$A$287:$X$287,1,MATCH('Default Summary'!J$2,'Default Data'!$A$71:$X$71,0))","v":{"$error":"#N/A"}},{"$f":"INDEX('Default Data'!$A$287:$X$287,1,MATCH('Default Summary'!K$2,'Default Data'!$A$71:$X$71,0))","v":{"$error":"#N/A"}},{"$f":"INDEX('Default Data'!$A$287:$X$287,1,MATCH('Default Summary'!L$2,'Default Data'!$A$71:$X$71,0))","v":{"$error":"#N/A"}},{"$f":"INDEX('Default Data'!$A$287:$X$287,1,MATCH('Default Summary'!M$2,'Default Data'!$A$71:$X$71,0))","v":{"$error":"#N/A"}},{"$f":"INDEX('Default Data'!$A$287:$X$287,1,MATCH('Default Summary'!N$2,'Default Data'!$A$71:$X$71,0))","v":{"$error":"#N/A"}}]
[null,"input40","Value of Service - Residential ","$/kWh",{"$f":"INDEX('Default Data'!$A$255:$X$255,1,MATCH('Default Summary'!E$2,'Default Data'!$A$71:$X$71,0))","v":{"$error":"#N/A"}},{"$f":"INDEX('Default Data'!$A$255:$X$255,1,MATCH('Default Summary'!F$2,'Default Data'!$A$71:$X$71,0))","v":{"$error":"#N/A"}},{"$f":"INDEX('Default Data'!$A$255:$X$255,1,MATCH('Default Summary'!G$2,'Default Data'!$A$71:$X$71,0))","v":{"$error":"#N/A"}},{"$f":"INDEX('Default Data'!$A$255:$X$255,1,MATCH('Default Summary'!H$2,'Default Data'!$A$71:$X$71,0))","v":{"$error":"#N/A"}},{"$f":"INDEX('Default Data'!$A$255:$X$255,1,MATCH('Default Summary'!I$2,'Default Data'!$A$71:$X$71,0))","v":{"$error":"#N/A"}},{"$f":"INDEX('Default Data'!$A$255:$X$255,1,MATCH('Default Summary'!J$2,'Default Data'!$A$71:$X$71,0))","v":{"$error":"#N/A"}},{"$f":"INDEX('Default Data'!$A$255:$X$255,1,MATCH('Default Summary'!K$2,'Default Data'!$A$71:$X$71,0))","v":{"$error":"#N/A"}},{"$f":"INDEX('Default Data'!$A$255:$X$255,1,MATCH('Default Summary'!L$2,'Default Data'!$A$71:$X$71,0))","v":{"$error":"#N/A"}},{"$f":"INDEX('Default Data'!$A$255:$X$255,1,MATCH('Default Summary'!M$2,'Default Data'!$A$71:$X$71,0))","v":{"$error":"#N/A"}},{"$f":"INDEX('Default Data'!$A$255:$X$255,1,MATCH('Default Summary'!N$2,'Default Data'!$A$71:$X$71,0))","v":{"$error":"#N/A"}}]
[null,"input59","Restoration Cost per Event","$/event",{"$f":"INDEX('Default Data'!$A$344:$X$355,MATCH(nerc_reg,'Default Data'!$A$344:$A$355,0),MATCH('Default Summary'!E$2,'Default Data'!$A$71:$X$71,0))","v":{"$error":"#N/A"}},{"$f":"INDEX('Default Data'!$A$344:$X$355,MATCH(nerc_reg,'Default Data'!$A$344:$A$355,0),MATCH('Default Summary'!F$2,'Default Data'!$A$71:$X$71,0))","v":{"$error":"#N/A"}},{"$f":"INDEX('Default Data'!$A$344:$X$355,MATCH(nerc_reg,'Default Data'!$A$344:$A$355,0),MATCH('Default Summary'!G$2,'Default Data'!$A$71:$X$71,0))","v":{"$error":"#N/A"}},{"$f":"INDEX('Default Data'!$A$344:$X$355,MATCH(nerc_reg,'Default Data'!$A$344:$A$355,0),MATCH('Default Summary'!H$2,'Default Data'!$A$71:$X$71,0))","v":{"$error":"#N/A"}},{"$f":"INDEX('Default Data'!$A$344:$X$355,MATCH(nerc_reg,'Default Data'!$A$344:$A$355,0),MATCH('Default Summary'!I$2,'Default Data'!$A$71:$X$71,0))","v":{"$error":"#N/A"}},{"$f":"INDEX('Default Data'!$A$344:$X$355,MATCH(nerc_reg,'Default Data'!$A$344:$A$355,0),MATCH('Default Summary'!J$2,'Default Data'!$A$71:$X$71,0))","v":{"$error":"#N/A"}},{"$f":"INDEX('Default Data'!$A$344:$X$355,MATCH(nerc_reg,'Default Data'!$A$344:$A$355,0),MATCH('Default Summary'!K$2,'Default Data'!$A$71:$X$71,0))","v":{"$error":"#N/A"}},{"$f":"INDEX('Default Data'!$A$344:$X$355,MATCH(nerc_reg,'Default Data'!$A$344:$A$355,0),MATCH('Default Summary'!L$2,'Default Data'!$A$71:$X$71,0))","v":{"$error":"#N/A"}},{"$f":"INDEX('Default Data'!$A$344:$X$355,MATCH(nerc_reg,'Default Data'!$A$344:$A$355,0),MATCH('Default Summary'!M$2,'Default Data'!$A$71:$X$71,0))","v":{"$error":"#N/A"}},{"$f":"INDEX('Default Data'!$A$344:$X$355,MATCH(nerc_reg,'Default Data'!$A$344:$A$355,0),MATCH('Default Summary'!N$2,'Default Data'!$A$71:$X$71,0))","v":{"$error":"#N/A"}}]
[null,"input67","Average Fuel Efficiency for Truck Roll Vehicle","miles/gallon",{"$f":"INDEX('Default Data'!$A$240:$X$251,MATCH(nerc_reg,'Default Data'!$A$240:$A$251,0),MATCH('Default Summary'!E$2,'Default Data'!$A$240:$X$240,0))","v":{"$error":"#N/A"}},{"$f":"INDEX('Default Data'!$A$240:$X$251,MATCH(nerc_reg,'Default Data'!$A$240:$A$251,0),MATCH('Default Summary'!F$2,'Default Data'!$A$240:$X$240,0))","v":{"$error":"#N/A"}},{"$f":"INDEX('Default Data'!$A$240:$X$251,MATCH(nerc_reg,'Default Data'!$A$240:$A$251,0),MATCH('Default Summary'!G$2,'Default Data'!$A$240:$X$240,0))","v":{"$error":"#N/A"}},{"$f":"INDEX('Default Data'!$A$240:$X$251,MATCH(nerc_reg,'Default Data'!$A$240:$A$251,0),MATCH('Default Summary'!H$2,'Default Data'!$A$240:$X$240,0))","v":{"$error":"#N/A"}},{"$f":"INDEX('Default Data'!$A$240:$X$251,MATCH(nerc_reg,'Default Data'!$A$240:$A$251,0),MATCH('Default Summary'!I$2,'Default Data'!$A$240:$X$240,0))","v":{"$error":"#N/A"}},{"$f":"INDEX('Default Data'!$A$240:$X$251,MATCH(nerc_reg,'Default Data'!$A$240:$A$251,0),MATCH('Default Summary'!J$2,'Default Data'!$A$240:$X$240,0))","v":{"$error":"#N/A"}},{"$f":"INDEX('Default Data'!$A$240:$X$251,MATCH(nerc_reg,'Default Data'!$A$240:$A$251,0),MATCH('Default Summary'!K$2,'Default Data'!$A$240:$X$240,0))","v":{"$error":"#N/A"}},{"$f":"INDEX('Default Data'!$A$240:$X$251,MATCH(nerc_reg,'Default Data'!$A$240:$A$251,0),MATCH('Default Summary'!L$2,'Default Data'!$A$240:$X$240,0))","v":{"$error":"#N/A"}},{"$f":"INDEX('Default Data'!$A$240:$X$251,MATCH(nerc_reg,'Default Data'!$A$240:$A$251,0),MATCH('Default Summary'!M$2,'Default Data'!$A$240:$X$240,0))","v":{"$error":"#N/A"}},{"$f":"INDEX('Default Data'!$A$240:$X$251,MATCH(nerc_reg,'Default Data'!$A$240:$A$251,0),MATCH('Default Summary'!N$2,'Default Data'!$A$240:$X$240,0))","v":{"$error":"#N/A"}}]
[null,"input68","CO2 Emissions per Gallon of Fuel","tons/gallon",{"$f":"INDEX('Default Data'!$A$329:$X$329,1,MATCH('Default Summary'!E$2,'Default Data'!$A$71:$X$71,0))","v":{"$error":"#N/A"}},{"$f":"INDEX('Default Data'!$A$329:$X$329,1,MATCH('Default Summary'!F$2,'Default Data'!$A$71:$X$71,0))","v":{"$error":"#N/A"}},{"$f":"INDEX('Default Data'!$A$329:$X$329,1,MATCH('Default Summary'!G$2,'Default Data'!$A$71:$X$71,0))","v":{"$error":"#N/A"}},{"$f":"INDEX('Default Data'!$A$329:$X$329,1,MATCH('Default Summary'!H$2,'Default Data'!$A$71:$X$71,0))","v":{"$error":"#N/A"}},{"$f":"INDEX('Default Data'!$A$329:$X$329,1,MATCH('Default Summary'!I$2,'Default Data'!$A$71:$X$71,0))","v":{"$error":"#N/A"}},{"$f":"INDEX('Default Data'!$A$329:$X$329,1,MATCH('Default Summary'!J$2,'Default Data'!$A$71:$X$71,0))","v":{"$error":"#N/A"}},{"$f":"INDEX('Default Data'!$A$329:$X$329,1,MATCH('Default Summary'!K$2,'Default Data'!$A$71:$X$71,0))","v":{"$error":"#N/A"}},{"$f":"INDEX('Default Data'!$A$329:$X$329,1,MATCH('Default Summary'!L$2,'Default Data'!$A$71:$X$71,0))","v":{"$error":"#N/A"}},{"$f":"INDEX('Default Data'!$A$329:$X$329,1,MATCH('Default Summary'!M$2,'Default Data'!$A$71:$X$71,0))","v":{"$error":"#N/A"}},{"$f":"INDEX('Default Data'!$A$329:$X$329,1,MATCH('Default Summary'!N$2,'Default Data'!$A$71:$X$71,0))","v":{"$error":"#N/A"}}]
[null,"input71","Value of CO2","$/ton",{"$f":"INDEX('Default Data'!$A$309:$X$309,1,MATCH('Default Summary'!E$2,'Default Data'!$A$71:$X$71,0))","v":{"$error":"#N/A"}},{"$f":"INDEX('Default Data'!$A$309:$X$309,1,MATCH('Default Summary'!F$2,'Default Data'!$A$71:$X$71,0))","v":{"$error":"#N/A"}},{"$f":"INDEX('Default Data'!$A$309:$X$309,1,MATCH('Default Summary'!G$2,'Default Data'!$A$71:$X$71,0))","v":{"$error":"#N/A"}},{"$f":"INDEX('Default Data'!$A$309:$X$309,1,MATCH('Default Summary'!H$2,'Default Data'!$A$71:$X$71,0))","v":{"$error":"#N/A"}},{"$f":"INDEX('Default Data'!$A$309:$X$309,1,MATCH('Default Summary'!I$2,'Default Data'!$A$71:$X$71,0))","v":{"$error":"#N/A"}},{"$f":"INDEX('Default Data'!$A$309:$X$309,1,MATCH('Default Summary'!J$2,'Default Data'!$A$71:$X$71,0))","v":{"$error":"#N/A"}},{"$f":"INDEX('Default Data'!$A$309:$X$309,1,MATCH('Default Summary'!K$2,'Default Data'!$A$71:$X$71,0))","v":{"$error":"#N/A"}},{"$f":"INDEX('Default Data'!$A$309:$X$309,1,MATCH('Default Summary'!L$2,'Default Data'!$A$71:$X$71,0))","v":{"$error":"#N/A"}},{"$f":"INDEX('Default Data'!$A$309:$X$309,1,MATCH('Default Summary'!M$2,'Default Data'!$A$71:$X$71,0))","v":{"$error":"#N/A"}},{"$f":"INDEX('Default Data'!$A$309:$X$309,1,MATCH('Default Summary'!N$2,'Default Data'!$A$71:$X$71,0))","v":{"$error":"#N/A"}}]
[null,"input72","Sox Emissions per Gallon of Gas","tons/gallon",{"$f":"INDEX('Default Data'!$A$333:$X$333,1,MATCH('Default Summary'!E$2,'Default Data'!$A$71:$X$71,0))","v":{"$error":"#N/A"}},{"$f":"INDEX('Default Data'!$A$333:$X$333,1,MATCH('Default Summary'!F$2,'Default Data'!$A$71:$X$71,0))","v":{"$error":"#N/A"}},{"$f":"INDEX('Default Data'!$A$333:$X$333,1,MATCH('Default Summary'!G$2,'Default Data'!$A$71:$X$71,0))","v":{"$error":"#N/A"}},{"$f":"INDEX('Default Data'!$A$333:$X$333,1,MATCH('Default Summary'!H$2,'Default Data'!$A$71:$X$71,0))","v":{"$error":"#N/A"}},{"$f":"INDEX('Default Data'!$A$333:$X$333,1,MATCH('Default Summary'!I$2,'Default Data'!$A$71:$X$71,0))","v":{"$error":"#N/A"}},{"$f":"INDEX('Default Data'!$A$333:$X$333,1,MATCH('Default Summary'!J$2,'Default Data'!$A$71:$X$71,0))","v":{"$error":"#N/A"}},{"$f":"INDEX('Default Data'!$A$333:$X$333,1,MATCH('Default Summary'!K$2,'Default Data'!$A$71:$X$71,0))","v":{"$error":"#N/A"}},{"$f":"INDEX('Default Data'!$A$333:$X$333,1,MATCH('Default Summary'!L$2,'Default Data'!$A$71:$X$71,0))","v":{"$error":"#N/A"}},{"$f":"INDEX('Default Data'!$A$333:$X$333,1,MATCH('Default Summary'!M$2,'Default Data'!$A$71:$X$71,0))","v":{"$error":"#N/A"}},{"$f":"INDEX('Default Data'!$A$333:$X$333,1,MATCH('Default Summary'!N$2,'Default Data'!$A$71:$X$71,0))","v":{"$error":"#N/A"}}]
[null,"input73","NOx Emissions per Gallon of Gas","tons/gallon",{"$f":"INDEX('Default Data'!$A$337:$X$337,1,MATCH('Default Summary'!E$2,'Default Data'!$A$71:$X$71,0))","v":{"$error":"#N/A"}},{"$f":"INDEX('Default Data'!$A$337:$X$337,1,MATCH('Default Summary'!F$2,'Default Data'!$A$71:$X$71,0))","v":{"$error":"#N/A"}},{"$f":"INDEX('Default Data'!$A$337:$X$337,1,MATCH('Default Summary'!G$2,'Default Data'!$A$71:$X$71,0))","v":{"$error":"#N/A"}},{"$f":"INDEX('Default Data'!$A$337:$X$337,1,MATCH('Default Summary'!H$2,'Default Data'!$A$71:$X$71,0))","v":{"$error":"#N/A"}},{"$f":"INDEX('Default Data'!$A$337:$X$337,1,MATCH('Default Summary'!I$2,'Default Data'!$A$71:$X$71,0))","v":{"$error":"#N/A"}},{"$f":"INDEX('Default Data'!$A$337:$X$337,1,MATCH('Default Summary'!J$2,'Default Data'!$A$71:$X$71,0))","v":{"$error":"#N/A"}},{"$f":"INDEX('Default Data'!$A$337:$X$337,1,MATCH('Default Summary'!K$2,'Default Data'!$A$71:$X$71,0))","v":{"$error":"#N/A"}},{"$f":"INDEX('Default Data'!$A$337:$X$337,1,MATCH('Default Summary'!L$2,'Default Data'!$A$71:$X$71,0))","v":{"$error":"#N/A"}},{"$f":"INDEX('Default Data'!$A$337:$X$337,1,MATCH('Default Summary'!M$2,'Default Data'!$A$71:$X$71,0))","v":{"$error":"#N/A"}},{"$f":"INDEX('Default Data'!$A$337:$X$337,1,MATCH('Default Summary'!N$2,'Default Data'!$A$71:$X$71,0))","v":{"$error":"#N/A"}}]
[null,"input74","PM-2.5 per Gallon of Gas","tons/gallon",{"$f":"INDEX('Default Data'!$A$341:$X$341,1,MATCH('Default Summary'!E$2,'Default Data'!$A$71:$X$71,0))","v":{"$error":"#N/A"}},{"$f":"INDEX('Default Data'!$A$341:$X$341,1,MATCH('Default Summary'!F$2,'Default Data'!$A$71:$X$71,0))","v":{"$error":"#N/A"}},{"$f":"INDEX('Default Data'!$A$341:$X$341,1,MATCH('Default Summary'!G$2,'Default Data'!$A$71:$X$71,0))","v":{"$error":"#N/A"}},{"$f":"INDEX('Default Data'!$A$341:$X$341,1,MATCH('Default Summary'!H$2,'Default Data'!$A$71:$X$71,0))","v":{"$error":"#N/A"}},{"$f":"INDEX('Default Data'!$A$341:$X$341,1,MATCH('Default Summary'!I$2,'Default Data'!$A$71:$X$71,0))","v":{"$error":"#N/A"}},{"$f":"INDEX('Default Data'!$A$341:$X$341,1,MATCH('Default Summary'!J$2,'Default Data'!$A$71:$X$71,0))","v":{"$error":"#N/A"}},{"$f":"INDEX('Default Data'!$A$341:$X$341,1,MATCH('Default Summary'!K$2,'Default Data'!$A$71:$X$71,0))","v":{"$error":"#N/A"}},{"$f":"INDEX('Default Data'!$A$341:$X$341,1,MATCH('Default Summary'!L$2,'Default Data'!$A$71:$X$71,0))","v":{"$error":"#N/A"}},{"$f":"INDEX('Default Data'!$A$341:$X$341,1,MATCH('Default Summary'!M$2,'Default Data'!$A$71:$X$71,0))","v":{"$error":"#N/A"}},{"$f":"INDEX('Default Data'!$A$341:$X$341,1,MATCH('Default Summary'!N$2,'Default Data'!$A$71:$X$71,0))","v":{"$error":"#N/A"}}]
[null,"input81","Value of SOx","$/ton",{"$f":"INDEX('Default Data'!$A$317:$X$317,1,MATCH('Default Summary'!E$2,'Default Data'!$A$71:$X$71,0))","v":{"$error":"#N/A"}},{"$f":"INDEX('Default Data'!$A$317:$X$317,1,MATCH('Default Summary'!F$2,'Default Data'!$A$71:$X$71,0))","v":{"$error":"#N/A"}},{"$f":"INDEX('Default Data'!$A$317:$X$317,1,MATCH('Default Summary'!G$2,'Default Data'!$A$71:$X$71,0))","v":{"$error":"#N/A"}},{"$f":"INDEX('Default Data'!$A$317:$X$317,1,MATCH('Default Summary'!H$2,'Default Data'!$A$71:$X$71,0))","v":{"$error":"#N/A"}},{"$f":"INDEX('Default Data'!$A$317:$X$317,1,MATCH('Default Summary'!I$2,'Default Data'!$A$71:$X$71,0))","v":{"$error":"#N/A"}},{"$f":"INDEX('Default Data'!$A$317:$X$317,1,MATCH('Default Summary'!J$2,'Default Data'!$A$71:$X$71,0))","v":{"$error":"#N/A"}},{"$f":"INDEX('Default Data'!$A$317:$X$317,1,MATCH('Default Summary'!K$2,'Default Data'!$A$71:$X$71,0))","v":{"$error":"#N/A"}},{"$f":"INDEX('Default Data'!$A$317:$X$317,1,MATCH('Default Summary'!L$2,'Default Data'!$A$71:$X$71,0))","v":{"$error":"#N/A"}},{"$f":"INDEX('Default Data'!$A$317:$X$317,1,MATCH('Default Summary'!M$2,'Default Data'!$A$71:$X$71,0))","v":{"$error":"#N/A"}},{"$f":"INDEX('Default Data'!$A$317:$X$317,1,MATCH('Default Summary'!N$2,'Default Data'!$A$71:$X$71,0))","v":{"$error":"#N/A"}}]
[null,"input82","Value of NOx","$/ton",{"$f":"INDEX('Default Data'!$A$313:$X$313,1,MATCH('Default Summary'!E$2,'Default Data'!$A$71:$X$71,0))","v":{"$error":"#N/A"}},{"$f":"INDEX('Default Data'!$A$313:$X$313,1,MATCH('Default Summary'!F$2,'Default Data'!$A$71:$X$71,0))","v":{"$error":"#N/A"}},{"$f":"INDEX('Default Data'!$A$313:$X$313,1,MATCH('Default Summary'!G$2,'Default Data'!$A$71:$X$71,0))","v":{"$error":"#N/A"}},{"$f":"INDEX('Default Data'!$A$313:$X$313,1,MATCH('Default Summary'!H$2,'Default Data'!$A$71:$X$71,0))","v":{"$error":"#N/A"}},{"$f":"INDEX('Default Data'!$A$313:$X$313,1,MATCH('Default Summary'!I$2,'Default Data'!$A$71:$X$71,0))","v":{"$error":"#N/A"}},{"$f":"INDEX('Default Data'!$A$313:$X$313,1,MATCH('Default Summary'!J$2,'Default Data'!$A$71:$X$71,0))","v":{"$error":"#N/A"}},{"$f":"INDEX('Default Data'!$A$313:$X$313,1,MATCH('Default Summary'!K$2,'Default Data'!$A$71:$X$71,0))","v":{"$error":"#N/A"}},{"$f":"INDEX('Default Data'!$A$313:$X$313,1,MATCH('Default Summary'!L$2,'Default Data'!$A$71:$X$71,0))","v":{"$error":"#N/A"}},{"$f":"INDEX('Default Data'!$A$313:$X$313,1,MATCH('Default Summary'!M$2,'Default Data'!$A$71:$X$71,0))","v":{"$error":"#N/A"}},{"$f":"INDEX('Default Data'!$A$313:$X$313,1,MATCH('Default Summary'!N$2,'Default Data'!$A$71:$X$71,0))","v":{"$error":"#N/A"}}]
[null,"input83","Value of PM-2.5","$/ton",{"$f":"INDEX('Default Data'!$A$321:$X$321,1,MATCH('Default Summary'!E$2,'Default Data'!$A$71:$X$71,0))","v":{"$error":"#N/A"}},{"$f":"INDEX('Default Data'!$A$321:$X$321,1,MATCH('Default Summary'!F$2,'Default Data'!$A$71:$X$71,0))","v":{"$error":"#N/A"}},{"$f":"INDEX('Default Data'!$A$321:$X$321,1,MATCH('Default Summary'!G$2,'Default Data'!$A$71:$X$71,0))","v":{"$error":"#N/A"}},{"$f":"INDEX('Default Data'!$A$321:$X$321,1,MATCH('Default Summary'!H$2,'Default Data'!$A$71:$X$71,0))","v":{"$error":"#N/A"}},{"$f":"INDEX('Default Data'!$A$321:$X$321,1,MATCH('Default Summary'!I$2,'Default Data'!$A$71:$X$71,0))","v":{"$error":"#N/A"}},{"$f":"INDEX('Default Data'!$A$321:$X$321,1,MATCH('Default Summary'!J$2,'Default Data'!$A$71:$X$71,0))","v":{"$error":"#N/A"}},{"$f":"INDEX('Default Data'!$A$321:$X$321,1,MATCH('Default Summary'!K$2,'Default Data'!$A$71:$X$71,0))","v":{"$error":"#N/A"}},{"$f":"INDEX('Default Data'!$A$321:$X$321,1,MATCH('Default Summary'!L$2,'Default Data'!$A$71:$X$71,0))","v":{"$error":"#N/A"}},{"$f":"INDEX('Default Data'!$A$321:$X$321,1,MATCH('Default Summary'!M$2,'Default Data'!$A$71:$X$71,0))","v":{"$error":"#N/A"}},{"$f":"INDEX('Default Data'!$A$321:$X$321,1,MATCH('Default Summary'!N$2,'Default Data'!$A$71:$X$71,0))","v":{"$error":"#N/A"}}]
[null,"input94","Electricity to Fuel Conversion Factor","gallons/kWh",{"$f":"INDEX('Default Data'!$A$325:$X$325,1,MATCH('Default Summary'!E$2,'Default Data'!$A$71:$X$71,0))","v":{"$error":"#N/A"}},{"$f":"INDEX('Default Data'!$A$325:$X$325,1,MATCH('Default Summary'!F$2,'Default Data'!$A$71:$X$71,0))","v":{"$error":"#N/A"}},{"$f":"INDEX('Default Data'!$A$325:$X$325,1,MATCH('Default Summary'!G$2,'Default Data'!$A$71:$X$71,0))","v":{"$error":"#N/A"}},{"$f":"INDEX('Default Data'!$A$325:$X$325,1,MATCH('Default Summary'!H$2,'Default Data'!$A$71:$X$71,0))","v":{"$error":"#N/A"}},{"$f":"INDEX('Default Data'!$A$325:$X$325,1,MATCH('Default Summary'!I$2,'Default Data'!$A$71:$X$71,0))","v":{"$error":"#N/A"}},{"$f":"INDEX('Default Data'!$A$325:$X$325,1,MATCH('Default Summary'!J$2,'Default Data'!$A$71:$X$71,0))","v":{"$error":"#N/A"}},{"$f":"INDEX('Default Data'!$A$325:$X$325,1,MATCH('Default Summary'!K$2,'Default Data'!$A$71:$X$71,0))","v":{"$error":"#N/A"}},{"$f":"INDEX('Default Data'!$A$325:$X$325,1,MATCH('Default Summary'!L$2,'Default Data'!$A$71:$X$71,0))","v":{"$error":"#N/A"}},{"$f":"INDEX('Default Data'!$A$325:$X$325,1,MATCH('Default Summary'!M$2,'Default Data'!$A$71:$X$71,0))","v":{"$error":"#N/A"}},{"$f":"INDEX('Default Data'!$A$325:$X$325,1,MATCH('Default Summary'!N$2,'Default Data'!$A$71:$X$71,0))","v":{"$error":"#N/A"}}]

{"sheet":"Default Data","index":25,"n_rows":356,"n_cols":24,"rows_kept":356,"cut":false,"hidden":true,"merged":[]}
["Smart Grid Input Module"]
["Default Data"]
[]
["Input Name","Benefit ","Source","More notes"]
["Price of Reserves",null,"from ES"]
["Average price of energy (wholesale)","losses","ES","(1) AEO 2009, Tables 62-75 EMM regions http://www.eia.doe.gov/oiaf/aeo/supplement/index.html: price of generation: weighted average EMM regions by total generating capacity (2) industrial rate"]
["Hourly Generation Cost (baseline forecast)",null,"AEO 2009 gen","generation only AEO 2009"]
["Hourly Generation Cost (project)",null,"AEO 2009 gen","generation only AEO 2009"]
["Price of Capacity at Annual Peak",null,"RDSI/ES model"]
["Price of Frequency Regulation (baseline forecast)",null,"ES","averaged prices from ISO data"]
["Price of Voltage Control"]
["Energy rate (baseline forecast)","cost savings","AEO 2009","average rate (residential, industrial, commercial)"]
["Energy rate (project)","cost savings","AEO 2009","average rate (residential, industrial, commercial)"]
["Demand Rate (baseline forecast)","cost savings","ES","PV Market Penetration Model: average of summer and winter commercial demand charges for all utilities.  "]
["Demand Rate (project)","cost savings","ES","PV Market Penetration Model: average of summer and winter commercial demand charges for all utilities.  "]
["Price of Capacity (project)",null,"ES"]
["Electricity Rate - Retail (baseline forecast)","theft","ES","same as energy rate"]
["Electricity Rate - Retail (project)","theft","ES","same as energy rate"]
["Residential Value of Service",null,null,"Ernest Orlando Lawerence Berkeley Lab (June 2009) - Estimated Value of Service Reliability for Electric Utility Customers in the US "]
["Commercial Value of Service",null,null,"Ernest Orlando Lawerence Berkeley Lab (June 2009) - Estimated Value of Service Reliability for Electric Utility Customers in the US "]
["Industrial Value of Service",null,null,"Ernest Orlando Lawerence Berkeley Lab (June 2009) - Estimated Value of Service Reliability for Electric Utility Customers in the US "]
["Average Value of Service",null,null,"Ernest Orlando Lawerence Berkeley Lab (June 2009) - Estimated Value of Service Reliability for Electric Utility Customers in the US "]
["Value of Service - PQ events",null,null,"Ernest Orlando Lawerence Berkeley Lab (June 2009) - Estimated Value of Service Reliability for Electric Utility Customers in the US "]
["Residential Rate (electricity delivery rate)",null,"AEO 2009"]
["Commercial Rate (electricity delivery rate)",null,"AEO 2009"]
["Industrial Rate (electricity delivery rate)",null,"AEO 2009"]
["All Sectors Average (electricity delivery rate)",null,"AEO 2009","same as energy rate (above)",null,"average rate (residential, industrial, commercial)"]
["Restoration cost per outage event",null,"RDSI 2008","Restoration cost was estimated at $3,000 for a typical sustained outage event, which assumed a 3-4 person crew, $75-$100 per hour per person"]
["Avg fuel efficiency for service vehicle",null,"RDSI","NHTSA 4WD Light Truck Fleet Characteristics, TOTAL FLEET CAFE, MPG, 2004 http://www.nhtsa.gov/cars/rules/CAFE/4WDLightTruckFleet.htm"]
["Value of CO2",null,null,"(1) $20/ton http://www.ctv.ca/servlet/ArticleNews/story/CTVNews/20070422/green_qp_070422/20070422?hub=TopStories (2) Calculated: avg YOY/2000 E3_Avoided Costs (Existing Intl Markets, OR Climate Trust, Utility Planning Docs, Models) p.90; 5% growth rt 2024 p.92 (3) The value of CO2 emissions is based on ICF Consulting projections in the “Very High Emissions” scenario and that an unlimited number of offsets are available for $6.50/ton, effectively providing a backstop to the CO2 allowance price. “RPS Sensitivity & Very High Emissions Reference & Package Cases - 10/26/05,” ICF Consulting. Regional Greenhouse Gas Initiative, October 2005. Available at: http://www.rggi.org/docs/rps_hi_emis_10_26_05.ppt"]
["Value of NOx",null,null,"(1) Evolution Markets - estimated 2010 bid price http://www.evomarkets.com/ (2) E3_Avoided Costs (South Coast Air Quality Management District-SCAQMD, RECLAIM data) p.88, 10% growth rt 2024 p.92 (2)  Evolution Markets: the value of NOx emissions is its commodity value in the EPA SIP NOx Trading Program. For November 2005 the average monthly price was about $2,500 per ton. For 2007, 2008, Annual 2009 the average monthly prices were $608.81, $561.43, $5,005  http://www.evomarkets.com/"]
["Value of SOx",null,null,"(1) Evolution Markets - estimated 2007-09 bid price http://www.evomarkets.com/ The value of SOx emissions is its commodity value in the cap and trade market for the EPA’s Acid Rain Program. Each allowance permits a unit to emit one ton of SO2 during or after a specified year (2) For November 2005 average monthly price was $1,300/ton, increase w/ inflation http://www.evomarkets.com/ "]
["Value of PM-10",null,null,"Calculated: avg YOY E3_Avoided Costs (CA Air Resources Board-CARB) p.89; 10% growth rt 2024 p.92"]
["Electricity to Fuel Conversion Factor",null,null,"Based on a PEV with 100 mile range and 25 kWh battery assuming an average IC engine vehicle fuel efficiency of 27.5 mpg."]
["CO2 Emissions per Gallon of Gas",null,null,"http://www.epa.gov/otaq/climate/420f05001.htm"]
["Sox Emissions per Gallon of Gas",null,null,"Assuming 0.01 g/mile for light duty trucks (The Greenhouse Gases, Regulated Emissions and Energy Use in Transportation (GREET) Model, developed by M. Wang of Argonne National Laboratory) converting to tons/gal (assuming a fuel efficiency of 20.3 miles/gal)."]
["Nox Emissions per Gallon of Gas",null,null,"Assuming CO2 emissions are 95% of emissions and Nox emissions are 1.6% of emissions. http://www.epa.gov/OMS/climate/420f05004.htm"]
["PM-10 per Gallon of Gas",null,null,"Assume that this is zero"]
[]
["Data highlighted in green means it is used in the tool."]
[]
["Price of Reserves",2008,2009,2010,2011,2012,2013,2014,2015,2016,2017,2018,2019,2020,2021,2022,2023,2024,2025,2026,2027,2028,2029,2030]
["$/MWh"]
["1. NPCC",0.24503945516833966,0.24503945516833966,0.24503945516833966,0.24503945516833966,0.24503945516833966,0.24503945516833966,0.24503945516833966,0.24503945516833966,0.24503945516833966,0.24503945516833966,0.24503945516833966,0.24503945516833966,0.24503945516833966,0.24503945516833966,0.24503945516833966,0.24503945516833966,0.24503945516833966,0.24503945516833966,0.24503945516833966,0.24503945516833966,0.24503945516833966,0.24503945516833966,0.24503945516833966]
["2. RFC",16.28,16.276279043302203,16.272558937066247,16.268836246731716,16.265111008882073,16.267468452733926,16.269832739179826,16.272203713439385,16.271334938288621,16.270459531110767,16.269577543258404,16.26868902549371,16.267794027997532,16.266892600378252,16.267313832862357,16.267733666609399,16.268152143175609,16.268569302282778,16.268985181924659,16.26939981846575,16.269813246733147,16.270225500101994,16.270636610575067]
["3. MRO",10.32,10.317641260864788,10.315283060842976,10.312923222743937,10.310561769758166,10.312056169054918,10.31355490591743,10.315057882229386,10.314507159897943,10.313952233480531,10.313393135529893,10.312829898224509,10.312262553374351,10.311691132426503,10.311958154492594,10.312224289889981,10.312489564961437,10.312754004886866,10.313017633750761,10.313280474604818,10.313542549526167,10.31380387967153,10.31406448532768]
["4. FRCC",10.32,10.317641260864788,10.315283060842976,10.312923222743937,10.310561769758166,10.312056169054918,10.31355490591743,10.315057882229386,10.314507159897943,10.313952233480531,10.313393135529893,10.312829898224509,10.312262553374351,10.311691132426503,10.311958154492594,10.312224289889981,10.312489564961437,10.312754004886866,10.313017633750761,10.313280474604818,10.313542549526167,10.31380387967153,10.31406448532768]
["5. SERC",10.32,10.317641260864788,10.315283060842976,10.312923222743937,10.310561769758166,10.312056169054918,10.31355490591743,10.315057882229386,10.314507159897943,10.313952233480531,10.313393135529893,10.312829898224509,10.312262553374351,10.311691132426503,10.311958154492594,10.312224289889981,10.312489564961437,10.312754004886866,10.313017633750761,10.313280474604818,10.313542549526167,10.31380387967153,10.31406448532768]
["6. SPP",10.32,10.317641260864788,10.315283060842976,10.312923222743937,10.310561769758166,10.312056169054918,10.31355490591743,10.315057882229386,10.314507159897943,10.313952233480531,10.313393135529893,10.312829898224509,10.312262553374351,10.311691132426503,10.311958154492594,10.312224289889981,10.312489564961437,10.312754004886866,10.313017633750761,10.313280474604818,10.313542549526167,10.31380387967153,10.31406448532768]
["7. TRE",12.75,12.747085860080043,12.744172386215887,12.741256888564456,12.738339395776805,12.740185673977733,12.742037311089847,12.743894185893863,12.74321378766461,12.742528195433797,12.741837449419201,12.741141589376213,12.74044065460494,12.739734683957163,12.740064580405095,12.740393381404775,12.740721119501778,12.741047825804996,12.741373530069982,12.741698260776303,12.74202204519948,12.742344909477909,12.742666878675188]
["8. WECC",5.42,5.4187612048340261,5.4175226928070677,5.4162833204721066,5.4150431000086501,5.4158279492517112,5.4166150765574104,5.4174044303956661,5.4171151944425242,5.4168237505295043,5.4165301157531029,5.4162343070132604,5.4159363410163746,5.4156362342782609,5.4157764726114213,5.4159162452716769,5.416055566094089,5.4161944483029867,5.4163329045473967,5.4164709469339263,5.4166085870573477,5.4167458360290404,5.4168827045034913]
["9. ASCC",10.32,10.317641260864788,10.315283060842976,10.312923222743937,10.310561769758166,10.312056169054918,10.31355490591743,10.315057882229386,10.314507159897943,10.313952233480531,10.313393135529893,10.312829898224509,10.312262553374351,10.311691132426503,10.311958154492594,10.312224289889981,10.312489564961437,10.312754004886866,10.313017633750761,10.313280474604818,10.313542549526167,10.31380387967153,10.31406448532768]
["10. HI",10.32,10.317641260864788,10.315283060842976,10.312923222743937,10.310561769758166,10.312056169054918,10.31355490591743,10.315057882229386,10.314507159897943,10.313952233480531,10.313393135529893,10.312829898224509,10.312262553374351,10.311691132426503,10.311958154492594,10.312224289889981,10.312489564961437,10.312754004886866,10.313017633750761,10.313280474604818,10.313542549526167,10.31380387967153,10.31406448532768]
["Source:  from ES"]
[]
[]
["Average price of Energy (wholesale)",2008,2009,2010,2011,2012,2013,2014,2015,2016,2017,2018,2019,2020,2021,2022,2023,2024,2025,2026,2027,2028,2029,2030]
["$/kWh"]
["1. NPCC",6.0853014907936639E-2,6.0853014907936639E-2,7.0660963643359748E-2,8.0468912378782995E-2,9.0276861114206408E-2,9.1496841877095697E-2,9.2716822639984972E-2,9.3936803402874192E-2,9.6981347235700191E-2,0.10002589106852611,0.1030704349013522,0.10611497873417816,0.10915952256700405,0.11220406639983009,0.11604304460949814,0.1198820228191662,0.12372100102883389,0.12755997923850196,0.13139895744816987,0.13523793565783784,0.13907691386750587,0.14291589207717384,0.14675487028684181]
["2. RFC",6.8096473358353518E-2,4.763358226984709E-2,5.7422656215670678E-2,6.364173625737736E-2,7.0648300709104106E-2,7.1168962794331242E-2,7.131376277431356E-2,6.9958927263074858E-2,7.3128726267837535E-2,7.6365267521937008E-2,7.7328203561052078E-2,7.9142159474633059E-2,8.142931035175309E-2,8.5271390283639933E-2,8.8920172546099505E-2,9.1456630456671795E-2,9.4415353001370439E-2,9.6594630257074321E-2,9.906759031521184E-2,0.10236926559916634,0.10496447000868053,0.10677381645179124,0.11073079758487074]
["3. MRO",3.8156399726867699E-2,2.8156041498245188E-2,3.9446171519660032E-2,4.2944169545519183E-2,4.8290401265681897E-2,4.836673642345906E-2,4.795096829450532E-2,4.5737159145262558E-2,4.6407019109807386E-2,4.7669013273330264E-2,4.7011130163273442E-2,4.6927530359729588E-2,4.7469516357045861E-2,4.8937021126786474E-2,5.0112111748138413E-2,5.072290918997923E-2,5.127976454365183E-2,5.0441350639394568E-2,5.0130563186376091E-2,5.0527598123498649E-2,5.1463552332123443E-2,5.3594085256160266E-2,5.6166337064299549E-2]
["4. FRCC",8.7465543746948218E-2,6.5892200029915721E-2,7.9400000940389265E-2,9.223526403938842E-2,0.10609331120368401,0.10602032612821272,0.10552860213833726,0.10308600917230483,0.10652874299736549,0.11008539038591175,0.11030590493547905,0.11285437935562181,0.11827717196713945,0.12352101629776853,0.12675276508173719,0.12851108882691564,0.13126152151829221,0.1324873465959279,0.13517672499306407,0.13899718079746443,0.14155412828881017,0.14472578505401057,0.14809246190565672]
["5. SERC",5.6666898727417002E-2,4.1264270771062796E-2,5.359875606924136E-2,5.902852920890489E-2,6.5434816762726625E-2,6.4727061085839296E-2,6.3666029661312101E-2,6.1133772388114176E-2,6.308167604214944E-2,6.5511982344947886E-2,6.5734707073620655E-2,6.5953534201948522E-2,6.7487555802833402E-2,7.0340647577337476E-2,7.2959885428263926E-2,7.429101870166141E-2,7.6824114616500114E-2,7.8134012597222663E-2,8.0063482775063477E-2,8.2587152995011737E-2,8.4407696351789643E-2,8.6694592894321687E-2,8.9234331139350795E-2]
["6. SPP",5.69482135772705E-2,4.3155167974675404E-2,5.4073217386838464E-2,6.1887984197917315E-2,6.6549557246107338E-2,6.6722009269726268E-2,6.6334515929907301E-2,6.4496199554487876E-2,6.7435687543093453E-2,7.0324849902608372E-2,7.0576213527212009E-2,7.1479746851111206E-2,7.3102360176381581E-2,7.5645207001994216E-2,7.8124871566735921E-2,7.978004136414861E-2,8.2459096660397413E-2,8.391612841104297E-2,8.5650191491787528E-2,8.8276276120089051E-2,9.0201599007748059E-2,9.2646080501855618E-2,9.5340218227959961E-2]
["7. TRE",7.6735811233520496E-2,5.3246155197948848E-2,6.173738396490714E-2,6.8732190500609247E-2,7.6529027429139654E-2,7.9472169071666973E-2,8.0249984343565284E-2,7.7937871385331037E-2,8.2195711809544769E-2,8.9122539314796578E-2,9.1406917064844648E-2,9.62845593402126E-2,0.10163705784735175,0.1067465252334326,0.11132753766030902,0.11417032152324823,0.11734391661177332,0.12062391553058065,0.12566611233296621,0.13139345413015721,0.13540375165749746,0.13831910762882774,0.1419813128574984]
["8. WECC",6.192354561677138E-2,4.5318156504498885E-2,5.8330369976122266E-2,6.2831136178578634E-2,6.746812769066482E-2,6.5324397408120835E-2,6.4129282028331444E-2,6.221157899431505E-2,6.5585297413454965E-2,6.9577404067671489E-2,6.9843642189554231E-2,7.1132371983434306E-2,7.3223551797777731E-2,7.5860168558058105E-2,7.796811933331714E-2,8.1632789020316496E-2,8.4714045579809646E-2,8.6304075565805827E-2,8.8800244433148795E-2,9.1336831823514528E-2,9.3819768201179751E-2,9.6829273059421711E-2,9.9867492834326901E-2]
["9. ASCC",6.192354561677138E-2,4.5318156504498885E-2,5.8330369976122266E-2,6.2831136178578634E-2,6.746812769066482E-2,6.5324397408120835E-2,6.4129282028331444E-2,6.221157899431505E-2,6.5585297413454965E-2,6.9577404067671489E-2,6.9843642189554231E-2,7.1132371983434306E-2,7.3223551797777731E-2,7.5860168558058105E-2,7.796811933331714E-2,8.1632789020316496E-2,8.4714045579809646E-2,8.6304075565805827E-2,8.8800244433148795E-2,9.1336831823514528E-2,9.3819768201179751E-2,9.6829273059421711E-2,9.9867492834326901E-2]
["10. HI",6.192354561677138E-2,4.5318156504498885E-2,5.8330369976122266E-2,6.2831136178578634E-2,6.746812769066482E-2,6.5324397408120835E-2,6.4129282028331444E-2,6.221157899431505E-2,6.5585297413454965E-2,6.9577404067671489E-2,6.9843642189554231E-2,7.1132371983434306E-2,7.3223551797777731E-2,7.5860168558058105E-2,7.796811933331714E-2,8.1632789020316496E-2,8.4714045579809646E-2,8.6304075565805827E-2,8.8800244433148795E-2,9.1336831823514528E-2,9.3819768201179751E-2,9.6829273059421711E-2,9.9867492834326901E-2]
["Source: (1) AEO 2009, Tables 62-75 EMM regions http://www.eia.doe.gov/oiaf/aeo/supplement/index.html: price of generation: weighted average EMM regions by total generating capacity (2) industrial rate"]
[]
["Hourly Generation Cost (baseline and project)",2008,2009,2010,2011,2012,2013,2014,2015,2016,2017,2018,2019,2020,2021,2022,2023,2024,2025,2026,2027,2028,2029,2030]
["$/MWh"]
["1. NPCC",91.59718211330356,87.132832347053551,72.364636885859056,73.029804091132746,72.441841697689256,73.188513630920482,74.361417061175985,77.305718258729172,77.499397798792543,77.57668326619806,80.895948429580216,83.310083179986151,84.240200327333213,83.227469587985084,83.259752229257728,84.661735536794097,85.943444720555178,88.873391363656779,90.994540927299354,92.69802529582897,94.537732189041904,95.56308639750057,96.164536006987746]
["2. RFC",69.022883777890954,67.01529298843009,58.572041431778565,58.252267791625343,57.653295153871163,58.097066592098258,58.537212957170823,59.144287058586805,59.903277880238129,60.448776236644704,61.441477571527535,62.651734308642581,63.017355230353417,63.176767815029287,64.049956760266511,65.195914283490254,66.522876083009834,68.426994013126759,70.066247123843851,71.867508822449508,73.265804513262339,73.556206489468764,74.97989747998983]
["3. MRO",38.156399726867697,39.138009548187306,39.7531127929688,38.746640682220502,38.820621967315702,38.940353393554702,38.786652088165297,38.072545528411901,37.4921584129333,37.236683368682904,36.916797161102302,36.745114326477101,36.388275623321505,35.942344665527301,35.799629688262897,35.835762023925795,35.789132118225105,35.379149913787799,35.114567279815695,35.183575153350802,35.6172227859497,36.643311977386503,37.766139507293701]
["4. FRCC",87.4655437469482,91.592760086059599,80.017833709716797,83.219833374023409,85.288343429565401,85.357608795166001,85.360136032104492,85.810899734497113,86.064405441284194,85.993280410766602,86.6207790374756,88.367042541503906,90.666656494140597,90.721397399902315,90.551004409789996,90.793151855468807,91.60993576049799,92.92553901672359,94.686193466186509,96.787061691284208,97.967681884765611,98.951816558837905,99.577093124389606]
["5. SERC",56.666898727416999,57.358965873718297,54.015822410583496,53.258852958679199,52.603006362915004,52.1121501922607,51.498274803161607,50.889000892639196,50.9635877609253,51.174731254577601,51.620006561279297,51.642823219299295,51.733322143554695,51.662478446960399,52.121868133544908,52.486643791198702,53.617024421691902,54.802556037902797,56.081447601318402,57.507410049438505,58.417415618896506,59.274768829345703,60.000996589660602]
["6. SPP",56.948213577270501,59.987387657165499,54.493975639343297,55.838813781738303,53.4991455078125,53.718295097351096,53.6567640304565,53.687953948974602,54.481186866760297,54.934306144714405,55.421934127807596,55.969948768615694,56.037411689758301,55.5584716796875,55.811686515808098,56.364641189575202,57.549786567688002,58.858084678649902,59.994726181030302,61.468882560730002,62.427296638488798,63.343915939331097,64.106583595275893]
["7. TRE",76.735811233520494,74.014258384704604,62.217779159545898,62.014040946960399,61.521635055541999,63.983526229858398,64.912729263305692,64.877076148986802,66.4057874679565,69.618134498596206,71.779823303222699,75.392570495605511,77.910995483398395,78.401184082031293,79.531364440917997,80.661392211914091,81.896572113037095,84.604625701904297,88.024368286132784,91.492404937744098,93.711090087890611,94.571447372436495,95.46796798706049]
["8. WECC",63.157003899366472,64.428594461718475,59.785847102563018,57.695156353001806,55.483357701214686,54.1622974332521,53.43447848747023,53.328541848182951,53.921640372616253,55.185634768309349,55.892195053024537,56.651275781828716,56.726051402552088,56.168380661188522,56.009449773780808,58.081166921238875,59.383198061941279,60.744659911906389,62.36261966714121,63.757600236087384,65.006422284108424,66.306318037797553,67.241822691094299]
["9. ASCC",63.157003899366472,64.428594461718475,59.785847102563018,57.695156353001806,55.483357701214686,54.1622974332521,53.43447848747023,53.328541848182951,53.921640372616253,55.185634768309349,55.892195053024537,56.651275781828716,56.726051402552088,56.168380661188522,56.009449773780808,58.081166921238875,59.383198061941279,60.744659911906389,62.36261966714121,63.757600236087384,65.006422284108424,66.306318037797553,67.241822691094299]
["10. HI",63.157003899366472,64.428594461718475,59.785847102563018,57.695156353001806,55.483357701214686,54.1622974332521,53.43447848747023,53.328541848182951,53.921640372616253,55.185634768309349,55.892195053024537,56.651275781828716,56.726051402552088,56.168380661188522,56.009449773780808,58.081166921238875,59.383198061941279,60.744659911906389,62.36261966714121,63.757600236087384,65.006422284108424,66.306318037797553,67.241822691094299]
["Source: AEO 2009 gen, generation only AEO 2009"]
[]
["Price of Capacity at Annual Peak",2008,2009,2010,2011,2012,2013,2014,2015,2016,2017,2018,2019,2020,2021,2022,2023,2024,2025,2026,2027,2028,2029,2030]
["$/MW"]
["1. NPCC",46829.268292682929,46829.268292682929,50144.368189666435,39137.067855349414,29167.191491114067,35957.779310553044,50223.534534480117,63772.008552177227,63465.729953800663,63136.454827473266,62831.215842213598,64198.615114811924,76909.06822683278,89003.772138772649,100504.16645348276,100477.89508107623,100471.98032556256,100483.5213119307,100509.79347602079,100475.00803227785,100453.57412599208,100512.82232222916,100509.42213880093]
["2. RFC",40150,40150,40150,40150,39194.382770353441,50795.282403835576,64377.459842401156,66020.533833014197,70702.139617448047,75091.092345883124,79833.132596337528,84813.272026574865,96726.929559093565,102203.27590855485,110401.22513321713,114991.97523406087,114133.47956865445,105799.81112476994,105515.28437048486,109793.96982595167,114412.17801905006,119436.40884597535,124817.23742046853]
["3. MRO",95700,95700,95700,95700,95700,95700,95700,95700,95700,95700,95700,95700,95700,95700,95700,95700,95700,95700,95700,95700,95700,95700,95700]
["4. FRCC",95700,95700,95700,95700,95700,95700,95700,95700,95700,95700,95700,95700,95700,95700,95700,95700,95700,95700,95700,95700,95700,95700,95700]
["5. SERC",95700,95700,95700,95700,95700,95700,95700,95700,95700,95700,95700,95700,95700,95700,95700,95700,95700,95700,95700,95700,95700,95700,95700]
["6. SPP",95700,95700,95700,95700,95700,95700,95700,95700,95700,95700,95700,95700,95700,95700,95700,95700,95700,95700,95700,95700,95700,95700,95700]
["7. TRE",95700,95700,95700,95700,95700,95700,95700,95700,95700,95700,95700,95700,95700,95700,95700,95700,95700,95700,95700,95700,95700,95700,95700]
["8. WECC",95700,95700,95700,95700,95700,95700,95700,95700,95700,95700,95700,95700,95700,95700,95700,95700,95700,95700,95700,95700,95700,95700,95700]
["9. ASCC",95700,95700,95700,95700,95700,95700,95700,95700,95700,95700,95700,95700,95700,95700,95700,95700,95700,95700,95700,95700,95700,95700,95700]
["10. HI",95700,95700,95700,95700,95700,95700,95700,95700,95700,95700,95700,95700,95700,95700,95700,95700,95700,95700,95700,95700,95700,95700,95700]
["Source: RDSI/ES model"]
[]
["Price of Frequency Regulation",2008,2009,2010,2011,2012,2013,2014,2015,2016,2017,2018,2019,2020,2021,2022,2023,2024,2025,2026,2027,2028,2029,2030]
["$/MWh"]
["1. NPCC",33.377414050206824,33.377414050206824,34.086706779063441,34.795999507920065,35.505292236776683,35.584921381278605,35.664550525780534,35.744179670282456,35.774257323034377,35.804334975786297,35.834412628538217,35.864490281290145,35.894567934042065,35.924645586793986,35.984170463399572,36.043695340005158,36.103220216610737,36.162745093216323,36.222269969821909,36.281794846427495,36.341319723033081,36.400844599638667,36.460369476244253]
["2. RFC",36.86,40.204701669966489,40.201854797457472,40.608817173912499,41.011941562297501,41.086760310828119,41.16152162040698,41.236226744785526,41.333320286578605,41.430813564624664,41.528702576380482,41.626983388838966,41.725652136938642,41.824705022016971,41.881673476800074,41.938679989526953,41.995723296666412,42.052802191968773,42.109915523106736,42.167062188557772,42.224241134707761,42.281451353157024,42.338691878212245]
["3. MRO",26.1,28.468331893275245,28.466316066566471,28.754479876264686,29.039926065544357,29.092904072507167,29.145841407830233,29.198738959275701,29.267489405309323,29.336522898445576,29.405836604545055,29.475427738705839,29.545293564137243,29.615431391064657,29.65576987912323,29.696135315427398,29.736526805290119,29.776943494584518,29.81738456736533,29.857849243661367,29.89833677742465,29.938846454622851,29.979377591463361]
["4. FRCC",26.1,28.468331893275245,28.466316066566471,28.754479876264686,29.039926065544357,29.092904072507167,29.145841407830233,29.198738959275701,29.267489405309323,29.336522898445576,29.405836604545055,29.475427738705839,29.545293564137243,29.615431391064657,29.65576987912323,29.696135315427398,29.736526805290119,29.776943494584518,29.81738456736533,29.857849243661367,29.89833677742465,29.938846454622851,29.979377591463361]
["5. SERC",26.1,28.468331893275245,28.466316066566471,28.754479876264686,29.039926065544357,29.092904072507167,29.145841407830233,29.198738959275701,29.267489405309323,29.336522898445576,29.405836604545055,29.475427738705839,29.545293564137243,29.615431391064657,29.65576987912323,29.696135315427398,29.736526805290119,29.776943494584518,29.81738456736533,29.857849243661367,29.89833677742465,29.938846454622851,29.979377591463361]
["6. SPP",26.1,28.468331893275245,28.466316066566471,28.754479876264686,29.039926065544357,29.092904072507167,29.145841407830233,29.198738959275701,29.267489405309323,29.336522898445576,29.405836604545055,29.475427738705839,29.545293564137243,29.615431391064657,29.65576987912323,29.696135315427398,29.736526805290119,29.776943494584518,29.81738456736533,29.857849243661367,29.89833677742465,29.938846454622851,29.979377591463361]
["7. TRE",14.87,16.219313994367926,16.218165513787103,16.382341600002139,16.54496937144232,16.575152626750249,16.605312710131628,16.635450127372781,16.674619442795002,16.713950019152705,16.753440241746546,16.793088523929338,16.832893306464396,16.872853056901583,16.895835176343382,16.918832649057673,16.941844965312796,16.964871638485505,16.987912203705836,17.010966216599403,17.034033252118945,17.05711290345754,17.080204781036787]
["8. WECC",19.329999999999998,21.084017451992736,21.082524504472406,21.295942375792961,21.507347542029592,21.546583744121204,21.585789824266602,21.624966439953994,21.675883915886175,21.727011020189767,21.778345653864207,21.829885754374857,21.881629294818882,21.933574283114165,21.963449492852565,21.993344660812703,22.023259124377699,22.053192250970064,22.083143436290104,22.113112102681001,22.1430976976099,22.17309969225516,22.203117580191062]
["9. ASCC",26.1,28.468331893275245,28.466316066566471,28.754479876264686,29.039926065544357,29.092904072507167,29.145841407830233,29.198738959275701,29.267489405309323,29.336522898445576,29.405836604545055,29.475427738705839,29.545293564137243,29.615431391064657,29.65576987912323,29.696135315427398,29.736526805290119,29.776943494584518,29.81738456736533,29.857849243661367,29.89833677742465,29.938846454622851,29.979377591463361]
["10. HI",26.1,28.468331893275245,28.466316066566471,28.754479876264686,29.039926065544357,29.092904072507167,29.145841407830233,29.198738959275701,29.267489405309323,29.336522898445576,29.405836604545055,29.475427738705839,29.545293564137243,29.615431391064657,29.65576987912323,29.696135315427398,29.736526805290119,29.776943494584518,29.81738456736533,29.857849243661367,29.89833677742465,29.938846454622851,29.979377591463361]
["Source: ES, averaged prices from ISO data"]
[]
["Price of Voltage Control *",2008,2009,2010,2011,2012,2013,2014,2015,2016,2017,2018,2019,2020,2021,2022,2023,2024,2025,2026,2027,2028,2029,2030]
["$/MVAR-yr"]
["1. NPCC",2187.5,{"$f":"B115*(1+0.015)","v":2220.3125},{"$f":"C115*(1+0.015)","v":2253.6171875},2287.4214453124996,2321.732766992187,2356.5587584970694,2391.9071398745255,2427.7857469726432,2464.2025331772325,2501.1655711748908,2538.6830547425138,2576.7633005636512,2615.4147500721056,2654.645971323187,2694.4656608930345,2734.88264580643,2775.9058854935261,2817.5444737759285,2859.8076408825673,2902.7047554958053,2946.245326828242,2990.4390067306654,3035.2955918316252]
["2. RFC",2187.5,2220.3125,{"$f":"C116*(1+0.015)","v":2253.6171875},2287.4214453124996,2321.732766992187,2356.5587584970694,2391.9071398745255,2427.7857469726432,2464.2025331772325,2501.1655711748908,2538.6830547425138,2576.7633005636512,2615.4147500721056,2654.645971323187,2694.4656608930345,2734.88264580643,2775.9058854935261,2817.5444737759285,2859.8076408825673,2902.7047554958053,2946.245326828242,2990.4390067306654,3035.2955918316252]
["3. MRO",2187.5,2220.3125,2253.6171875,2287.4214453124996,2321.732766992187,2356.5587584970694,2391.9071398745255,2427.7857469726432,2464.2025331772325,2501.1655711748908,2538.6830547425138,2576.7633005636512,2615.4147500721056,2654.645971323187,2694.4656608930345,2734.88264580643,2775.9058854935261,2817.5444737759285,2859.8076408825673,2902.7047554958053,2946.245326828242,2990.4390067306654,3035.2955918316252]
["4. FRCC",2187.5,2220.3125,2253.6171875,2287.4214453124996,2321.732766992187,2356.5587584970694,2391.9071398745255,2427.7857469726432,2464.2025331772325,2501.1655711748908,2538.6830547425138,2576.7633005636512,2615.4147500721056,2654.645971323187,2694.4656608930345,2734.88264580643,2775.9058854935261,2817.5444737759285,2859.8076408825673,2902.7047554958053,2946.245326828242,2990.4390067306654,3035.2955918316252]
["5. SERC",2187.5,2220.3125,2253.6171875,2287.4214453124996,2321.732766992187,2356.5587584970694,2391.9071398745255,2427.7857469726432,2464.2025331772325,2501.1655711748908,2538.6830547425138,2576.7633005636512,2615.4147500721056,2654.645971323187,2694.4656608930345,2734.88264580643,2775.9058854935261,2817.5444737759285,2859.8076408825673,2902.7047554958053,2946.245326828242,2990.4390067306654,3035.2955918316252]
["6. SPP",2187.5,2220.3125,2253.6171875,2287.4214453124996,2321.732766992187,2356.5587584970694,2391.9071398745255,2427.7857469726432,2464.2025331772325,2501.1655711748908,2538.6830547425138,2576.7633005636512,2615.4147500721056,2654.645971323187,2694.4656608930345,2734.88264580643,2775.9058854935261,2817.5444737759285,2859.8076408825673,2902.7047554958053,2946.245326828242,2990.4390067306654,3035.2955918316252]
["7. TRE",2187.5,2220.3125,2253.6171875,2287.4214453124996,2321.732766992187,2356.5587584970694,2391.9071398745255,2427.7857469726432,2464.2025331772325,2501.1655711748908,2538.6830547425138,2576.7633005636512,2615.4147500721056,2654.645971323187,2694.4656608930345,2734.88264580643,2775.9058854935261,2817.5444737759285,2859.8076408825673,2902.7047554958053,2946.245326828242,2990.4390067306654,3035.2955918316252]
["8. WECC",2187.5,2220.3125,2253.6171875,2287.4214453124996,2321.732766992187,2356.5587584970694,2391.9071398745255,2427.7857469726432,2464.2025331772325,2501.1655711748908,2538.6830547425138,2576.7633005636512,2615.4147500721056,2654.645971323187,2694.4656608930345,2734.88264580643,2775.9058854935261,2817.5444737759285,2859.8076408825673,2902.7047554958053,2946.245326828242,2990.4390067306654,3035.2955918316252]
["9. ASCC",2187.5,2220.3125,2253.6171875,2287.4214453124996,2321.732766992187,2356.5587584970694,2391.9071398745255,2427.7857469726432,2464.2025331772325,2501.1655711748908,2538.6830547425138,2576.7633005636512,2615.4147500721056,2654.645971323187,2694.4656608930345,2734.88264580643,2775.9058854935261,2817.5444737759285,2859.8076408825673,2902.7047554958053,2946.245326828242,2990.4390067306654,3035.2955918316252]
["10. HI",2187.5,2220.3125,2253.6171875,2287.4214453124996,2321.732766992187,2356.5587584970694,2391.9071398745255,2427.7857469726432,2464.2025331772325,2501.1655711748908,2538.6830547425138,2576.7633005636512,2615.4147500721056,2654.645971323187,2694.4656608930345,2734.88264580643,2775.9058854935261,2817.5444737759285,2859.8076408825673,2902.7047554958053,2946.245326828242,2990.4390067306654,3035.2955918316252]
["based on capacitor price (average $12.5/kVAR, carrying charge of 17.5%)"]
["Source: "]
[]
["Energy Rate (baseline and project)",2008,2009,2010,2011,2012,2013,2014,2015,2016,2017,2018,2019,2020,2021,2022,2023,2024,2025,2026,2027,2028,2029,2030]
["$/kWh"]
["1. NPCC",0.15131438073627818,0.15641667129678472,0.15270448121137475,0.13905387225741561,0.14079104521786887,0.14071338040385997,0.14132940145498252,0.14200137344331826,0.14438712515484317,0.14396298685839526,0.1438963208712451,0.14653307615042116,0.14970221081483331,0.15045425897650089,0.14911460198430687,0.14918675009764845,0.14979146547041119,0.15165858304222307,0.15445680686957161,0.15632582531668091,0.1572384264718496,0.15876488268109623,0.1606351552960027]
["2. RFC",8.3739957513364965E-2,9.4210825895163025E-2,9.2498803553734452E-2,8.4808788768964471E-2,8.5650383811684924E-2,8.5158096834444072E-2,8.5585942703279974E-2,8.6128389744566047E-2,8.6679776503333347E-2,8.7752023211642369E-2,8.8269266958739254E-2,8.8949525258083001E-2,9.0009463121981381E-2,9.0640316640048221E-2,9.0637640130067587E-2,9.1482299068671169E-2,9.2930575306350599E-2,9.4525935682671119E-2,9.6801245721082591E-2,9.8278020576599096E-2,9.9738782394638695E-2,0.10100872384551192,0.10125377612239697]
["3. MRO",7.3629999160766596E-2,6.5814385414123502E-2,6.7131323814392102E-2,6.8119254112243691E-2,6.8183631896972699E-2,6.8518295288085895E-2,6.8671555519104005E-2,6.8631415367126497E-2,6.8093552589416503E-2,6.7432413101196298E-2,6.7127084732055697E-2,6.6639971733093301E-2,6.6245875358581494E-2,6.5747332572937009E-2,6.5228219032287593E-2,6.5032591819763202E-2,6.4833641052246108E-2,6.4673418998718299E-2,6.4310660362243699E-2,6.4127211570739695E-2,6.4043107032775895E-2,6.4112114906310996E-2,6.4779167175293001E-2]
["4. FRCC",0.104140005111694,0.115208978652954,0.11959531784057599,0.109059896469116,0.114829187393188,0.117431707382202,0.117787275314331,0.11755783081054699,0.117907829284668,0.118345041275024,0.118688049316406,0.119495458602905,0.121359615325928,0.12377783775329601,0.124095344543457,0.123982715606689,0.12430048942565901,0.12557571411132801,0.127409954071045,0.12922846794128401,0.13086145401001001,0.13234674453735398,0.13368127822876]
["5. SERC",7.5999999046325706E-2,7.7124266624450696E-2,7.8549890518188503E-2,7.5549483299255399E-2,7.5583624839782704E-2,7.5215606689453096E-2,7.47763442993164E-2,7.4076371192932103E-2,7.3551592826843301E-2,7.3650527000427207E-2,7.3861718177795396E-2,7.4177565574645998E-2,7.4238739013671895E-2,7.4438242912292493E-2,7.4398684501647896E-2,7.4904098510742201E-2,7.5333299636840809E-2,7.6591982841491699E-2,7.8080515861511199E-2,7.9415583610534704E-2,8.0560693740844708E-2,8.1556377410888711E-2,8.2491054534912095E-2]
["6. SPP",7.2239999771118196E-2,8.1480960845947303E-2,8.4870243072509802E-2,7.9652266502380401E-2,8.1988716125488303E-2,7.9740662574768098E-2,7.9980721473693797E-2,7.9678912162780793E-2,7.9617471694946304E-2,8.0093431472778309E-2,8.0528869628906305E-2,8.0657663345336902E-2,8.1033601760864299E-2,8.0932016372680701E-2,8.0319309234619107E-2,8.0422153472900409E-2,8.0749969482421899E-2,8.2007856369018611E-2,8.3467912673950193E-2,8.4467277526855511E-2,8.53861141204834E-2,8.6250858306884795E-2,8.7121887207031304E-2]
["7. TRE",0.105970010757446,0.109316492080688,0.10714319229126,9.6109991073608403E-2,9.7037506103515608E-2,9.6957359313964805E-2,9.9335651397705102E-2,9.9308500289916987E-2,0.100513458251953,0.10088202476501501,0.10293826103210399,0.105660734176636,0.108913888931274,0.111188859939575,0.11204959869384799,0.112815809249878,0.113802433013916,0.11543407440185501,0.11826981544494601,0.12097511291503898,0.12355135917663601,0.12596545219421398,0.12726084709167501]
["8. WECC",9.5066274490571395E-2,0.10068135135379644,0.10279103957446598,9.8547231376125047E-2,9.7405498542898525E-2,9.5425949258378218E-2,9.4231607474587961E-2,9.3373574252961347E-2,9.3285944021517728E-2,9.3984770630198916E-2,9.5007474922677651E-2,9.5803611242167838E-2,9.6668702239092838E-2,9.7198422707598042E-2,9.6412184215716845E-2,9.612889125721448E-2,9.6804367991955353E-2,9.875194681391028E-2,0.10013447523695368,0.10168838339674298,0.10331277278579241,0.10463083394074765,0.1059448463007228]
["9. ASCC",9.5066274490571395E-2,0.10068135135379644,0.10279103957446598,9.8547231376125047E-2,9.7405498542898525E-2,9.5425949258378218E-2,9.4231607474587961E-2,9.3373574252961347E-2,9.3285944021517728E-2,9.3984770630198916E-2,9.5007474922677651E-2,9.5803611242167838E-2,9.6668702239092838E-2,9.7198422707598042E-2,9.6412184215716845E-2,9.612889125721448E-2,9.6804367991955353E-2,9.875194681391028E-2,0.10013447523695368,0.10168838339674298,0.10331277278579241,0.10463083394074765,0.1059448463007228]
["10. HI",9.5066274490571395E-2,0.10068135135379644,0.10279103957446598,9.8547231376125047E-2,9.7405498542898525E-2,9.5425949258378218E-2,9.4231607474587961E-2,9.3373574252961347E-2,9.3285944021517728E-2,9.3984770630198916E-2,9.5007474922677651E-2,9.5803611242167838E-2,9.6668702239092838E-2,9.7198422707598042E-2,9.6412184215716845E-2,9.612889125721448E-2,9.6804367991955353E-2,9.875194681391028E-2,0.10013447523695368,0.10168838339674298,0.10331277278579241,0.10463083394074765,0.1059448463007228]
[]
[]
["Demand Rate (baseline and project)",2008,2009,2010,2011,2012,2013,2014,2015,2016,2017,2018,2019,2020,2021,2022,2023,2024,2025,2026,2027,2028,2029,2030]
["$/kW-day"]
["1. NPCC",4,4,4,4,4,4,4,4,4,4,4,4,4,4,4,4,4,4,4,4,4,4,4]
["2. RFC",4,4,4,4,4,4,4,4,4,4,4,4,4,4,4,4,4,4,4,4,4,4,4]
["3. MRO",4,4,4,4,4,4,4,4,4,4,4,4,4,4,4,4,4,4,4,4,4,4,4]
["4. FRCC",4,4,4,4,4,4,4,4,4,4,4,4,4,4,4,4,4,4,4,4,4,4,4]
["5. SERC",4,4,4,4,4,4,4,4,4,4,4,4,4,4,4,4,4,4,4,4,4,4,4]
["6. SPP",4,4,4,4,4,4,4,4,4,4,4,4,4,4,4,4,4,4,4,4,4,4,4]
["7. TRE",4,4,4,4,4,4,4,4,4,4,4,4,4,4,4,4,4,4,4,4,4,4,4]
["8. WECC",4,4,4,4,4,4,4,4,4,4,4,4,4,4,4,4,4,4,4,4,4,4,4]
["9. ASCC",4,4,4,4,4,4,4,4,4,4,4,4,4,4,4,4,4,4,4,4,4,4,4]
["10. HI",4,4,4,4,4,4,4,4,4,4,4,4,4,4,4,4,4,4,4,4,4,4,4]
[]
[]
["Price of Capacity*",2008,2009,2010,2011,2012,2013,2014,2015,2016,2017,2018,2019,2020,2021,2022,2023,2024,2025,2026,2027,2028,2029,2030]
["$/MW"]
["1. NPCC",46829.268292682929,46829.268292682929,50144.368189666435,39137.067855349414,29167.191491114067,35957.779310553044,50223.534534480117,63772.008552177227,63465.729953800663,63136.454827473266,62831.215842213598,64198.615114811924,76909.06822683278,89003.772138772649,100504.16645348276,100477.89508107623,100471.98032556256,100483.5213119307,100509.79347602079,100475.00803227785,100453.57412599208,100512.82232222916,100509.42213880093]
["2. RFC",40150,40150,40150,40150,39194.382770353441,50795.282403835576,64377.459842401156,66020.533833014197,70702.139617448047,75091.092345883124,79833.132596337528,84813.272026574865,96726.929559093565,102203.27590855485,110401.22513321713,114991.97523406087,114133.47956865445,105799.81112476994,105515.28437048486,109793.96982595167,114412.17801905006,119436.40884597535,124817.23742046853]
["3. MRO",95700,95700,95700,95700,95700,95700,95700,95700,95700,95700,95700,95700,95700,95700,95700,95700,95700,95700,95700,95700,95700,95700,95700]
["4. FRCC",95700,95700,95700,95700,95700,95700,95700,95700,95700,95700,95700,95700,95700,95700,95700,95700,95700,95700,95700,95700,95700,95700,95700]
["5. SERC",95700,95700,95700,95700,95700,95700,95700,95700,95700,95700,95700,95700,95700,95700,95700,95700,95700,95700,95700,95700,95700,95700,95700]
["6. SPP",95700,95700,95700,95700,95700,95700,95700,95700,95700,95700,95700,95700,95700,95700,95700,95700,95700,95700,95700,95700,95700,95700,95700]
["7. TRE",95700,95700,95700,95700,95700,95700,95700,95700,95700,95700,95700,95700,95700,95700,95700,95700,95700,95700,95700,95700,95700,95700,95700]
["8. WECC",95700,95700,95700,95700,95700,95700,95700,95700,95700,95700,95700,95700,95700,95700,95700,95700,95700,95700,95700,95700,95700,95700,95700]
["9. ASCC",95700,95700,95700,95700,95700,95700,95700,95700,95700,95700,95700,95700,95700,95700,95700,95700,95700,95700,95700,95700,95700,95700,95700]
["10. HI",95700,95700,95700,95700,95700,95700,95700,95700,95700,95700,95700,95700,95700,95700,95700,95700,95700,95700,95700,95700,95700,95700,95700]
["*not sure if this is actually used, but at the moment it's set to be the same as capacity at annual peak"]
[]
["Electricity Rate - Retail (baseline and project)",2008,2009,2010,2011,2012,2013,2014,2015,2016,2017,2018,2019,2020,2021,2022,2023,2024,2025,2026,2027,2028,2029,2030]
["$/kWh"]
["1. NPCC",0.15131438073627818,0.15641667129678472,0.15270448121137475,0.13905387225741561,0.14079104521786887,0.14071338040385997,0.14132940145498252,0.14200137344331826,0.14438712515484317,0.14396298685839526,0.1438963208712451,0.14653307615042116,0.14970221081483331,0.15045425897650089,0.14911460198430687,0.14918675009764845,0.14979146547041119,0.15165858304222307,0.15445680686957161,0.15632582531668091,0.1572384264718496,0.15876488268109623,0.1606351552960027]
["2. RFC",8.3739957513364965E-2,9.4210825895163025E-2,9.2498803553734452E-2,8.4808788768964471E-2,8.5650383811684924E-2,8.5158096834444072E-2,8.5585942703279974E-2,8.6128389744566047E-2,8.6679776503333347E-2,8.7752023211642369E-2,8.8269266958739254E-2,8.8949525258083001E-2,9.0009463121981381E-2,9.0640316640048221E-2,9.0637640130067587E-2,9.1482299068671169E-2,9.2930575306350599E-2,9.4525935682671119E-2,9.6801245721082591E-2,9.8278020576599096E-2,9.9738782394638695E-2,0.10100872384551192,0.10125377612239697]
["3. MRO",7.3629999160766596E-2,6.5814385414123502E-2,6.7131323814392102E-2,6.8119254112243691E-2,6.8183631896972699E-2,6.8518295288085895E-2,6.8671555519104005E-2,6.8631415367126497E-2,6.8093552589416503E-2,6.7432413101196298E-2,6.7127084732055697E-2,6.6639971733093301E-2,6.6245875358581494E-2,6.5747332572937009E-2,6.5228219032287593E-2,6.5032591819763202E-2,6.4833641052246108E-2,6.4673418998718299E-2,6.4310660362243699E-2,6.4127211570739695E-2,6.4043107032775895E-2,6.4112114906310996E-2,6.4779167175293001E-2]
["4. FRCC",0.104140005111694,0.115208978652954,0.11959531784057599,0.109059896469116,0.114829187393188,0.117431707382202,0.117787275314331,0.11755783081054699,0.117907829284668,0.118345041275024,0.118688049316406,0.119495458602905,0.121359615325928,0.12377783775329601,0.124095344543457,0.123982715606689,0.12430048942565901,0.12557571411132801,0.127409954071045,0.12922846794128401,0.13086145401001001,0.13234674453735398,0.13368127822876]
["5. SERC",7.5999999046325706E-2,7.7124266624450696E-2,7.8549890518188503E-2,7.5549483299255399E-2,7.5583624839782704E-2,7.5215606689453096E-2,7.47763442993164E-2,7.4076371192932103E-2,7.3551592826843301E-2,7.3650527000427207E-2,7.3861718177795396E-2,7.4177565574645998E-2,7.4238739013671895E-2,7.4438242912292493E-2,7.4398684501647896E-2,7.4904098510742201E-2,7.5333299636840809E-2,7.6591982841491699E-2,7.8080515861511199E-2,7.9415583610534704E-2,8.0560693740844708E-2,8.1556377410888711E-2,8.2491054534912095E-2]
["6. SPP",7.2239999771118196E-2,8.1480960845947303E-2,8.4870243072509802E-2,7.9652266502380401E-2,8.1988716125488303E-2,7.9740662574768098E-2,7.9980721473693797E-2,7.9678912162780793E-2,7.9617471694946304E-2,8.0093431472778309E-2,8.0528869628906305E-2,8.0657663345336902E-2,8.1033601760864299E-2,8.0932016372680701E-2,8.0319309234619107E-2,8.0422153472900409E-2,8.0749969482421899E-2,8.2007856369018611E-2,8.3467912673950193E-2,8.4467277526855511E-2,8.53861141204834E-2,8.6250858306884795E-2,8.7121887207031304E-2]
["7. TRE",0.105970010757446,0.109316492080688,0.10714319229126,9.6109991073608403E-2,9.7037506103515608E-2,9.6957359313964805E-2,9.9335651397705102E-2,9.9308500289916987E-2,0.100513458251953,0.10088202476501501,0.10293826103210399,0.105660734176636,0.108913888931274,0.111188859939575,0.11204959869384799,0.112815809249878,0.113802433013916,0.11543407440185501,0.11826981544494601,0.12097511291503898,0.12355135917663601,0.12596545219421398,0.12726084709167501]
["8. WECC",9.5066274490571395E-2,0.10068135135379644,0.10279103957446598,9.8547231376125047E-2,9.7405498542898525E-2,9.5425949258378218E-2,9.4231607474587961E-2,9.3373574252961347E-2,9.3285944021517728E-2,9.3984770630198916E-2,9.5007474922677651E-2,9.5803611242167838E-2,9.6668702239092838E-2,9.7198422707598042E-2,9.6412184215716845E-2,9.612889125721448E-2,9.6804367991955353E-2,9.875194681391028E-2,0.10013447523695368,0.10168838339674298,0.10331277278579241,0.10463083394074765,0.1059448463007228]
["9. ASCC",9.5066274490571395E-2,0.10068135135379644,0.10279103957446598,9.8547231376125047E-2,9.7405498542898525E-2,9.5425949258378218E-2,9.4231607474587961E-2,9.3373574252961347E-2,9.3285944021517728E-2,9.3984770630198916E-2,9.5007474922677651E-2,9.5803611242167838E-2,9.6668702239092838E-2,9.7198422707598042E-2,9.6412184215716845E-2,9.612889125721448E-2,9.6804367991955353E-2,9.875194681391028E-2,0.10013447523695368,0.10168838339674298,0.10331277278579241,0.10463083394074765,0.1059448463007228]
["10. HI",9.5066274490571395E-2,0.10068135135379644,0.10279103957446598,9.8547231376125047E-2,9.7405498542898525E-2,9.5425949258378218E-2,9.4231607474587961E-2,9.3373574252961347E-2,9.3285944021517728E-2,9.3984770630198916E-2,9.5007474922677651E-2,9.5803611242167838E-2,9.6668702239092838E-2,9.7198422707598042E-2,9.6412184215716845E-2,9.612889125721448E-2,9.6804367991955353E-2,9.875194681391028E-2,0.10013447523695368,0.10168838339674298,0.10331277278579241,0.10463083394074765,0.1059448463007228]
[]
[]
["Residential Rate (elec delivery rate)",2008,2009,2010,2011,2012,2013,2014,2015,2016,2017,2018,2019,2020,2021,2022,2023,2024,2025,2026,2027,2028,2029,2030]
["$/kWh"]
["1. NPCC",0.16911069403982704,0.17714345091583436,0.17492386025939355,0.16321135996165595,0.16772593725543039,0.17058549668161319,0.17303056195308258,0.17403075657889641,0.17637125721397037,0.17561547996828997,0.17524316342157045,0.17716150552764479,0.17954632222660866,0.17955219051010565,0.17770812413144874,0.17760147364494688,0.1781479567636492,0.17998684358880884,0.18256894115699565,0.18405164132049645,0.1846903459609778,0.18585719073040441,0.18742003813080366]
["2. RFC",0.10010782930552641,0.10733414713525237,0.10570156878484326,9.9341170446530014E-2,0.10141957809373871,0.10200403476708766,0.10329894751041838,0.10397006216462641,0.10456343664222147,0.10556046405988774,0.10607183161327512,0.10660087981005102,0.10740471053749162,0.10779615368768761,0.10775301013985629,0.10860182560966093,0.11014796765832022,0.11176591508987567,0.11402538744712654,0.11534837506405894,0.11663986639015456,0.11769347479151661,0.11781462247355515]
["3. MRO",8.7010002136230502E-2,7.3259005546569791E-2,7.3731269836425806E-2,7.75082874298096E-2,7.7793726921081496E-2,7.8009872436523409E-2,7.8360719680786103E-2,7.8266448974609396E-2,7.7578482627868692E-2,7.6725020408630398E-2,7.63521432876587E-2,7.5720367431640595E-2,7.5182375907897891E-2,7.4579606056213402E-2,7.4027833938598603E-2,7.3767733573913599E-2,7.3443131446838394E-2,7.3111281394958497E-2,7.2691726684570301E-2,7.2324609756469704E-2,7.2047343254089402E-2,7.1971254348754898E-2,7.2603845596313499E-2]
["4. FRCC",0.11294000625610399,0.122695665359497,0.125248823165894,0.11801296234130901,0.12450430870056201,0.127471761703491,0.12865290641784699,0.12881728172302201,0.12945681571960399,0.13008757591247599,0.13079955101013199,0.131906080245972,0.13414143562316899,0.137008714675903,0.13768908500671398,0.13776293754577598,0.13828619956970201,0.139732656478882,0.141962757110596,0.14407038688659701,0.145968780517578,0.14764810562133801,0.14935751914978002]
["5. SERC",9.0620002746581996E-2,8.9574241638183588E-2,8.9849185943603499E-2,8.8876953125000005E-2,8.918134689331049E-2,8.8893957138061502E-2,8.8854475021362303E-2,8.8110494613647491E-2,8.7462940216064503E-2,8.749452590942379E-2,8.7787685394287093E-2,8.8099956512451214E-2,8.8085308074951213E-2,8.8272981643676793E-2,8.831159591674799E-2,8.8886718749999996E-2,8.9346141815185492E-2,9.0709762573242203E-2,9.242726325988769E-2,9.3907680511474592E-2,9.5169553756713904E-2,9.6209774017334007E-2,9.7325763702392598E-2]
["6. SPP",8.5430002212524392E-2,9.5049352645874011E-2,9.789830207824711E-2,9.322849273681641E-2,9.6207113265991198E-2,9.3729639053344707E-2,9.4494762420654299E-2,9.4143400192260709E-2,9.39303398132324E-2,9.4175777435302699E-2,9.4533500671386703E-2,9.442917823791501E-2,9.4559087753295898E-2,9.4239311218261707E-2,9.3525037765502889E-2,9.3465242385864289E-2,9.3680906295776398E-2,9.4848337173461902E-2,9.6285467147827097E-2,9.7163982391357401E-2,9.79296016693115E-2,9.86002254486084E-2,9.9422044754028299E-2]
["7. TRE",0.12756999015808101,0.13229501724243201,0.130262594223022,0.12012268066406299,0.12283856391906699,0.12385353088378899,0.12718422889709499,0.12723582267761199,0.128531141281128,0.12869580268859901,0.130683813095093,0.13325515747070299,0.13635223388671899,0.138560934066772,0.13940001487731901,0.14001571655273401,0.14085655212402298,0.14244557380676301,0.14526794433593801,0.14776483535766599,0.150273485183716,0.152591857910156,0.153799276351929]
["8. WECC",0.10925410530217355,0.11453473098691912,0.1178891740683793,0.11271917441189848,0.11225552800619562,0.11067723076074558,0.11036752168708422,0.10986556879037453,0.11003506602243167,0.11083364601564366,0.11223725976101281,0.11324901767560934,0.11426927778407713,0.11494907116822363,0.11441053192543883,0.11444502151520336,0.11552671562040408,0.11764473613139219,0.11950292810717836,0.12127176806717492,0.12317324379747241,0.12461298705074703,0.12620882604891587]
["9. ASCC",0.10925410530217355,0.11453473098691912,0.1178891740683793,0.11271917441189848,0.11225552800619562,0.11067723076074558,0.11036752168708422,0.10986556879037453,0.11003506602243167,0.11083364601564366,0.11223725976101281,0.11324901767560934,0.11426927778407713,0.11494907116822363,0.11441053192543883,0.11444502151520336,0.11552671562040408,0.11764473613139219,0.11950292810717836,0.12127176806717492,0.12317324379747241,0.12461298705074703,0.12620882604891587]
["10. HI",0.10925410530217355,0.11453473098691912,0.1178891740683793,0.11271917441189848,0.11225552800619562,0.11067723076074558,0.11036752168708422,0.10986556879037453,0.11003506602243167,0.11083364601564366,0.11223725976101281,0.11324901767560934,0.11426927778407713,0.11494907116822363,0.11441053192543883,0.11444502151520336,0.11552671562040408,0.11764473613139219,0.11950292810717836,0.12127176806717492,0.12317324379747241,0.12461298705074703,0.12620882604891587]
[]
[]
["Commercial Rate (elec delivery rate)",2008,2009,2010,2011,2012,2013,2014,2015,2016,2017,2018,2019,2020,2021,2022,2023,2024,2025,2026,2027,2028,2029,2030]
["$/kWh"]
["1. NPCC",0.15199788297538266,0.15592400193750755,0.15074730963036231,0.13614717568627735,0.13695212984355343,0.13576072027640959,0.1362075117968056,0.13695569779127431,0.13954911282742496,0.13944552611720584,0.13975529067495698,0.14282672157420281,0.14634412043971518,0.14739218815251345,0.14629517004574924,0.14642293153708519,0.14696585720854086,0.14878027640914426,0.15178169661287369,0.15397990729841188,0.15506994207700273,0.15679469715337224,0.15899955321776921]
["2. RFC",9.0303312364325344E-2,0.10137389813843602,9.9237893540444197E-2,9.0530846675808532E-2,9.1432574599900077E-2,9.0610611418602771E-2,9.0994278632176684E-2,9.1775018387056373E-2,9.2445297273004226E-2,9.3703736749176106E-2,9.4411877472120265E-2,9.5266955630275624E-2,9.6459347245072102E-2,9.7180308788766462E-2,9.7220791755894542E-2,9.7979711412163634E-2,9.9317234633161083E-2,0.10089110109161911,0.10337507712097713,0.10495591560636487,0.10661077060772188,0.10811167948182833,0.10836930660241421]
["3. MRO",7.5629997253417999E-2,6.9454140663146993E-2,7.2376742362976101E-2,7.1703772544860808E-2,7.20305347442627E-2,7.2660570144653297E-2,7.2820696830749501E-2,7.2735328674316396E-2,7.21082782745361E-2,7.1440057754516603E-2,7.1088547706603999E-2,7.0555491447448701E-2,7.0012588500976594E-2,6.9331827163696291E-2,6.8735451698303196E-2,6.8473472595214802E-2,6.8250155448913608E-2,6.8104987144470192E-2,6.7670273780822798E-2,6.7519760131835901E-2,6.7452974319458001E-2,6.7585344314575205E-2,6.8381090164184602E-2]
["4. FRCC",9.8070001602172899E-2,0.110988807678223,0.11748733520507799,0.102705755233765,0.107925987243652,0.11027027130127,0.10986276626586899,0.10915643692016599,0.109190864562988,0.109415273666382,0.10935532569885301,0.10979812622070301,0.111245450973511,0.11318553924560501,0.11310441970825201,0.11273609161376999,0.11278572082519499,0.113830823898315,0.11525361061096201,0.11674098014831501,0.11807945251464799,0.119327182769775,0.12031192779541]
["5. SERC",7.8429999351501495E-2,8.0344915390014593E-2,8.2606830596923794E-2,7.7269906997680701E-2,7.7139077186584498E-2,7.6795821189880403E-2,7.6018753051757801E-2,7.4984869956970193E-2,7.4248347282409699E-2,7.4243102073669395E-2,7.4277434349060104E-2,7.4435167312622091E-2,7.42910528182983E-2,7.4266066551208501E-2,7.4008812904357901E-2,7.4359993934631302E-2,7.4659242630004896E-2,7.5873627662658705E-2,7.72525644302368E-2,7.8519873619079597E-2,7.9624009132385293E-2,8.0600824356079098E-2,8.14714336395264E-2]
["6. SPP",7.2300004959106406E-2,8.16372871398926E-2,8.5851402282714803E-2,7.98040103912354E-2,8.2416505813598592E-2,8.0199260711669898E-2,8.0285320281982403E-2,7.9881529808044402E-2,7.984144687652589E-2,8.0463953018188497E-2,8.0883331298828104E-2,8.1005783081054702E-2,8.1354169845581109E-2,8.1204376220703103E-2,8.0510692596435493E-2,8.0585966110229487E-2,8.0916242599487306E-2,8.2251873016357405E-2,8.3730936050414997E-2,8.4803552627563492E-2,8.5845823287963904E-2,8.6848669052124003E-2,8.7817258834838902E-2]
["7. TRE",0.101150007247925,0.101006441116333,9.85260009765625E-2,8.678660392761231E-2,8.7111091613769495E-2,8.7006616592407215E-2,8.9635267257690387E-2,8.9438829421997101E-2,9.067946434021E-2,9.0982608795165995E-2,9.3084030151367209E-2,9.5870771408081104E-2,9.9213552474975597E-2,0.10157087326049799,0.102513799667358,0.10324378013610801,0.10421706199646,0.105809917449951,0.10859575271606399,0.11130345344543499,0.11391119003295901,0.11631465911865201,0.117606763839722]
["8. WECC",9.838341629002359E-2,0.10367405889378201,0.10427154349851354,0.10034649352342545,9.8674003409273417E-2,9.6305925617181487E-2,9.4628868893196216E-2,9.3439018919450625E-2,9.3190039284830078E-2,9.3881651969690574E-2,9.4640565443277549E-2,9.527688430507808E-2,9.5965515884366179E-2,9.6359186014231477E-2,9.5261545372714529E-2,9.4601202964587183E-2,9.5093379065290903E-2,9.706384009125045E-2,9.8231695205381872E-2,9.9721409811054332E-2,0.10129804469012742,0.10262503525463026,0.10392793199223509]
["9. ASCC",9.838341629002359E-2,0.10367405889378201,0.10427154349851354,0.10034649352342545,9.8674003409273417E-2,9.6305925617181487E-2,9.4628868893196216E-2,9.3439018919450625E-2,9.3190039284830078E-2,9.3881651969690574E-2,9.4640565443277549E-2,9.527688430507808E-2,9.5965515884366179E-2,9.6359186014231477E-2,9.5261545372714529E-2,9.4601202964587183E-2,9.5093379065290903E-2,9.706384009125045E-2,9.8231695205381872E-2,9.9721409811054332E-2,0.10129804469012742,0.10262503525463026,0.10392793199223509]
["10. HI",9.838341629002359E-2,0.10367405889378201,0.10427154349851354,0.10034649352342545,9.8674003409273417E-2,9.6305925617181487E-2,9.4628868893196216E-2,9.3439018919450625E-2,9.3190039284830078E-2,9.3881651969690574E-2,9.4640565443277549E-2,9.527688430507808E-2,9.5965515884366179E-2,9.6359186014231477E-2,9.5261545372714529E-2,9.4601202964587183E-2,9.5093379065290903E-2,9.706384009125045E-2,9.8231695205381872E-2,9.9721409811054332E-2,0.10129804469012742,0.10262503525463026,0.10392793199223509]
[]
[]
["Industrial Rate (elec delivery rate)",2008,2009,2010,2011,2012,2013,2014,2015,2016,2017,2018,2019,2020,2021,2022,2023,2024,2025,2026,2027,2028,2029,2030]
["$/kWh"]
["1. NPCC",0.11095668139146556,0.11425543468491525,0.10928406834287822,9.372351272565238E-2,9.3200026776580777E-2,9.1814617711543547E-2,9.13672311551217E-2,9.1548740662356382E-2,9.3743032625057537E-2,9.3355811899888425E-2,9.3059271853178221E-2,9.5604574031282544E-2,9.860680863756538E-2,9.921865753522327E-2,9.7890303063549788E-2,9.7817571960638769E-2,9.852534804000776E-2,0.1003532115455549,0.10301924828001281,0.10467994836555219,0.1056992449087098,0.10730814776839498,0.10916784126497707]
["2. RFC",5.9043768383013423E-2,7.2688329563205215E-2,7.0943720777742816E-2,6.2261073445474775E-2,6.1950021715670302E-2,6.1224416116727486E-2,6.1246605720557706E-2,6.1186706477268482E-2,6.1399080831302306E-2,6.2202977568215287E-2,6.2479792676137687E-2,6.2953902120270841E-2,6.3780171716515219E-2,6.4160909207555267E-2,6.3962912340689057E-2,6.4723322025012422E-2,6.6083679559353445E-2,6.755725058673652E-2,6.9481950345422788E-2,7.0898599638970231E-2,7.2227992585839743E-2,7.3353921577901535E-2,7.3765987497477509E-2]
["3. MRO",5.7540001869201697E-2,5.4718809127807598E-2,5.5461339950561496E-2,5.4759821891784702E-2,5.4685454368591298E-2,5.5136256217956502E-2,5.5307722091674796E-2,5.5301132202148405E-2,5.4958281517028799E-2,5.4480400085449202E-2,5.4267969131469702E-2,5.3913841247558603E-2,5.3630328178405795E-2,5.3235282897949203E-2,5.2750010490417498E-2,5.2589697837829602E-2,5.2472915649414101E-2,5.2407240867614703E-2,5.2111930847168003E-2,5.2013182640075699E-2,5.2060270309448195E-2,5.2154831886291504E-2,5.27198123931885E-2]
["4. FRCC",7.8919997215271001E-2,8.8897371292114294E-2,9.3852643966674809E-2,8.3075027465820295E-2,8.7056341171264595E-2,8.8961162567138707E-2,8.8847436904907207E-2,8.8458061218261705E-2,8.8595151901245103E-2,8.8839797973632798E-2,8.8937559127807597E-2,8.9395227432250993E-2,9.0623807907104489E-2,9.2243862152099593E-2,9.2292518615722685E-2,9.2078456878662091E-2,9.2176618576049807E-2,9.3027124404907208E-2,9.4203138351440396E-2,9.5401716232299802E-2,9.648904800415041E-2,9.7489833831787095E-2,9.8309078216552701E-2]
["5. SERC",5.4500002861022898E-2,5.8137750625610399E-2,5.9714260101318403E-2,5.5742259025573705E-2,5.5542941093444799E-2,5.53399801254272E-2,5.4888014793395994E-2,5.4280600547790499E-2,5.3842635154724101E-2,5.3852186203002902E-2,5.3904871940612803E-2,5.4037890434265101E-2,5.4028997421264602E-2,5.4063754081726104E-2,5.3909144401550299E-2,5.4252486228942895E-2,5.4575963020324698E-2,5.5494894981384303E-2,5.6558160781860399E-2,5.7505202293395993E-2,5.8323245048522897E-2,5.9042701721191394E-2,5.9667491912841798E-2]
["6. SPP",5.58500003814697E-2,6.2580523490905801E-2,6.5122542381286605E-2,6.0059342384338396E-2,6.1269359588623E-2,5.9735488891601601E-2,5.9781284332275399E-2,5.9523630142211896E-2,5.9523396492004402E-2,5.9954733848571806E-2,6.0368399620056197E-2,6.0584893226623499E-2,6.1003484725952101E-2,6.09464359283447E-2,6.0448098182678198E-2,6.06224060058594E-2,6.0937037467956499E-2,6.2028164863586401E-2,6.3340387344360399E-2,6.4220156669616696E-2,6.5083880424499502E-2,6.5877761840820309E-2,6.6617097854614296E-2]
["7. TRE",8.2390003204345696E-2,8.6618976593017594E-2,8.4095211029052694E-2,7.2177705764770506E-2,7.1318635940551808E-2,7.032624721527099E-2,7.1546831130981398E-2,7.1372995376586895E-2,7.2287406921386702E-2,7.2841563224792502E-2,7.4655909538269005E-2,7.7004036903381298E-2,7.97813749313354E-2,8.1491689682006804E-2,8.200674057006839E-2,8.2694168090820294E-2,8.3615112304687503E-2,8.5050191879272499E-2,8.7732992172241189E-2,9.0452527999877894E-2,9.3016633987426794E-2,9.5404129028320295E-2,9.6838445663452094E-2]
["8. WECC",6.8322396289442006E-2,7.3360893885821274E-2,7.5273306702660303E-2,7.2169709291770759E-2,7.120158187119488E-2,6.9708205304404192E-2,6.8615498575564593E-2,6.7816538511882948E-2,6.7690207053780538E-2,6.8249985900247001E-2,6.9165495715094241E-2,6.9771251347086893E-2,7.0424911779617752E-2,7.0726049273837466E-2,7.0023807511453345E-2,6.9769678419666845E-2,7.0032716757354355E-2,7.1495257904076057E-2,7.2543535012882021E-2,7.3820829021040341E-2,7.5092269534194414E-2,7.61420543379841E-2,7.7180568726286411E-2]
["9. ASCC",6.8322396289442006E-2,7.3360893885821274E-2,7.5273306702660303E-2,7.2169709291770759E-2,7.120158187119488E-2,6.9708205304404192E-2,6.8615498575564593E-2,6.7816538511882948E-2,6.7690207053780538E-2,6.8249985900247001E-2,6.9165495715094241E-2,6.9771251347086893E-2,7.0424911779617752E-2,7.0726049273837466E-2,7.0023807511453345E-2,6.9769678419666845E-2,7.0032716757354355E-2,7.1495257904076057E-2,7.2543535012882021E-2,7.3820829021040341E-2,7.5092269534194414E-2,7.61420543379841E-2,7.7180568726286411E-2]
["10. HI",6.8322396289442006E-2,7.3360893885821274E-2,7.5273306702660303E-2,7.2169709291770759E-2,7.120158187119488E-2,6.9708205304404192E-2,6.8615498575564593E-2,6.7816538511882948E-2,6.7690207053780538E-2,6.8249985900247001E-2,6.9165495715094241E-2,6.9771251347086893E-2,7.0424911779617752E-2,7.0726049273837466E-2,7.0023807511453345E-2,6.9769678419666845E-2,7.0032716757354355E-2,7.1495257904076057E-2,7.2543535012882021E-2,7.3820829021040341E-2,7.5092269534194414E-2,7.61420543379841E-2,7.7180568726286411E-2]
[]
[]
["Electricity Delivery Rate (all sectors avg)",2008,2009,2010,2011,2012,2013,2014,2015,2016,2017,2018,2019,2020,2021,2022,2023,2024,2025,2026,2027,2028,2029,2030]
["$/kWh"]
["1. NPCC",0.15131438073627818,0.15641667129678472,0.15270448121137475,0.13905387225741561,0.14079104521786887,0.14071338040385997,0.14132940145498252,0.14200137344331826,0.14438712515484317,0.14396298685839526,0.1438963208712451,0.14653307615042116,0.14970221081483331,0.15045425897650089,0.14911460198430687,0.14918675009764845,0.14979146547041119,0.15165858304222307,0.15445680686957161,0.15632582531668091,0.1572384264718496,0.15876488268109623,0.1606351552960027]
["2. RFC",8.3739957513364965E-2,9.4210825895163025E-2,9.2498803553734452E-2,8.4808788768964471E-2,8.5650383811684924E-2,8.5158096834444072E-2,8.5585942703279974E-2,8.6128389744566047E-2,8.6679776503333347E-2,8.7752023211642369E-2,8.8269266958739254E-2,8.8949525258083001E-2,9.0009463121981381E-2,9.0640316640048221E-2,9.0637640130067587E-2,9.1482299068671169E-2,9.2930575306350599E-2,9.4525935682671119E-2,9.6801245721082591E-2,9.8278020576599096E-2,9.9738782394638695E-2,0.10100872384551192,0.10125377612239697]
["3. MRO",7.3629999160766596E-2,6.5814385414123502E-2,6.7131323814392102E-2,6.8119254112243691E-2,6.8183631896972699E-2,6.8518295288085895E-2,6.8671555519104005E-2,6.8631415367126497E-2,6.8093552589416503E-2,6.7432413101196298E-2,6.7127084732055697E-2,6.6639971733093301E-2,6.6245875358581494E-2,6.5747332572937009E-2,6.5228219032287593E-2,6.5032591819763202E-2,6.4833641052246108E-2,6.4673418998718299E-2,6.4310660362243699E-2,6.4127211570739695E-2,6.4043107032775895E-2,6.4112114906310996E-2,6.4779167175293001E-2]
["4. FRCC",0.104140005111694,0.115208978652954,0.11959531784057599,0.109059896469116,0.114829187393188,0.117431707382202,0.117787275314331,0.11755783081054699,0.117907829284668,0.118345041275024,0.118688049316406,0.119495458602905,0.121359615325928,0.12377783775329601,0.124095344543457,0.123982715606689,0.12430048942565901,0.12557571411132801,0.127409954071045,0.12922846794128401,0.13086145401001001,0.13234674453735398,0.13368127822876]
["5. SERC",7.5999999046325706E-2,7.7124266624450696E-2,7.8549890518188503E-2,7.5549483299255399E-2,7.5583624839782704E-2,7.5215606689453096E-2,7.47763442993164E-2,7.4076371192932103E-2,7.3551592826843301E-2,7.3650527000427207E-2,7.3861718177795396E-2,7.4177565574645998E-2,7.4238739013671895E-2,7.4438242912292493E-2,7.4398684501647896E-2,7.4904098510742201E-2,7.5333299636840809E-2,7.6591982841491699E-2,7.8080515861511199E-2,7.9415583610534704E-2,8.0560693740844708E-2,8.1556377410888711E-2,8.2491054534912095E-2]
["6. SPP",7.2239999771118196E-2,8.1480960845947303E-2,8.4870243072509802E-2,7.9652266502380401E-2,8.1988716125488303E-2,7.9740662574768098E-2,7.9980721473693797E-2,7.9678912162780793E-2,7.9617471694946304E-2,8.0093431472778309E-2,8.0528869628906305E-2,8.0657663345336902E-2,8.1033601760864299E-2,8.0932016372680701E-2,8.0319309234619107E-2,8.0422153472900409E-2,8.0749969482421899E-2,8.2007856369018611E-2,8.3467912673950193E-2,8.4467277526855511E-2,8.53861141204834E-2,8.6250858306884795E-2,8.7121887207031304E-2]
["7. TRE",0.105970010757446,0.109316492080688,0.10714319229126,9.6109991073608403E-2,9.7037506103515608E-2,9.6957359313964805E-2,9.9335651397705102E-2,9.9308500289916987E-2,0.100513458251953,0.10088202476501501,0.10293826103210399,0.105660734176636,0.108913888931274,0.111188859939575,0.11204959869384799,0.112815809249878,0.113802433013916,0.11543407440185501,0.11826981544494601,0.12097511291503898,0.12355135917663601,0.12596545219421398,0.12726084709167501]
["8. WECC",9.5066274490571395E-2,0.10068135135379644,0.10279103957446598,9.8547231376125047E-2,9.7405498542898525E-2,9.5425949258378218E-2,9.4231607474587961E-2,9.3373574252961347E-2,9.3285944021517728E-2,9.3984770630198916E-2,9.5007474922677651E-2,9.5803611242167838E-2,9.6668702239092838E-2,9.7198422707598042E-2,9.6412184215716845E-2,9.612889125721448E-2,9.6804367991955353E-2,9.875194681391028E-2,0.10013447523695368,0.10168838339674298,0.10331277278579241,0.10463083394074765,0.1059448463007228]
["9. ASCC",9.5066274490571395E-2,0.10068135135379644,0.10279103957446598,9.8547231376125047E-2,9.7405498542898525E-2,9.5425949258378218E-2,9.4231607474587961E-2,9.3373574252961347E-2,9.3285944021517728E-2,9.3984770630198916E-2,9.5007474922677651E-2,9.5803611242167838E-2,9.6668702239092838E-2,9.7198422707598042E-2,9.6412184215716845E-2,9.612889125721448E-2,9.6804367991955353E-2,9.875194681391028E-2,0.10013447523695368,0.10168838339674298,0.10331277278579241,0.10463083394074765,0.1059448463007228]
["10. HI",9.5066274490571395E-2,0.10068135135379644,0.10279103957446598,9.8547231376125047E-2,9.7405498542898525E-2,9.5425949258378218E-2,9.4231607474587961E-2,9.3373574252961347E-2,9.3285944021517728E-2,9.3984770630198916E-2,9.5007474922677651E-2,9.5803611242167838E-2,9.6668702239092838E-2,9.7198422707598042E-2,9.6412184215716845E-2,9.612889125721448E-2,9.6804367991955353E-2,9.875194681391028E-2,0.10013447523695368,0.10168838339674298,0.10331277278579241,0.10463083394074765,0.1059448463007228]
[]
[]
["Average Fuel Efficiency for Service Vehicle",2008,2009,2010,2011,2012,2013,2014,2015,2016,2017,2018,2019,2020,2021,2022,2023,2024,2025,2026,2027,2028,2029,2030]
["mpg"]
["1. NPCC",20.3,20.3,20.3,20.3,20.3,20.3,20.3,20.3,20.3,20.3,20.3,20.3,20.3,20.3,20.3,20.3,20.3,20.3,20.3,20.3,20.3,20.3,20.3]
["2. RFC",20.3,20.3,20.3,20.3,20.3,20.3,20.3,20.3,20.3,20.3,20.3,20.3,20.3,20.3,20.3,20.3,20.3,20.3,20.3,20.3,20.3,20.3,20.3]
["3. MRO",20.3,20.3,20.3,20.3,20.3,20.3,20.3,20.3,20.3,20.3,20.3,20.3,20.3,20.3,20.3,20.3,20.3,20.3,20.3,20.3,20.3,20.3,20.3]
["4. FRCC",20.3,20.3,20.3,20.3,20.3,20.3,20.3,20.3,20.3,20.3,20.3,20.3,20.3,20.3,20.3,20.3,20.3,20.3,20.3,20.3,20.3,20.3,20.3]
["5. SERC",20.3,20.3,20.3,20.3,20.3,20.3,20.3,20.3,20.3,20.3,20.3,20.3,20.3,20.3,20.3,20.3,20.3,20.3,20.3,20.3,20.3,20.3,20.3]
["6. SPP",20.3,20.3,20.3,20.3,20.3,20.3,20.3,20.3,20.3,20.3,20.3,20.3,20.3,20.3,20.3,20.3,20.3,20.3,20.3,20.3,20.3,20.3,20.3]
["7. TRE",20.3,20.3,20.3,20.3,20.3,20.3,20.3,20.3,20.3,20.3,20.3,20.3,20.3,20.3,20.3,20.3,20.3,20.3,20.3,20.3,20.3,20.3,20.3]
["8. WECC",20.3,20.3,20.3,20.3,20.3,20.3,20.3,20.3,20.3,20.3,20.3,20.3,20.3,20.3,20.3,20.3,20.3,20.3,20.3,20.3,20.3,20.3,20.3]
["9. ASCC",20.3,20.3,20.3,20.3,20.3,20.3,20.3,20.3,20.3,20.3,20.3,20.3,20.3,20.3,20.3,20.3,20.3,20.3,20.3,20.3,20.3,20.3,20.3]
["10. HI",20.3,20.3,20.3,20.3,20.3,20.3,20.3,20.3,20.3,20.3,20.3,20.3,20.3,20.3,20.3,20.3,20.3,20.3,20.3,20.3,20.3,20.3,20.3]
["Source: NHTSA 4WD Light Truck Fleet Characteristics, TOTAL FLEET CAFE, MPG, 2004 http://www.nhtsa.gov/cars/rules/CAFE/4WDLightTruckFleet.htm"]
[]
["Value of Service - Reduced Sustained Outages (Residential)",2008,2009,2010,2011,2012,2013,2014,2015,2016,2017,2018,2019,2020,2021,2022,2023,2024,2025,2026,2027,2028,2029,2030]
["Cost Per Un-served kWh",2.2000000000000002,{"$f":"B255*(1+esc_factor_inflation)","v":{"$error":"#N/A"}},{"$error":"#N/A"},{"$error":"#N/A"},{"$error":"#N/A"},{"$error":"#N/A"},{"$error":"#N/A"},{"$error":"#N/A"},{"$error":"#N/A"},{"$error":"#N/A"},{"$error":"#N/A"},{"$error":"#N/A"},{"$error":"#N/A"},{"$error":"#N/A"},{"$error":"#N/A"},{"$error":"#N/A"},{"$error":"#N/A"},{"$error":"#N/A"},{"$error":"#N/A"},{"$error":"#N/A"},{"$error":"#N/A"},{"$error":"#N/A"},{"$error":"#N/A"}]
["Source: Ernest Orlando Lawerence Berkeley Lab (June 2009) - Estimated Value of Service Reliability for Electric Utility Customers in the US, Table ES-5, Residential Customers, 1hr"]
[]
["Value of Service - Reduced Sustained Outages (Commerical)",2008,2009,2010,2011,2012,2013,2014,2015,2016,2017,2018,2019,2020,2021,2022,2023,2024,2025,2026,2027,2028,2029,2030]
["Cost Per Un-served kWh",282,{"$f":"B259*(1+esc_factor_inflation)","v":{"$error":"#N/A"}},{"$error":"#N/A"},{"$error":"#N/A"},{"$error":"#N/A"},{"$error":"#N/A"},{"$error":"#N/A"},{"$error":"#N/A"},{"$error":"#N/A"},{"$error":"#N/A"},{"$error":"#N/A"},{"$error":"#N/A"},{"$error":"#N/A"},{"$error":"#N/A"},{"$error":"#N/A"},{"$error":"#N/A"},{"$error":"#N/A"},{"$error":"#N/A"},{"$error":"#N/A"},{"$error":"#N/A"},{"$error":"#N/A"},{"$error":"#N/A"},{"$error":"#N/A"}]
["Source: Ernest Orlando Lawerence Berkeley Lab (June 2009) - Estimated Value of Service Reliability for Electric Utility Customers in the US, Table ES-5, Small C&I Customers, 1hr"]
[]
["Value of Service - Reduced Sustained Outages (Industrial)",2008,2009,2010,2011,2012,2013,2014,2015,2016,2017,2018,2019,2020,2021,2022,2023,2024,2025,2026,2027,2028,2029,2030]
["Cost Per Un-served kWh",15.3,{"$f":"B263*(1+esc_factor_inflation)","v":{"$error":"#N/A"}},{"$error":"#N/A"},{"$error":"#N/A"},{"$error":"#N/A"},{"$error":"#N/A"},{"$error":"#N/A"},{"$error":"#N/A"},{"$error":"#N/A"},{"$error":"#N/A"},{"$error":"#N/A"},{"$error":"#N/A"},{"$error":"#N/A"},{"$error":"#N/A"},{"$error":"#N/A"},{"$error":"#N/A"},{"$error":"#N/A"},{"$error":"#N/A"},{"$error":"#N/A"},{"$error":"#N/A"},{"$error":"#N/A"},{"$error":"#N/A"},{"$error":"#N/A"}]
["Source: Ernest Orlando Lawerence Berkeley Lab (June 2009) - Estimated Value of Service Reliability for Electric Utility Customers in the US, Table ES-5, Medium and Large C&I Customers, 1hr"]
[]
["Value of Service - Reduced Sustained Outages (Average)",2008,2009,2010,2011,2012,2013,2014,2015,2016,2017,2018,2019,2020,2021,2022,2023,2024,2025,2026,2027,2028,2029,2030]
["Cost Per Un-served kWh",{"$f":"AVERAGE(B255,B259,B263)","v":99.833333333333329},{"$f":"AVERAGE(C255,C259,C263)","v":{"$error":"#N/A"}},{"$error":"#N/A"},{"$error":"#N/A"},{"$error":"#N/A"},{"$error":"#N/A"},{"$error":"#N/A"},{"$error":"#N/A"},{"$error":"#N/A"},{"$error":"#N/A"},{"$error":"#N/A"},{"$error":"#N/A"},{"$error":"#N/A"},{"$error":"#N/A"},{"$error":"#N/A"},{"$error":"#N/A"},{"$error":"#N/A"},{"$error":"#N/A"},{"$error":"#N/A"},{"$error":"#N/A"},{"$error":"#N/A"},{"$error":"#N/A"},{"$error":"#N/A"}]
[]
[]
["Value of Service - Reduced Major Outages (Residential)",2008,2009,2010,2011,2012,2013,2014,2015,2016,2017,2018,2019,2020,2021,2022,2023,2024,2025,2026,2027,2028,2029,2030]
["Cost Per Un-served kWh",1.2,{"$f":"B271*(1+esc_factor_inflation)","v":{"$error":"#N/A"}},{"$error":"#N/A"},{"$error":"#N/A"},{"$error":"#N/A"},{"$error":"#N/A"},{"$error":"#N/A"},{"$error":"#N/A"},{"$error":"#N/A"},{"$error":"#N/A"},{"$error":"#N/A"},{"$error":"#N/A"},{"$error":"#N/A"},{"$error":"#N/A"},{"$error":"#N/A"},{"$error":"#N/A"},{"$error":"#N/A"},{"$error":"#N/A"},{"$error":"#N/A"},{"$error":"#N/A"},{"$error":"#N/A"},{"$error":"#N/A"},{"$error":"#N/A"}]
["Source: Ernest Orlando Lawerence Berkeley Lab (June 2009) - Estimated Value of Service Reliability for Electric Utility Customers in the US, Table ES-5, Medium and Large C&I Customers, 4hr"]
[]
["Value of Service - Reduced Major Outages (Commerical)",2008,2009,2010,2011,2012,2013,2014,2015,2016,2017,2018,2019,2020,2021,2022,2023,2024,2025,2026,2027,2028,2029,2030]
["Cost Per Un-served kWh",298.89999999999998,{"$f":"B275*(1+esc_factor_inflation)","v":{"$error":"#N/A"}},{"$error":"#N/A"},{"$error":"#N/A"},{"$error":"#N/A"},{"$error":"#N/A"},{"$error":"#N/A"},{"$error":"#N/A"},{"$error":"#N/A"},{"$error":"#N/A"},{"$error":"#N/A"},{"$error":"#N/A"},{"$error":"#N/A"},{"$error":"#N/A"},{"$error":"#N/A"},{"$error":"#N/A"},{"$error":"#N/A"},{"$error":"#N/A"},{"$error":"#N/A"},{"$error":"#N/A"},{"$error":"#N/A"},{"$error":"#N/A"},{"$error":"#N/A"}]
["Source: Ernest Orlando Lawerence Berkeley Lab (June 2009) - Estimated Value of Service Reliability for Electric Utility Customers in the US, Table ES-5, Small C&I Customers, 4hr"]
[]
["Value of Service - Reduced Major Outages (Industrial)",2008,2009,2010,2011,2012,2013,2014,2015,2016,2017,2018,2019,2020,2021,2022,2023,2024,2025,2026,2027,2028,2029,2030]
["Cost Per Un-served kWh",13,{"$f":"B279*(1+esc_factor_inflation)","v":{"$error":"#N/A"}},{"$error":"#N/A"},{"$error":"#N/A"},{"$error":"#N/A"},{"$error":"#N/A"},{"$error":"#N/A"},{"$error":"#N/A"},{"$error":"#N/A"},{"$error":"#N/A"},{"$error":"#N/A"},{"$error":"#N/A"},{"$error":"#N/A"},{"$error":"#N/A"},{"$error":"#N/A"},{"$error":"#N/A"},{"$error":"#N/A"},{"$error":"#N/A"},{"$error":"#N/A"},{"$error":"#N/A"},{"$error":"#N/A"},{"$error":"#N/A"},{"$error":"#N/A"}]
["Source: Ernest Orlando Lawerence Berkeley Lab (June 2009) - Estimated Value of Service Reliability for Electric Utility Customers in the US, Table ES-5, Medium and Large C&I Customers, 4hr"]
[]
["Value of Service - Reduced Major Outages (Average)",2008,2009,2010,2011,2012,2013,2014,2015,2016,2017,2018,2019,2020,2021,2022,2023,2024,2025,2026,2027,2028,2029,2030]
["Cost Per Un-served kWh",{"$f":"AVERAGE(B271,B275,B279)","v":104.36666666666666},{"$f":"AVERAGE(C271,C275,C279)","v":{"$error":"#N/A"}},{"$error":"#N/A"},{"$error":"#N/A"},{"$error":"#N/A"},{"$error":"#N/A"},{"$error":"#N/A"},{"$error":"#N/A"},{"$error":"#N/A"},{"$error":"#N/A"},{"$error":"#N/A"},{"$error":"#N/A"},{"$error":"#N/A"},{"$error":"#N/A"},{"$error":"#N/A"},{"$error":"#N/A"},{"$error":"#N/A"},{"$error":"#N/A"},{"$error":"#N/A"},{"$error":"#N/A"},{"$error":"#N/A"},{"$error":"#N/A"},{"$error":"#N/A"}]
[]
[]
["Value of Service PQ - Reduced Momentary Outages (Average)",2008,2009,2010,2011,2012,2013,2014,2015,2016,2017,2018,2019,2020,2021,2022,2023,2024,2025,2026,2027,2028,2029,2030]
["Cost Per # of Interuptions",2.1,{"$f":"B287*(1+esc_factor_inflation)","v":{"$error":"#N/A"}},{"$error":"#N/A"},{"$error":"#N/A"},{"$error":"#N/A"},{"$error":"#N/A"},{"$error":"#N/A"},{"$error":"#N/A"},{"$error":"#N/A"},{"$error":"#N/A"},{"$error":"#N/A"},{"$error":"#N/A"},{"$error":"#N/A"},{"$error":"#N/A"},{"$error":"#N/A"},{"$error":"#N/A"},{"$error":"#N/A"},{"$error":"#N/A"},{"$error":"#N/A"},{"$error":"#N/A"},{"$error":"#N/A"},{"$error":"#N/A"},{"$error":"#N/A"}]
["Source: Ernest Orlando Lawerence Berkeley Lab (June 2009) - Estimated Value of Service Reliability for Electric Utility Customers in the US, Table ES-5, Residential Customers Customers, Momentary Cost per event"]
[]
["Value of Service PQ - Reduced Sags & Swells (Average)",2008,2009,2010,2011,2012,2013,2014,2015,2016,2017,2018,2019,2020,2021,2022,2023,2024,2025,2026,2027,2028,2029,2030]
["Cost Per Event",2.2999999999999998,{"$f":"B291*(1+esc_factor_inflation)","v":{"$error":"#N/A"}},{"$error":"#N/A"},{"$error":"#N/A"},{"$error":"#N/A"},{"$error":"#N/A"},{"$error":"#N/A"},{"$error":"#N/A"},{"$error":"#N/A"},{"$error":"#N/A"},{"$error":"#N/A"},{"$error":"#N/A"},{"$error":"#N/A"},{"$error":"#N/A"},{"$error":"#N/A"},{"$error":"#N/A"},{"$error":"#N/A"},{"$error":"#N/A"},{"$error":"#N/A"},{"$error":"#N/A"},{"$error":"#N/A"},{"$error":"#N/A"},{"$error":"#N/A"}]
["Source: Ernest Orlando Lawerence Berkeley Lab (June 2009) - Estimated Value of Service Reliability for Electric Utility Customers in the US, Table 2-3, Voltage Sag Reported Interruption Costs"]
[]
["Price of Congestion ",2008,2009,2010,2011,2012,2013,2014,2015,2016,2017,2018,2019,2020,2021,2022,2023,2024,2025,2026,2027,2028,2029,2030]
["$/MW"]
["1. NPCC",2.75,2.75,2.75,2.75,2.75,2.75,2.75,2.75,2.75,2.75,2.75,2.75,2.75,2.75,2.75,2.75,2.75,2.75,2.75,2.75,2.75,2.75,2.75]
["2. RFC",8.59,8.59,8.59,8.59,8.59,8.59,8.59,8.59,8.59,8.59,8.59,8.59,8.59,8.59,8.59,8.59,8.59,8.59,8.59,8.59,8.59,8.59,8.59]
["3. MRO",13.15,13.15,13.15,13.15,13.15,13.15,13.15,13.15,13.15,13.15,13.15,13.15,13.15,13.15,13.15,13.15,13.15,13.15,13.15,13.15,13.15,13.15,13.15]
["4. FRCC",0,0,0,0,0,0,0,0,0,0,0,0,0,0,0,0,0,0,0,0,0,0,0]
["5. SERC",0,0,0,0,0,0,0,0,0,0,0,0,0,0,0,0,0,0,0,0,0,0,0]
["6. SPP",0,0,0,0,0,0,0,0,0,0,0,0,0,0,0,0,0,0,0,0,0,0,0]
["7. TRE",3.35,3.35,3.35,3.35,3.35,3.35,3.35,3.35,3.35,3.35,3.35,3.35,3.35,3.35,3.35,3.35,3.35,3.35,3.35,3.35,3.35,3.35,3.35]
["8. WECC",7.29,7.29,7.29,7.29,7.29,7.29,7.29,7.29,7.29,7.29,7.29,7.29,7.29,7.29,7.29,7.29,7.29,7.29,7.29,7.29,7.29,7.29,7.29]
["9. ASCC",0,0,0,0,0,0,0,0,0,0,0,0,0,0,0,0,0,0,0,0,0,0,0]
["10. HI",0,0,0,0,0,0,0,0,0,0,0,0,0,0,0,0,0,0,0,0,0,0,0]
["Source: Energy Velocity, ISO Realtime & Day Ahead LMP Pricing - Monthly Summary, 2010-2009, Congestion Prices, ISO HUBs, Average of Maximum Prices"]
[]
["Value of CO2",2008,2009,2010,2011,2012,2013,2014,2015,2016,2017,2018,2019,2020,2021,2022,2023,2024,2025,2026,2027,2028,2029,2030]
["$/ton",20,20,20,20,20,20,20,20,20,20,20,20,20,{"$f":"N309*(1+esc_factor_inflation)","v":{"$error":"#N/A"}},20.808,21.224160000000001,21.648643200000002,22.081616064000002,22.523248385280002,22.973713352985602,23.433187620045313,23.90185137244622,24.379888399895144]
["Source: See Above"]
[]
["Value of NOx",2008,2009,2010,2011,2012,2013,2014,2015,2016,2017,2018,2019,2020,2021,2022,2023,2024,2025,2026,2027,2028,2029,2030]
["$/ton",3000,3000,3000,3000,3000,3000,3000,3000,3000,3000,3000,3000,3000,{"$f":"N313*(1+esc_factor_inflation)","v":{"$error":"#N/A"}},{"$error":"#N/A"},{"$error":"#N/A"},{"$error":"#N/A"},{"$error":"#N/A"},{"$error":"#N/A"},{"$error":"#N/A"},{"$error":"#N/A"},{"$error":"#N/A"},{"$error":"#N/A"}]
["Source: See Above"]
[]
["Value of SOx",2008,2009,2010,2011,2012,2013,2014,2015,2016,2017,2018,2019,2020,2021,2022,2023,2024,2025,2026,2027,2028,2029,2030]
["$/ton",520,520,520,520,520,520,520,520,520,520,520,520,520,{"$f":"N317*(1+esc_factor_inflation)","v":{"$error":"#N/A"}},{"$error":"#N/A"},{"$error":"#N/A"},{"$error":"#N/A"},{"$error":"#N/A"},{"$error":"#N/A"},{"$error":"#N/A"},{"$error":"#N/A"},{"$error":"#N/A"},{"$error":"#N/A"}]
["Source: See Above"]
[]
["Value of PM-10",2008,2009,2010,2011,2012,2013,2014,2015,2016,2017,2018,2019,2020,2021,2022,2023,2024,2025,2026,2027,2028,2029,2030]
["$/ton",36000,36000,36000,36000,36000,36000,36000,36000,36000,36000,36000,36000,36000,{"$f":"N321*(1+esc_factor_inflation)","v":{"$error":"#N/A"}},{"$error":"#N/A"},{"$error":"#N/A"},{"$error":"#N/A"},{"$error":"#N/A"},{"$error":"#N/A"},{"$error":"#N/A"},{"$error":"#N/A"},{"$error":"#N/A"},{"$error":"#N/A"}]
["Source: See Above"]
[]
["Electricity to Fuel Conversion Factor",2008,2009,2010,2011,2012,2013,2014,2015,2016,2017,2018,2019,2020,2021,2022,2023,2024,2025,2026,2027,2028,2029,2030]
["gal/kWh",0.13,0.13,0.13,0.13,0.13,0.13,0.13,0.13,0.13,0.13,0.13,0.13,0.13]
["Source: See Above"]
[]
["CO2 Emissions per Gallon of Gas",2008,2009,2010,2011,2012,2013,2014,2015,2016,2017,2018,2019,2020,2021,2022,2023,2024,2025,2026,2027,2028,2029,2030]
["tons/gal",9.7000000000000003E-3,9.7000000000000003E-3,9.7000000000000003E-3,9.7000000000000003E-3,9.7000000000000003E-3,9.7000000000000003E-3,9.7000000000000003E-3,9.7000000000000003E-3,9.7000000000000003E-3,9.7000000000000003E-3,9.7000000000000003E-3,9.7000000000000003E-3,9.7000000000000003E-3]
["Source: See Above"]
[]
["SOx Emissions per Gallon of Gas",2008,2009,2010,2011,2012,2013,2014,2015,2016,2017,2018,2019,2020,2021,2022,2023,2024,2025,2026,2027,2028,2029,2030]
["tons/gal",2.2376919593E-7,2.2376919593E-7,2.2376919593E-7,2.2376919593E-7,2.2376919593E-7,2.2376919593E-7,2.2376919593E-7,2.2376919593E-7,2.2376919593E-7,2.2376919593E-7,2.2376919593E-7,2.2376919593E-7,2.2376919593E-7]
["Source: See Above"]
[]
["NOx Emissions per Gallon of Gas",2008,2009,2010,2011,2012,2013,2014,2015,2016,2017,2018,2019,2020,2021,2022,2023,2024,2025,2026,2027,2028,2029,2030]
["tons/gal",1.7000000000000001E-4,1.7000000000000001E-4,1.7000000000000001E-4,1.7000000000000001E-4,1.7000000000000001E-4,1.7000000000000001E-4,1.7000000000000001E-4,1.7000000000000001E-4,1.7000000000000001E-4,1.7000000000000001E-4,1.7000000000000001E-4,1.7000000000000001E-4,1.7000000000000001E-4]
["Source: See Above"]
[]
["PM-10 Emissions per Gallon of Gas",2008,2009,2010,2011,2012,2013,2014,2015,2016,2017,2018,2019,2020,2021,2022,2023,2024,2025,2026,2027,2028,2029,2030]
["tons/gal",0,0,0,0,0,0,0,0,0,0,0,0,0,0,0,0,0,0,0,0,0,0,0]
["Source: See Above"]
[]
["Restoration Cost per Outage Event",2008,2009,2010,2011,2012,2013,2014,2015,2016,2017,2018,2019,2020,2021,2022,2023,2024,2025,2026,2027,2028,2029,2030]
["$/event"]
["1. NPCC",3000,{"$f":"B346*(1+'Escalation Factor Charts'!$B42)","v":3080.9999999999995},{"$f":"C346","v":3080.9999999999995},{"$f":"D346*(1+'Escalation Factor Charts'!$B42)","v":3164.1869999999994},{"$f":"E346","v":3164.1869999999994},{"$f":"F346*(1+'Escalation Factor Charts'!$B42)","v":3249.6200489999992},{"$f":"G346","v":3249.6200489999992},{"$f":"H346*(1+'Escalation Factor Charts'!$B42)","v":3337.3597903229988},{"$f":"I346","v":3337.3597903229988},{"$f":"J346*(1+'Escalation Factor Charts'!$B42)","v":3427.4685046617196},{"$f":"K346","v":3427.4685046617196},{"$f":"L346*(1+'Escalation Factor Charts'!$B42)","v":3520.0101542875859},{"$f":"M346","v":3520.0101542875859},3520.0101542875859,{"$f":"O346","v":3520.0101542875859},3520.0101542875859,3520.0101542875859,3520.0101542875859,3520.0101542875859,3520.0101542875859,3520.0101542875859,3520.0101542875859,3520.0101542875859]
["2. RFC",3000,{"$f":"B347*(1+'Escalation Factor Charts'!$B43)","v":3062.9999999999995},{"$f":"C347","v":3062.9999999999995},{"$f":"D347*(1+'Escalation Factor Charts'!$B43)","v":3127.3229999999994},3127.3229999999994,{"$f":"F347*(1+'Escalation Factor Charts'!$B43)","v":3192.9967829999991},3192.9967829999991,{"$f":"H347*(1+'Escalation Factor Charts'!$B43)","v":3260.0497154429986},3260.0497154429986,{"$f":"J347*(1+'Escalation Factor Charts'!$B43)","v":3328.5107594673013},3328.5107594673013,{"$f":"L347*(1+'Escalation Factor Charts'!$B43)","v":3398.4094854161144},3398.4094854161144,3398.4094854161144,{"$f":"O347","v":3398.4094854161144},3398.4094854161144,3398.4094854161144,3398.4094854161144,3398.4094854161144,3398.4094854161144,3398.4094854161144,3398.4094854161144,3398.4094854161144]
["3. MRO",3000,{"$f":"B348*(1+'Escalation Factor Charts'!$B44)","v":3062.9999999999995},3062.9999999999995,{"$f":"D348*(1+'Escalation Factor Charts'!$B44)","v":3127.3229999999994},3127.3229999999994,{"$f":"F348*(1+'Escalation Factor Charts'!$B44)","v":3192.9967829999991},3192.9967829999991,{"$f":"H348*(1+'Escalation Factor Charts'!$B44)","v":3260.0497154429986},3260.0497154429986,{"$f":"J348*(1+'Escalation Factor Charts'!$B44)","v":3328.5107594673013},3328.5107594673013,{"$f":"L348*(1+'Escalation Factor Charts'!$B44)","v":3398.4094854161144},3398.4094854161144,3398.4094854161144,{"$f":"O348","v":3398.4094854161144},3398.4094854161144,3398.4094854161144,3398.4094854161144,3398.4094854161144,3398.4094854161144,3398.4094854161144,3398.4094854161144,3398.4094854161144]
["4. FRCC",3000,{"$f":"B349*(1+'Escalation Factor Charts'!$B45)","v":3086.9999999999995},3086.9999999999995,{"$f":"D349*(1+'Escalation Factor Charts'!$B45)","v":3176.5229999999992},3176.5229999999992,{"$f":"F349*(1+'Escalation Factor Charts'!$B45)","v":3268.6421669999991},3268.6421669999991,{"$f":"H349*(1+'Escalation Factor Charts'!$B45)","v":3363.4327898429988},3363.4327898429988,{"$f":"J349*(1+'Escalation Factor Charts'!$B45)","v":3460.9723407484453},3460.9723407484453,{"$f":"L349*(1+'Escalation Factor Charts'!$B45)","v":3561.3405386301497},3561.3405386301497,3561.3405386301497,{"$f":"O349","v":3561.3405386301497},3561.3405386301497,3561.3405386301497,3561.3405386301497,3561.3405386301497,3561.3405386301497,3561.3405386301497,3561.3405386301497,3561.3405386301497]
["5. SERC",3000,{"$f":"B350*(1+'Escalation Factor Charts'!$B46)","v":3072},3072,{"$f":"D350*(1+'Escalation Factor Charts'!$B46)","v":3145.7280000000001},3145.7280000000001,{"$f":"F350*(1+'Escalation Factor Charts'!$B46)","v":3221.2254720000001},3221.2254720000001,{"$f":"H350*(1+'Escalation Factor Charts'!$B46)","v":3298.534883328},3298.534883328,{"$f":"J350*(1+'Escalation Factor Charts'!$B46)","v":3377.6997205278722},3377.6997205278722,{"$f":"L350*(1+'Escalation Factor Charts'!$B46)","v":3458.7645138205412},3458.7645138205412,3458.7645138205412,{"$f":"O350","v":3458.7645138205412},3458.7645138205412,3458.7645138205412,3458.7645138205412,3458.7645138205412,3458.7645138205412,3458.7645138205412,3458.7645138205412,3458.7645138205412]
["6. SPP",3000,{"$f":"B351*(1+'Escalation Factor Charts'!$B47)","v":3062.9999999999995},3062.9999999999995,{"$f":"D351*(1+'Escalation Factor Charts'!$B47)","v":3127.3229999999994},3127.3229999999994,{"$f":"F351*(1+'Escalation Factor Charts'!$B47)","v":3192.9967829999991},3192.9967829999991,{"$f":"H351*(1+'Escalation Factor Charts'!$B47)","v":3260.0497154429986},3260.0497154429986,{"$f":"J351*(1+'Escalation Factor Charts'!$B47)","v":3328.5107594673013},3328.5107594673013,{"$f":"L351*(1+'Escalation Factor Charts'!$B47)","v":3398.4094854161144},3398.4094854161144,3398.4094854161144,{"$f":"O351","v":3398.4094854161144},3398.4094854161144,3398.4094854161144,3398.4094854161144,3398.4094854161144,3398.4094854161144,3398.4094854161144,3398.4094854161144,3398.4094854161144]
["7. TRE",3000,{"$f":"B352*(1+'Escalation Factor Charts'!$B48)","v":3068.9999999999995},3068.9999999999995,{"$f":"D352*(1+'Escalation Factor Charts'!$B48)","v":3139.5869999999991},3139.5869999999991,{"$f":"F352*(1+'Escalation Factor Charts'!$B48)","v":3211.7975009999986},3211.7975009999986,{"$f":"H352*(1+'Escalation Factor Charts'!$B48)","v":3285.6688435229985},3285.6688435229985,{"$f":"J352*(1+'Escalation Factor Charts'!$B48)","v":3361.2392269240272},3361.2392269240272,{"$f":"L352*(1+'Escalation Factor Charts'!$B48)","v":3438.5477291432794},3438.5477291432794,3438.5477291432794,{"$f":"O352","v":3438.5477291432794},3438.5477291432794,3438.5477291432794,3438.5477291432794,3438.5477291432794,3438.5477291432794,3438.5477291432794,3438.5477291432794,3438.5477291432794]
["8. WECC",3000,{"$f":"B353*(1+'Escalation Factor Charts'!$B49)","v":3072},3072,{"$f":"D353*(1+'Escalation Factor Charts'!$B49)","v":3145.7280000000001},3145.7280000000001,{"$f":"F353*(1+'Escalation Factor Charts'!$B49)","v":3221.2254720000001},3221.2254720000001,{"$f":"H353*(1+'Escalation Factor Charts'!$B49)","v":3298.534883328},3298.534883328,{"$f":"J353*(1+'Escalation Factor Charts'!$B49)","v":3377.6997205278722},3377.6997205278722,{"$f":"L353*(1+'Escalation Factor Charts'!$B49)","v":3458.7645138205412},3458.7645138205412,3458.7645138205412,{"$f":"O353","v":3458.7645138205412},3458.7645138205412,3458.7645138205412,3458.7645138205412,3458.7645138205412,3458.7645138205412,3458.7645138205412,3458.7645138205412,3458.7645138205412]
["9. ASCC",3000,{"$f":"B354*(1+'Escalation Factor Charts'!$B50)","v":3078},3078,{"$f":"D354*(1+'Escalation Factor Charts'!$B50)","v":3158.0280000000002},3158.0280000000002,{"$f":"F354*(1+'Escalation Factor Charts'!$B50)","v":3240.1367280000004},3240.1367280000004,{"$f":"H354*(1+'Escalation Factor Charts'!$B50)","v":3324.3802829280003},3324.3802829280003,{"$f":"J354*(1+'Escalation Factor Charts'!$B50)","v":3410.8141702841285},3410.8141702841285,{"$f":"L354*(1+'Escalation Factor Charts'!$B50)","v":3499.4953387115161},3499.4953387115161,3499.4953387115161,{"$f":"O354","v":3499.4953387115161},3499.4953387115161,3499.4953387115161,3499.4953387115161,3499.4953387115161,3499.4953387115161,3499.4953387115161,3499.4953387115161,3499.4953387115161]
["10. HI",3000,{"$f":"B355*(1+'Escalation Factor Charts'!$B51)","v":3084},3084,{"$f":"D355*(1+'Escalation Factor Charts'!$B51)","v":3170.3519999999999},3170.3519999999999,{"$f":"F355*(1+'Escalation Factor Charts'!$B51)","v":3259.1218559999998},3259.1218559999998,{"$f":"H355*(1+'Escalation Factor Charts'!$B51)","v":3350.3772679679996},3350.3772679679996,{"$f":"J355*(1+'Escalation Factor Charts'!$B51)","v":3444.1878314711039},3444.1878314711039,{"$f":"L355*(1+'Escalation Factor Charts'!$B51)","v":3540.6250907522949},3540.6250907522949,3540.6250907522949,{"$f":"O355","v":3540.6250907522949},3540.6250907522949,3540.6250907522949,3540.6250907522949,3540.6250907522949,3540.6250907522949,3540.6250907522949,3540.6250907522949,3540.6250907522949]
["Source: See Above"]

{"sheet":"Escalation Factor Charts","index":26,"n_rows":63,"n_cols":11,"rows_kept":63,"cut":false,"hidden":true,"merged":[]}
[]
["NERC REGION:",{"$f":"nerc_reg","v":0}]
[null,null,null,null,null,null,null,null,"S-Curve \"b\" parameter"]
["Escalation Factor to feed into Output Escalated Sheet",null,null,null,null,null,null,null,{"$f":"INDEX(I6:I12,MATCH(J4,J6:J12,0))","v":3.4760986898352733},{"$f":"IF('Set Escalation Factors'!E10=\"\",'Escalation Factor Charts'!J12,'Set Escalation Factors'!E10)","v":"1 years from the parity date benefits degrade to zero."},{"$f":"INDEX(K6:K12,MATCH(J4,J6:J12,0))","v":26}]
[null,"Factors","Default Values","User Entered Values",null,null,null,null,"S-curve parameter","Statement","Zero Out Year"]
["population",{"$f":"IF(D6=\"\",C6,D6)","v":{"$error":"#N/A"}},{"$f":"INDEX($A$17:$B$27,MATCH($B$2,$A$17:$A$27,0),MATCH($B$5,$A$17:$B$17,0))","v":{"$error":"#N/A"}},{"$f":"IF('Set Escalation Factors'!E5=\"\",\"\",'Set Escalation Factors'!E5)","v":""},null,null,null,null,0.49658552711932474,"7 years from the parity date benefits degrade to zero.",{"$f":"baseline_build_parity+7","v":32}]
["load",{"$f":"IF(D7=\"\",C7,D7)","v":{"$error":"#N/A"}},{"$f":"INDEX($A$29:$B$39,MATCH($B$2,$A$29:$A$39,0),MATCH($B$5,$A$29:$B$29,0))","v":{"$error":"#N/A"}},{"$f":"IF('Set Escalation Factors'!E6=\"\",\"\",'Set Escalation Factors'!E6)","v":""},null,null,null,null,0.57934978163921225,"6 years from the parity date benefits degrade to zero.",{"$f":"baseline_build_parity+6","v":31}]
["inflation",{"$f":"IF(D8=\"\",C8,D8)","v":{"$error":"#N/A"}},{"$f":"INDEX($A$41:$B$51,MATCH($B$2,$A$41:$A$51,0),MATCH($B$5,$A$41:$B$41,0))","v":{"$error":"#N/A"}},{"$f":"IF('Set Escalation Factors'!E7=\"\",\"\",'Set Escalation Factors'!E7)","v":""},null,null,null,null,0.69521973796705461,"5 years from the parity date benefits degrade to zero.",{"$f":"baseline_build_parity+5","v":30}]
["energy_price",{"$f":"IF(D9=\"\",C9,D9)","v":{"$error":"#N/A"}},{"$f":"INDEX($A$53:$B$63,MATCH($B$2,$A$53:$A$63,0),MATCH($B$5,$A$53:$B$53,0))","v":{"$error":"#N/A"}},{"$f":"IF('Set Escalation Factors'!E8=\"\",\"\",'Set Escalation Factors'!E8)","v":""},null,null,null,null,0.86902467245881831,"4 years from the parity date benefits degrade to zero.",{"$f":"baseline_build_parity+4","v":29}]
["none",{"$f":"IF(D10=\"\",C10,D10)","v":0},0,0,null,null,null,null,1.1586995632784245,"3 years from the parity date benefits degrade to zero.",{"$f":"baseline_build_parity+3","v":28}]
["energy_load",{"$f":"IF(ISERROR(D11),C11,IF(D11=\"\",C11,D11))","v":{"$error":"#N/A"}},{"$f":"C9+C7","v":{"$error":"#N/A"}},{"$f":"IF(AND(D9=\"\",D7=\"\"),C7+C9,IF(D7=\"\",C7+D9,IF(D9=\"\",D7+C9,D7+D9)))","v":{"$error":"#N/A"}},null,null,null,null,1.7380493449176366,"2 years from the parity date benefits degrade to zero.",{"$f":"baseline_build_parity+2","v":27}]
["energy_population",{"$f":"IF(ISERROR(D12),C12,IF(D12=\"\",C12,D12))","v":{"$error":"#N/A"}},{"$f":"C6+C9","v":{"$error":"#N/A"}},{"$f":"IF(AND(D9=\"\",D6=\"\"),C6+C9,IF(D6=\"\",C6+D9,IF(D9=\"\",D6+C9,D6+D9)))","v":{"$error":"#N/A"}},null,null,null,null,3.4760986898352733,"1 years from the parity date benefits degrade to zero.",{"$f":"baseline_build_parity+1","v":26}]
["zero_out_year",{"$f":"K4","v":26}]
["baseline_build_parity",{"$f":"IF(D14=\"\",C14,D14)","v":25},{"$f":"IF(proj_start_yr+25 <= 2040, proj_start_yr+25,2040)","v":25},{"$f":"IF('Set Escalation Factors'!E9=\"\",\"\",'Set Escalation Factors'!E9)","v":""}]
[]
[]
["Population Growth","Factors","Source: U.S. Census Bureau, Population Division, Interim State Population Projections, 2005. http://www.census.gov/population/www/projections/projectionsagesex.html"]
["1. NPCC",2E-3]
["2. RFC",3.0000000000000001E-3]
["3. MRO",4.0000000000000001E-3]
["4. FRCC",0.02]
["5. SERC",8.9999999999999993E-3]
["6. SPP",4.0000000000000001E-3]
["7. TRE",1.6E-2]
["8. WECC",1.2999999999999999E-2]
["9. ASCC",1.0999999999999999E-2]
["10. HI",6.0000000000000001E-3]
[]
["Load Growth","Factors","Source: 1990 - 2008 Retail Sales of Electricity by State by Sector by Provider (EIA-861), http://www.eia.doe.gov/cneaf/electricity/epa/epa_sprdshts.html"]
["1. NPCC",8.0000000000000002E-3]
["2. RFC",1.4E-2]
["3. MRO",2.3E-2]
["4. FRCC",2.5999999999999999E-2]
["5. SERC",2.1999999999999999E-2]
["6. SPP",1.7999999999999999E-2]
["7. TRE",2.1999999999999999E-2]
["8. WECC",1.6E-2]
["9. ASCC",2.1999999999999999E-2]
["10. HI",1.2999999999999999E-2]
[]
["Inflation","Factors","Source: US Bureau of Labor and Statistics CPI Database, All Urban Consumers (Current Series) (Consumer Price Index - CPI), http://www.bls.gov/cpi/#tables"]
["1. NPCC",2.7E-2]
["2. RFC",2.1000000000000001E-2]
["3. MRO",2.1000000000000001E-2]
["4. FRCC",2.9000000000000001E-2]
["5. SERC",2.4E-2]
["6. SPP",2.1000000000000001E-2]
["7. TRE",2.3E-2]
["8. WECC",2.4E-2]
["9. ASCC",2.5999999999999999E-2]
["10. HI",2.8000000000000001E-2]
[]
["Energy Price Growth","Factors","Source: 1990 - 2008 Average Price by State by Provider (EIA-861), http://www.eia.doe.gov/cneaf/electricity/epa/epa_sprdshts.html"]
["1. NPCC",3.3000000000000002E-2]
["2. RFC",2.5000000000000001E-2]
["3. MRO",1.4999999999999999E-2]
["4. FRCC",2.5000000000000001E-2]
["5. SERC",1.7999999999999999E-2]
["6. SPP",1.4E-2]
["7. TRE",3.9E-2]
["8. WECC",2.1999999999999999E-2]
["9. ASCC",2.53E-2]
["10. HI",7.1999999999999995E-2]

{"sheet":"Calculated Outputs","index":27,"n_rows":80,"n_cols":34,"rows_kept":80,"cut":false,"hidden":true,"merged":[]}
[null,null,null,0,1,2,3,4,5,6,7,8,9,10,11,12,13,14,15,16,17,18,19,20,21,22,23,24,25,26,27,28,29,30]
[]
[null,null,"Units",{"$f":"'DIM MAIN'!$C$20","v":0},{"$f":"'DIM MAIN'!$C$20+E1","v":1},{"$f":"'DIM MAIN'!$C$20+F1","v":2},{"$f":"'DIM MAIN'!$C$20+G1","v":3},{"$f":"'DIM MAIN'!$C$20+H1","v":4},{"$f":"'DIM MAIN'!$C$20+I1","v":5},{"$f":"'DIM MAIN'!$C$20+J1","v":6},{"$f":"'DIM MAIN'!$C$20+K1","v":7},{"$f":"'DIM MAIN'!$C$20+L1","v":8},{"$f":"'DIM MAIN'!$C$20+M1","v":9},{"$f":"'DIM MAIN'!$C$20+N1","v":10},{"$f":"'DIM MAIN'!$C$20+O1","v":11},{"$f":"'DIM MAIN'!$C$20+P1","v":12},{"$f":"'DIM MAIN'!$C$20+Q1","v":13},{"$f":"'DIM MAIN'!$C$20+R1","v":14},{"$f":"'DIM MAIN'!$C$20+S1","v":15},{"$f":"'DIM MAIN'!$C$20+T1","v":16},{"$f":"'DIM MAIN'!$C$20+U1","v":17},{"$f":"'DIM MAIN'!$C$20+V1","v":18},{"$f":"'DIM MAIN'!$C$20+W1","v":19},{"$f":"'DIM MAIN'!$C$20+X1","v":20},{"$f":"'DIM MAIN'!$C$20+Y1","v":21},{"$f":"'DIM MAIN'!$C$20+Z1","v":22},{"$f":"'DIM MAIN'!$C$20+AA1","v":23},{"$f":"'DIM MAIN'!$C$20+AB1","v":24},{"$f":"'DIM MAIN'!$C$20+AC1","v":25},{"$f":"'DIM MAIN'!$C$20+AD1","v":26},{"$f":"'DIM MAIN'!$C$20+AE1","v":27},{"$f":"'DIM MAIN'!$C$20+AF1","v":28},{"$f":"'DIM MAIN'!$C$20+AG1","v":29},{"$f":"'DIM MAIN'!$C$20+AH1","v":30}]
["c_input1","Number of Customers Residential Rate Sub-Class 1","#",{"$f":"'Population and Tariff Review'!G8","v":0},{"$f":"D4*(1+esc_factor_population)","v":{"$error":"#N/A"}},{"$error":"#N/A"},{"$error":"#N/A"},{"$error":"#N/A"},{"$error":"#N/A"},{"$error":"#N/A"},{"$error":"#N/A"},{"$error":"#N/A"},{"$error":"#N/A"},{"$error":"#N/A"},{"$error":"#N/A"},{"$error":"#N/A"},{"$error":"#N/A"},{"$error":"#N/A"},{"$error":"#N/A"},{"$error":"#N/A"},{"$error":"#N/A"},{"$error":"#N/A"},{"$error":"#N/A"},{"$error":"#N/A"},{"$error":"#N/A"},{"$error":"#N/A"},{"$error":"#N/A"},{"$error":"#N/A"},{"$error":"#N/A"},{"$error":"#N/A"},{"$error":"#N/A"},{"$error":"#N/A"},{"$error":"#N/A"},{"$error":"#N/A"}]
["c_input2","Number of Customers Residential Rate Sub-Class 2","#",{"$f":"'Population and Tariff Review'!G9","v":0},{"$f":"D5*(1+esc_factor_population)","v":{"$error":"#N/A"}},{"$error":"#N/A"},{"$error":"#N/A"},{"$error":"#N/A"},{"$error":"#N/A"},{"$error":"#N/A"},{"$error":"#N/A"},{"$error":"#N/A"},{"$error":"#N/A"},{"$error":"#N/A"},{"$error":"#N/A"},{"$error":"#N/A"},{"$error":"#N/A"},{"$error":"#N/A"},{"$error":"#N/A"},{"$error":"#N/A"},{"$error":"#N/A"},{"$error":"#N/A"},{"$error":"#N/A"},{"$error":"#N/A"},{"$error":"#N/A"},{"$error":"#N/A"},{"$error":"#N/A"},{"$error":"#N/A"},{"$error":"#N/A"},{"$error":"#N/A"},{"$error":"#N/A"},{"$error":"#N/A"},{"$error":"#N/A"},{"$error":"#N/A"}]
["c_input3","Number of Customers Residential Rate Sub-Class 3","#",{"$f":"'Population and Tariff Review'!G10","v":0},{"$f":"D6*(1+esc_factor_population)","v":{"$error":"#N/A"}},{"$error":"#N/A"},{"$error":"#N/A"},{"$error":"#N/A"},{"$error":"#N/A"},{"$error":"#N/A"},{"$error":"#N/A"},{"$error":"#N/A"},{"$error":"#N/A"},{"$error":"#N/A"},{"$error":"#N/A"},{"$error":"#N/A"},{"$error":"#N/A"},{"$error":"#N/A"},{"$error":"#N/A"},{"$error":"#N/A"},{"$error":"#N/A"},{"$error":"#N/A"},{"$error":"#N/A"},{"$error":"#N/A"},{"$error":"#N/A"},{"$error":"#N/A"},{"$error":"#N/A"},{"$error":"#N/A"},{"$error":"#N/A"},{"$error":"#N/A"},{"$error":"#N/A"},{"$error":"#N/A"},{"$error":"#N/A"},{"$error":"#N/A"}]
["c_input4","Number of Customers Residential Rate Sub-Class 4","#",{"$f":"'Population and Tariff Review'!G11","v":0},{"$f":"D7*(1+esc_factor_population)","v":{"$error":"#N/A"}},{"$error":"#N/A"},{"$error":"#N/A"},{"$error":"#N/A"},{"$error":"#N/A"},{"$error":"#N/A"},{"$error":"#N/A"},{"$error":"#N/A"},{"$error":"#N/A"},{"$error":"#N/A"},{"$error":"#N/A"},{"$error":"#N/A"},{"$error":"#N/A"},{"$error":"#N/A"},{"$error":"#N/A"},{"$error":"#N/A"},{"$error":"#N/A"},{"$error":"#N/A"},{"$error":"#N/A"},{"$error":"#N/A"},{"$error":"#N/A"},{"$error":"#N/A"},{"$error":"#N/A"},{"$error":"#N/A"},{"$error":"#N/A"},{"$error":"#N/A"},{"$error":"#N/A"},{"$error":"#N/A"},{"$error":"#N/A"},{"$error":"#N/A"}]
["c_input5","Number of Customers Residential Rate Sub-Class 5","#",{"$f":"'Population and Tariff Review'!G12","v":0},{"$f":"D8*(1+esc_factor_population)","v":{"$error":"#N/A"}},{"$error":"#N/A"},{"$error":"#N/A"},{"$error":"#N/A"},{"$error":"#N/A"},{"$error":"#N/A"},{"$error":"#N/A"},{"$error":"#N/A"},{"$error":"#N/A"},{"$error":"#N/A"},{"$error":"#N/A"},{"$error":"#N/A"},{"$error":"#N/A"},{"$error":"#N/A"},{"$error":"#N/A"},{"$error":"#N/A"},{"$error":"#N/A"},{"$error":"#N/A"},{"$error":"#N/A"},{"$error":"#N/A"},{"$error":"#N/A"},{"$error":"#N/A"},{"$error":"#N/A"},{"$error":"#N/A"},{"$error":"#N/A"},{"$error":"#N/A"},{"$error":"#N/A"},{"$error":"#N/A"},{"$error":"#N/A"},{"$error":"#N/A"}]
["c_input6","Number of Customers All Residential Classes","#",{"$f":"'Population and Tariff Review'!G13","v":0},{"$f":"D9*(1+esc_factor_population)","v":{"$error":"#N/A"}},{"$error":"#N/A"},{"$error":"#N/A"},{"$error":"#N/A"},{"$error":"#N/A"},{"$error":"#N/A"},{"$error":"#N/A"},{"$error":"#N/A"},{"$error":"#N/A"},{"$error":"#N/A"},{"$error":"#N/A"},{"$error":"#N/A"},{"$error":"#N/A"},{"$error":"#N/A"},{"$error":"#N/A"},{"$error":"#N/A"},{"$error":"#N/A"},{"$error":"#N/A"},{"$error":"#N/A"},{"$error":"#N/A"},{"$error":"#N/A"},{"$error":"#N/A"},{"$error":"#N/A"},{"$error":"#N/A"},{"$error":"#N/A"},{"$error":"#N/A"},{"$error":"#N/A"},{"$error":"#N/A"},{"$error":"#N/A"},{"$error":"#N/A"}]
["c_input7","Number of Customers Commercial Rate Sub-Class 1","#",{"$f":"'Population and Tariff Review'!G15","v":0},{"$f":"D10*(1+esc_factor_population)","v":{"$error":"#N/A"}},{"$error":"#N/A"},{"$error":"#N/A"},{"$error":"#N/A"},{"$error":"#N/A"},{"$error":"#N/A"},{"$error":"#N/A"},{"$error":"#N/A"},{"$error":"#N/A"},{"$error":"#N/A"},{"$error":"#N/A"},{"$error":"#N/A"},{"$error":"#N/A"},{"$error":"#N/A"},{"$error":"#N/A"},{"$error":"#N/A"},{"$error":"#N/A"},{"$error":"#N/A"},{"$error":"#N/A"},{"$error":"#N/A"},{"$error":"#N/A"},{"$error":"#N/A"},{"$error":"#N/A"},{"$error":"#N/A"},{"$error":"#N/A"},{"$error":"#N/A"},{"$error":"#N/A"},{"$error":"#N/A"},{"$error":"#N/A"},{"$error":"#N/A"}]
["c_input8","Number of Customers Commercial Rate Sub-Class 2","#",{"$f":"'Population and Tariff Review'!G16","v":0},{"$f":"D11*(1+esc_factor_population)","v":{"$error":"#N/A"}},{"$error":"#N/A"},{"$error":"#N/A"},{"$error":"#N/A"},{"$error":"#N/A"},{"$error":"#N/A"},{"$error":"#N/A"},{"$error":"#N/A"},{"$error":"#N/A"},{"$error":"#N/A"},{"$error":"#N/A"},{"$error":"#N/A"},{"$error":"#N/A"},{"$error":"#N/A"},{"$error":"#N/A"},{"$error":"#N/A"},{"$error":"#N/A"},{"$error":"#N/A"},{"$error":"#N/A"},{"$error":"#N/A"},{"$error":"#N/A"},{"$error":"#N/A"},{"$error":"#N/A"},{"$error":"#N/A"},{"$error":"#N/A"},{"$error":"#N/A"},{"$error":"#N/A"},{"$error":"#N/A"},{"$error":"#N/A"},{"$error":"#N/A"}]
["c_input9","Number of Customers Commercial Rate Sub-Class 3","#",{"$f":"'Population and Tariff Review'!G17","v":0},{"$f":"D12*(1+esc_factor_population)","v":{"$error":"#N/A"}},{"$error":"#N/A"},{"$error":"#N/A"},{"$error":"#N/A"},{"$error":"#N/A"},{"$error":"#N/A"},{"$error":"#N/A"},{"$error":"#N/A"},{"$error":"#N/A"},{"$error":"#N/A"},{"$error":"#N/A"},{"$error":"#N/A"},{"$error":"#N/A"},{"$error":"#N/A"},{"$error":"#N/A"},{"$error":"#N/A"},{"$error":"#N/A"},{"$error":"#N/A"},{"$error":"#N/A"},{"$error":"#N/A"},{"$error":"#N/A"},{"$error":"#N/A"},{"$error":"#N/A"},{"$error":"#N/A"},{"$error":"#N/A"},{"$error":"#N/A"},{"$error":"#N/A"},{"$error":"#N/A"},{"$error":"#N/A"},{"$error":"#N/A"}]
["c_input10","Number of Customers Commercial Rate Sub-Class 4","#",{"$f":"'Population and Tariff Review'!G18","v":0},{"$f":"D13*(1+esc_factor_population)","v":{"$error":"#N/A"}},{"$error":"#N/A"},{"$error":"#N/A"},{"$error":"#N/A"},{"$error":"#N/A"},{"$error":"#N/A"},{"$error":"#N/A"},{"$error":"#N/A"},{"$error":"#N/A"},{"$error":"#N/A"},{"$error":"#N/A"},{"$error":"#N/A"},{"$error":"#N/A"},{"$error":"#N/A"},{"$error":"#N/A"},{"$error":"#N/A"},{"$error":"#N/A"},{"$error":"#N/A"},{"$error":"#N/A"},{"$error":"#N/A"},{"$error":"#N/A"},{"$error":"#N/A"},{"$error":"#N/A"},{"$error":"#N/A"},{"$error":"#N/A"},{"$error":"#N/A"},{"$error":"#N/A"},{"$error":"#N/A"},{"$error":"#N/A"},{"$error":"#N/A"}]
["c_input11","Number of Customers Commercial Rate Sub-Class 5","#",{"$f":"'Population and Tariff Review'!G19","v":0},{"$f":"D14*(1+esc_factor_population)","v":{"$error":"#N/A"}},{"$error":"#N/A"},{"$error":"#N/A"},{"$error":"#N/A"},{"$error":"#N/A"},{"$error":"#N/A"},{"$error":"#N/A"},{"$error":"#N/A"},{"$error":"#N/A"},{"$error":"#N/A"},{"$error":"#N/A"},{"$error":"#N/A"},{"$error":"#N/A"},{"$error":"#N/A"},{"$error":"#N/A"},{"$error":"#N/A"},{"$error":"#N/A"},{"$error":"#N/A"},{"$error":"#N/A"},{"$error":"#N/A"},{"$error":"#N/A"},{"$error":"#N/A"},{"$error":"#N/A"},{"$error":"#N/A"},{"$error":"#N/A"},{"$error":"#N/A"},{"$error":"#N/A"},{"$error":"#N/A"},{"$error":"#N/A"},{"$error":"#N/A"}]
["c_input12","Number of Customers All Commercial Classes","#",{"$f":"'Population and Tariff Review'!G20","v":0},{"$f":"D15*(1+esc_factor_population)","v":{"$error":"#N/A"}},{"$error":"#N/A"},{"$error":"#N/A"},{"$error":"#N/A"},{"$error":"#N/A"},{"$error":"#N/A"},{"$error":"#N/A"},{"$error":"#N/A"},{"$error":"#N/A"},{"$error":"#N/A"},{"$error":"#N/A"},{"$error":"#N/A"},{"$error":"#N/A"},{"$error":"#N/A"},{"$error":"#N/A"},{"$error":"#N/A"},{"$error":"#N/A"},{"$error":"#N/A"},{"$error":"#N/A"},{"$error":"#N/A"},{"$error":"#N/A"},{"$error":"#N/A"},{"$error":"#N/A"},{"$error":"#N/A"},{"$error":"#N/A"},{"$error":"#N/A"},{"$error":"#N/A"},{"$error":"#N/A"},{"$error":"#N/A"},{"$error":"#N/A"}]
["c_input13","Number of Customers Industrial Sub-Class 1","#",{"$f":"'Population and Tariff Review'!G22","v":0},{"$f":"D16*(1+esc_factor_population)","v":{"$error":"#N/A"}},{"$error":"#N/A"},{"$error":"#N/A"},{"$error":"#N/A"},{"$error":"#N/A"},{"$error":"#N/A"},{"$error":"#N/A"},{"$error":"#N/A"},{"$error":"#N/A"},{"$error":"#N/A"},{"$error":"#N/A"},{"$error":"#N/A"},{"$error":"#N/A"},{"$error":"#N/A"},{"$error":"#N/A"},{"$error":"#N/A"},{"$error":"#N/A"},{"$error":"#N/A"},{"$error":"#N/A"},{"$error":"#N/A"},{"$error":"#N/A"},{"$error":"#N/A"},{"$error":"#N/A"},{"$error":"#N/A"},{"$error":"#N/A"},{"$error":"#N/A"},{"$error":"#N/A"},{"$error":"#N/A"},{"$error":"#N/A"},{"$error":"#N/A"}]
["c_input14","Number of Customers Industrial Sub-Class 2","#",{"$f":"'Population and Tariff Review'!G23","v":0},{"$f":"D17*(1+esc_factor_population)","v":{"$error":"#N/A"}},{"$error":"#N/A"},{"$error":"#N/A"},{"$error":"#N/A"},{"$error":"#N/A"},{"$error":"#N/A"},{"$error":"#N/A"},{"$error":"#N/A"},{"$error":"#N/A"},{"$error":"#N/A"},{"$error":"#N/A"},{"$error":"#N/A"},{"$error":"#N/A"},{"$error":"#N/A"},{"$error":"#N/A"},{"$error":"#N/A"},{"$error":"#N/A"},{"$error":"#N/A"},{"$error":"#N/A"},{"$error":"#N/A"},{"$error":"#N/A"},{"$error":"#N/A"},{"$error":"#N/A"},{"$error":"#N/A"},{"$error":"#N/A"},{"$error":"#N/A"},{"$error":"#N/A"},{"$error":"#N/A"},{"$error":"#N/A"},{"$error":"#N/A"}]
["c_input15","Number of Customers Industrial Sub-Class 3","#",{"$f":"'Population and Tariff Review'!G24","v":0},{"$f":"D18*(1+esc_factor_population)","v":{"$error":"#N/A"}},{"$error":"#N/A"},{"$error":"#N/A"},{"$error":"#N/A"},{"$error":"#N/A"},{"$error":"#N/A"},{"$error":"#N/A"},{"$error":"#N/A"},{"$error":"#N/A"},{"$error":"#N/A"},{"$error":"#N/A"},{"$error":"#N/A"},{"$error":"#N/A"},{"$error":"#N/A"},{"$error":"#N/A"},{"$error":"#N/A"},{"$error":"#N/A"},{"$error":"#N/A"},{"$error":"#N/A"},{"$error":"#N/A"},{"$error":"#N/A"},{"$error":"#N/A"},{"$error":"#N/A"},{"$error":"#N/A"},{"$error":"#N/A"},{"$error":"#N/A"},{"$error":"#N/A"},{"$error":"#N/A"},{"$error":"#N/A"},{"$error":"#N/A"}]
["c_input16","Number of Customers Industrial Sub-Class 4","#",{"$f":"'Population and Tariff Review'!G25","v":0},{"$f":"D19*(1+esc_factor_population)","v":{"$error":"#N/A"}},{"$error":"#N/A"},{"$error":"#N/A"},{"$error":"#N/A"},{"$error":"#N/A"},{"$error":"#N/A"},{"$error":"#N/A"},{"$error":"#N/A"},{"$error":"#N/A"},{"$error":"#N/A"},{"$error":"#N/A"},{"$error":"#N/A"},{"$error":"#N/A"},{"$error":"#N/A"},{"$error":"#N/A"},{"$error":"#N/A"},{"$error":"#N/A"},{"$error":"#N/A"},{"$error":"#N/A"},{"$error":"#N/A"},{"$error":"#N/A"},{"$error":"#N/A"},{"$error":"#N/A"},{"$error":"#N/A"},{"$error":"#N/A"},{"$error":"#N/A"},{"$error":"#N/A"},{"$error":"#N/A"},{"$error":"#N/A"},{"$error":"#N/A"}]
["c_input17","Number of Customers Industrial Sub-Class 5","#",{"$f":"'Population and Tariff Review'!G26","v":0},{"$f":"D20*(1+esc_factor_population)","v":{"$error":"#N/A"}},{"$error":"#N/A"},{"$error":"#N/A"},{"$error":"#N/A"},{"$error":"#N/A"},{"$error":"#N/A"},{"$error":"#N/A"},{"$error":"#N/A"},{"$error":"#N/A"},{"$error":"#N/A"},{"$error":"#N/A"},{"$error":"#N/A"},{"$error":"#N/A"},{"$error":"#N/A"},{"$error":"#N/A"},{"$error":"#N/A"},{"$error":"#N/A"},{"$error":"#N/A"},{"$error":"#N/A"},{"$error":"#N/A"},{"$error":"#N/A"},{"$error":"#N/A"},{"$error":"#N/A"},{"$error":"#N/A"},{"$error":"#N/A"},{"$error":"#N/A"},{"$error":"#N/A"},{"$error":"#N/A"},{"$error":"#N/A"},{"$error":"#N/A"}]
["c_input18","Number of Customers All Industrial Classes","#",{"$f":"'Population and Tariff Review'!G27","v":0},{"$f":"D21*(1+esc_factor_population)","v":{"$error":"#N/A"}},{"$error":"#N/A"},{"$error":"#N/A"},{"$error":"#N/A"},{"$error":"#N/A"},{"$error":"#N/A"},{"$error":"#N/A"},{"$error":"#N/A"},{"$error":"#N/A"},{"$error":"#N/A"},{"$error":"#N/A"},{"$error":"#N/A"},{"$error":"#N/A"},{"$error":"#N/A"},{"$error":"#N/A"},{"$error":"#N/A"},{"$error":"#N/A"},{"$error":"#N/A"},{"$error":"#N/A"},{"$error":"#N/A"},{"$error":"#N/A"},{"$error":"#N/A"},{"$error":"#N/A"},{"$error":"#N/A"},{"$error":"#N/A"},{"$error":"#N/A"},{"$error":"#N/A"},{"$error":"#N/A"},{"$error":"#N/A"},{"$error":"#N/A"}]
["c_input19","Average Residential Customer Peak Demand","kW",{"$f":"'Population and Tariff Review'!H32","v":0},{"$f":"IF('Population and Tariff Review'!I32=\"\",D22/D63*E63,'Population and Tariff Review'!I32)","v":0},{"$f":"IF('Population and Tariff Review'!J32=\"\",E22/E63*F63,'Population and Tariff Review'!J32)","v":0},{"$f":"IF('Population and Tariff Review'!K32=\"\",F22/F63*G63,'Population and Tariff Review'!K32)","v":0},{"$f":"IF('Population and Tariff Review'!L32=\"\",G22/G63*H63,'Population and Tariff Review'!L32)","v":0},{"$f":"H22*(1+esc_factor_load)","v":{"$error":"#N/A"}},{"$error":"#N/A"},{"$error":"#N/A"},{"$error":"#N/A"},{"$error":"#N/A"},{"$error":"#N/A"},{"$error":"#N/A"},{"$error":"#N/A"},{"$error":"#N/A"},{"$error":"#N/A"},{"$error":"#N/A"},{"$error":"#N/A"},{"$error":"#N/A"},{"$error":"#N/A"},{"$error":"#N/A"},{"$error":"#N/A"},{"$error":"#N/A"},{"$error":"#N/A"},{"$error":"#N/A"},{"$error":"#N/A"},{"$error":"#N/A"},{"$error":"#N/A"},{"$error":"#N/A"},{"$error":"#N/A"},{"$error":"#N/A"},{"$error":"#N/A"}]
["c_input20","Average Commercial Customer Peak Demand","kW",{"$f":"'Population and Tariff Review'!H33","v":0},{"$f":"IF('Population and Tariff Review'!I33=\"\",D23/D64*E64,'Population and Tariff Review'!I33)","v":0},{"$f":"IF('Population and Tariff Review'!J33=\"\",E23/E64*F64,'Population and Tariff Review'!J33)","v":0},{"$f":"IF('Population and Tariff Review'!K33=\"\",F23/F64*G64,'Population and Tariff Review'!K33)","v":0},{"$f":"IF('Population and Tariff Review'!L33=\"\",G23/G64*H64,'Population and Tariff Review'!L33)","v":0},{"$f":"H23*(1+esc_factor_load)","v":{"$error":"#N/A"}},{"$error":"#N/A"},{"$error":"#N/A"},{"$error":"#N/A"},{"$error":"#N/A"},{"$error":"#N/A"},{"$error":"#N/A"},{"$error":"#N/A"},{"$error":"#N/A"},{"$error":"#N/A"},{"$error":"#N/A"},{"$error":"#N/A"},{"$error":"#N/A"},{"$error":"#N/A"},{"$error":"#N/A"},{"$error":"#N/A"},{"$error":"#N/A"},{"$error":"#N/A"},{"$error":"#N/A"},{"$error":"#N/A"},{"$error":"#N/A"},{"$error":"#N/A"},{"$error":"#N/A"},{"$error":"#N/A"},{"$error":"#N/A"},{"$error":"#N/A"}]
["c_input21","Average Industrial Customer Peak Demand","kW",{"$f":"'Population and Tariff Review'!H34","v":0},{"$f":"IF('Population and Tariff Review'!I34=\"\",D24/D65*E65,'Population and Tariff Review'!I34)","v":0},{"$f":"IF('Population and Tariff Review'!J34=\"\",E24/E65*F65,'Population and Tariff Review'!J34)","v":0},{"$f":"IF('Population and Tariff Review'!K34=\"\",F24/F65*G65,'Population and Tariff Review'!K34)","v":0},{"$f":"IF('Population and Tariff Review'!L34=\"\",G24/G65*H65,'Population and Tariff Review'!L34)","v":0},{"$f":"H24*(1+esc_factor_load)","v":{"$error":"#N/A"}},{"$error":"#N/A"},{"$error":"#N/A"},{"$error":"#N/A"},{"$error":"#N/A"},{"$error":"#N/A"},{"$error":"#N/A"},{"$error":"#N/A"},{"$error":"#N/A"},{"$error":"#N/A"},{"$error":"#N/A"},{"$error":"#N/A"},{"$error":"#N/A"},{"$error":"#N/A"},{"$error":"#N/A"},{"$error":"#N/A"},{"$error":"#N/A"},{"$error":"#N/A"},{"$error":"#N/A"},{"$error":"#N/A"},{"$error":"#N/A"},{"$error":"#N/A"},{"$error":"#N/A"},{"$error":"#N/A"},{"$error":"#N/A"},{"$error":"#N/A"}]
["c_input22","Customer Peak Demand - Residential","kW",{"$f":"D22*D9","v":0},{"$f":"E22*E9","v":{"$error":"#N/A"}},{"$f":"F22*F9","v":{"$error":"#N/A"}},{"$error":"#N/A"},{"$error":"#N/A"},{"$f":"I22*I9","v":{"$error":"#N/A"}},{"$f":"J22*J9","v":{"$error":"#N/A"}},{"$error":"#N/A"},{"$error":"#N/A"},{"$error":"#N/A"},{"$error":"#N/A"},{"$error":"#N/A"},{"$error":"#N/A"},{"$error":"#N/A"},{"$error":"#N/A"},{"$error":"#N/A"},{"$error":"#N/A"},{"$error":"#N/A"},{"$error":"#N/A"},{"$error":"#N/A"},{"$error":"#N/A"},{"$error":"#N/A"},{"$error":"#N/A"},{"$error":"#N/A"},{"$error":"#N/A"},{"$error":"#N/A"},{"$error":"#N/A"},{"$error":"#N/A"},{"$error":"#N/A"},{"$error":"#N/A"},{"$error":"#N/A"}]
["c_input23","Customer Peak Demand - Commercial","kW",{"$f":"D23*D15","v":0},{"$f":"E23*E15","v":{"$error":"#N/A"}},{"$error":"#N/A"},{"$error":"#N/A"},{"$error":"#N/A"},{"$error":"#N/A"},{"$error":"#N/A"},{"$error":"#N/A"},{"$error":"#N/A"},{"$error":"#N/A"},{"$error":"#N/A"},{"$error":"#N/A"},{"$error":"#N/A"},{"$error":"#N/A"},{"$error":"#N/A"},{"$error":"#N/A"},{"$error":"#N/A"},{"$error":"#N/A"},{"$error":"#N/A"},{"$error":"#N/A"},{"$error":"#N/A"},{"$error":"#N/A"},{"$error":"#N/A"},{"$error":"#N/A"},{"$error":"#N/A"},{"$error":"#N/A"},{"$error":"#N/A"},{"$error":"#N/A"},{"$error":"#N/A"},{"$error":"#N/A"},{"$error":"#N/A"}]
["c_input24","Customer Peak Demand - Industrial","kW",{"$f":"D24*D21","v":0},{"$f":"E24*E21","v":{"$error":"#N/A"}},{"$error":"#N/A"},{"$error":"#N/A"},{"$error":"#N/A"},{"$error":"#N/A"},{"$error":"#N/A"},{"$error":"#N/A"},{"$error":"#N/A"},{"$error":"#N/A"},{"$error":"#N/A"},{"$error":"#N/A"},{"$error":"#N/A"},{"$error":"#N/A"},{"$error":"#N/A"},{"$error":"#N/A"},{"$error":"#N/A"},{"$error":"#N/A"},{"$error":"#N/A"},{"$error":"#N/A"},{"$error":"#N/A"},{"$error":"#N/A"},{"$error":"#N/A"},{"$error":"#N/A"},{"$error":"#N/A"},{"$error":"#N/A"},{"$error":"#N/A"},{"$error":"#N/A"},{"$error":"#N/A"},{"$error":"#N/A"},{"$error":"#N/A"}]
["c_input25","Average Energy Use - Residential","kWh",{"$f":"SUM('Population and Tariff Review'!H42:H8801)","v":0},{"$f":"IF(SUM('Population and Tariff Review'!AV42:AV8801)>0,SUM('Population and Tariff Review'!AV42:AV8801),D28/D69*E69)","v":{"$error":"#DIV/0!"}},{"$f":"IF(SUM('Population and Tariff Review'!CJ42:CJ8801)>0,SUM('Population and Tariff Review'!CJ42:CJ8801),E28/E69*F69)","v":{"$error":"#DIV/0!"}},{"$f":"IF(SUM('Population and Tariff Review'!DX42:DX8801)>0,SUM('Population and Tariff Review'!DX42:DX8801),F28/F69*G69)","v":{"$error":"#DIV/0!"}},{"$f":"IF(SUM('Population and Tariff Review'!FL42:FL8801)>0,SUM('Population and Tariff Review'!FL42:FL8801),G28/G69*H69)","v":{"$error":"#DIV/0!"}},{"$f":"H28*(1+esc_factor_load)","v":{"$error":"#DIV/0!"}},{"$error":"#DIV/0!"},{"$error":"#DIV/0!"},{"$error":"#DIV/0!"},{"$error":"#DIV/0!"},{"$error":"#DIV/0!"},{"$error":"#DIV/0!"},{"$error":"#DIV/0!"},{"$error":"#DIV/0!"},{"$error":"#DIV/0!"},{"$error":"#DIV/0!"},{"$error":"#DIV/0!"},{"$error":"#DIV/0!"},{"$error":"#DIV/0!"},{"$error":"#DIV/0!"},{"$error":"#DIV/0!"},{"$error":"#DIV/0!"},{"$error":"#DIV/0!"},{"$error":"#DIV/0!"},{"$error":"#DIV/0!"},{"$error":"#DIV/0!"},{"$error":"#DIV/0!"},{"$error":"#DIV/0!"},{"$error":"#DIV/0!"},{"$error":"#DIV/0!"},{"$error":"#DIV/0!"}]
["c_input26","Average Energy Use - Commercial","kWh",{"$f":"SUM('Population and Tariff Review'!N42:N8801)","v":0},{"$f":"IF(SUM('Population and Tariff Review'!BB42:BB8801)>0,SUM('Population and Tariff Review'!BB42:BB8801),D29/D70*E70)","v":{"$error":"#DIV/0!"}},{"$f":"IF(SUM('Population and Tariff Review'!CP42:CP8801)>0,SUM('Population and Tariff Review'!CP42:CP8801),E29/E70*F70)","v":{"$error":"#DIV/0!"}},{"$f":"IF(SUM('Population and Tariff Review'!ED42:ED8801)>0,SUM('Population and Tariff Review'!ED42:ED8801),F29/F70*G70)","v":{"$error":"#DIV/0!"}},{"$f":"IF(SUM('Population and Tariff Review'!FR42:FR8801)>0,SUM('Population and Tariff Review'!FR42:FR8801),G29/G70*H70)","v":{"$error":"#DIV/0!"}},{"$f":"H29*(1+esc_factor_load)","v":{"$error":"#DIV/0!"}},{"$error":"#DIV/0!"},{"$error":"#DIV/0!"},{"$error":"#DIV/0!"},{"$error":"#DIV/0!"},{"$error":"#DIV/0!"},{"$error":"#DIV/0!"},{"$error":"#DIV/0!"},{"$error":"#DIV/0!"},{"$error":"#DIV/0!"},{"$error":"#DIV/0!"},{"$error":"#DIV/0!"},{"$error":"#DIV/0!"},{"$error":"#DIV/0!"},{"$error":"#DIV/0!"},{"$error":"#DIV/0!"},{"$error":"#DIV/0!"},{"$error":"#DIV/0!"},{"$error":"#DIV/0!"},{"$error":"#DIV/0!"},{"$error":"#DIV/0!"},{"$error":"#DIV/0!"},{"$error":"#DIV/0!"},{"$error":"#DIV/0!"},{"$error":"#DIV/0!"},{"$error":"#DIV/0!"}]
["c_input27","Average Energy Use - Industrial","kWh",{"$f":"SUM('Population and Tariff Review'!T42:T8801)","v":0},{"$f":"IF(SUM('Population and Tariff Review'!BH42:BH8801)>0,SUM('Population and Tariff Review'!BH42:BH8801),D30/D71*E71)","v":{"$error":"#DIV/0!"}},{"$f":"IF(SUM('Population and Tariff Review'!CV42:CV8801)>0,SUM('Population and Tariff Review'!CV42:CV8801),E30/E71*F71)","v":{"$error":"#DIV/0!"}},{"$f":"IF(SUM('Population and Tariff Review'!EJ42:EJ8801)>0,SUM('Population and Tariff Review'!EJ42:EJ8801),F30/F71*G71)","v":{"$error":"#DIV/0!"}},{"$f":"IF(SUM('Population and Tariff Review'!FX42:FX8801)>0,SUM('Population and Tariff Review'!FX42:FX8801),G30/G71*H71)","v":{"$error":"#DIV/0!"}},{"$f":"H30*(1+esc_factor_load)","v":{"$error":"#DIV/0!"}},{"$error":"#DIV/0!"},{"$error":"#DIV/0!"},{"$error":"#DIV/0!"},{"$error":"#DIV/0!"},{"$error":"#DIV/0!"},{"$error":"#DIV/0!"},{"$error":"#DIV/0!"},{"$error":"#DIV/0!"},{"$error":"#DIV/0!"},{"$error":"#DIV/0!"},{"$error":"#DIV/0!"},{"$error":"#DIV/0!"},{"$error":"#DIV/0!"},{"$error":"#DIV/0!"},{"$error":"#DIV/0!"},{"$error":"#DIV/0!"},{"$error":"#DIV/0!"},{"$error":"#DIV/0!"},{"$error":"#DIV/0!"},{"$error":"#DIV/0!"},{"$error":"#DIV/0!"},{"$error":"#DIV/0!"},{"$error":"#DIV/0!"},{"$error":"#DIV/0!"},{"$error":"#DIV/0!"}]
["c_input28","Average Load Not Served per Customer from Sustained Outage - Residential","kW",{"$f":"AVERAGE('Population and Tariff Review'!H42:H8801)","v":{"$error":"#DIV/0!"}},{"$f":"IF(ISNUMBER('Population and Tariff Review'!AV42:AV8801),AVERAGE('Population and Tariff Review'!AV42:AV8801),D31/D72*E72)","v":{"$error":"#DIV/0!"}},{"$f":"IF(ISNUMBER('Population and Tariff Review'!CJ42:CJ8801),AVERAGE('Population and Tariff Review'!CJ42:CJ8801),E31/E72*F72)","v":{"$error":"#DIV/0!"}},{"$f":"IF(ISNUMBER('Population and Tariff Review'!DX42:DX8801),AVERAGE('Population and Tariff Review'!DX42:DX8801),F31/F72*G72)","v":{"$error":"#DIV/0!"}},{"$f":"IF(ISNUMBER('Population and Tariff Review'!FL42:FL8801),AVERAGE('Population and Tariff Review'!FL42:FL8801),G31/G72*H72)","v":{"$error":"#DIV/0!"}},{"$f":"H31*(1+esc_factor_load)","v":{"$error":"#DIV/0!"}},{"$error":"#DIV/0!"},{"$error":"#DIV/0!"},{"$error":"#DIV/0!"},{"$error":"#DIV/0!"},{"$error":"#DIV/0!"},{"$error":"#DIV/0!"},{"$error":"#DIV/0!"},{"$error":"#DIV/0!"},{"$error":"#DIV/0!"},{"$error":"#DIV/0!"},{"$error":"#DIV/0!"},{"$error":"#DIV/0!"},{"$error":"#DIV/0!"},{"$error":"#DIV/0!"},{"$error":"#DIV/0!"},{"$error":"#DIV/0!"},{"$error":"#DIV/0!"},{"$error":"#DIV/0!"},{"$error":"#DIV/0!"},{"$error":"#DIV/0!"},{"$error":"#DIV/0!"},{"$error":"#DIV/0!"},{"$error":"#DIV/0!"},{"$error":"#DIV/0!"},{"$error":"#DIV/0!"}]
["c_input29","Average Load Not Served per Customer from Sustained Outage - Commercial","kW",{"$f":"AVERAGE('Population and Tariff Review'!N42:N8801)","v":{"$error":"#DIV/0!"}},{"$f":"IF(ISNUMBER('Population and Tariff Review'!BB42:BB8801),AVERAGE('Population and Tariff Review'!BB42:BB8801),D32/D73*E73)","v":{"$error":"#DIV/0!"}},{"$f":"IF(ISNUMBER('Population and Tariff Review'!CP42:CP8801),AVERAGE('Population and Tariff Review'!CP42:CP8801),E32/E73*F73)","v":{"$error":"#DIV/0!"}},{"$f":"IF(ISNUMBER('Population and Tariff Review'!ED42:ED8801),AVERAGE('Population and Tariff Review'!ED42:ED8801),F32/F73*G73)","v":{"$error":"#DIV/0!"}},{"$f":"IF(ISNUMBER('Population and Tariff Review'!FR42:FR8801),AVERAGE('Population and Tariff Review'!FR42:FR8801),G32/G73*H73)","v":{"$error":"#DIV/0!"}},{"$f":"H32*(1+esc_factor_load)","v":{"$error":"#DIV/0!"}},{"$error":"#DIV/0!"},{"$error":"#DIV/0!"},{"$error":"#DIV/0!"},{"$error":"#DIV/0!"},{"$error":"#DIV/0!"},{"$error":"#DIV/0!"},{"$error":"#DIV/0!"},{"$error":"#DIV/0!"},{"$error":"#DIV/0!"},{"$error":"#DIV/0!"},{"$error":"#DIV/0!"},{"$error":"#DIV/0!"},{"$error":"#DIV/0!"},{"$error":"#DIV/0!"},{"$error":"#DIV/0!"},{"$error":"#DIV/0!"},{"$error":"#DIV/0!"},{"$error":"#DIV/0!"},{"$error":"#DIV/0!"},{"$error":"#DIV/0!"},{"$error":"#DIV/0!"},{"$error":"#DIV/0!"},{"$error":"#DIV/0!"},{"$error":"#DIV/0!"},{"$error":"#DIV/0!"}]
["c_input30","Average Load Not Served per Customer from Sustained Outage - Industrial","kW",{"$f":"AVERAGE('Population and Tariff Review'!T42:T8801)","v":{"$error":"#DIV/0!"}},{"$f":"IF(ISNUMBER('Population and Tariff Review'!BH42:BH8801),AVERAGE('Population and Tariff Review'!BH42:BH8801),D33/D74*E74)","v":{"$error":"#DIV/0!"}},{"$f":"IF(ISNUMBER('Population and Tariff Review'!CV42:CV8801),AVERAGE('Population and Tariff Review'!CV42:CV8801),E33/E74*F74)","v":{"$error":"#DIV/0!"}},{"$f":"IF(ISNUMBER('Population and Tariff Review'!EJ42:EJ8801),AVERAGE('Population and Tariff Review'!EJ42:EJ8801),F33/F74*G74)","v":{"$error":"#DIV/0!"}},{"$f":"IF(ISNUMBER('Population and Tariff Review'!FX42:FX8801),AVERAGE('Population and Tariff Review'!FX42:FX8801),G33/G74*H74)","v":{"$error":"#DIV/0!"}},{"$f":"H33*(1+esc_factor_load)","v":{"$error":"#DIV/0!"}},{"$error":"#DIV/0!"},{"$error":"#DIV/0!"},{"$error":"#DIV/0!"},{"$error":"#DIV/0!"},{"$error":"#DIV/0!"},{"$error":"#DIV/0!"},{"$error":"#DIV/0!"},{"$error":"#DIV/0!"},{"$error":"#DIV/0!"},{"$error":"#DIV/0!"},{"$error":"#DIV/0!"},{"$error":"#DIV/0!"},{"$error":"#DIV/0!"},{"$error":"#DIV/0!"},{"$error":"#DIV/0!"},{"$error":"#DIV/0!"},{"$error":"#DIV/0!"},{"$error":"#DIV/0!"},{"$error":"#DIV/0!"},{"$error":"#DIV/0!"},{"$error":"#DIV/0!"},{"$error":"#DIV/0!"},{"$error":"#DIV/0!"},{"$error":"#DIV/0!"},{"$error":"#DIV/0!"}]
["c_input31","Average Load Not Served per Customer from Major Outage - Residential","kW",{"$f":"AVERAGE('Population and Tariff Review'!H42:H8801)","v":{"$error":"#DIV/0!"}},{"$f":"IF(ISNUMBER('Population and Tariff Review'!AV42:AV8801),AVERAGE('Population and Tariff Review'!AV42:AV8801),D34/D75*E75)","v":{"$error":"#DIV/0!"}},{"$f":"IF(ISNUMBER('Population and Tariff Review'!CJ42:CJ8801),AVERAGE('Population and Tariff Review'!CJ42:CJ8801),E34/E75*F75)","v":{"$error":"#DIV/0!"}},{"$f":"IF(ISNUMBER('Population and Tariff Review'!DX42:DX8801),AVERAGE('Population and Tariff Review'!DX42:DX8801),F34/F75*G75)","v":{"$error":"#DIV/0!"}},{"$f":"IF(ISNUMBER('Population and Tariff Review'!FL42:FL8801),AVERAGE('Population and Tariff Review'!FL42:FL8801),G34/G75*H75)","v":{"$error":"#DIV/0!"}},{"$f":"H34*(1+esc_factor_load)","v":{"$error":"#DIV/0!"}},{"$error":"#DIV/0!"},{"$error":"#DIV/0!"},{"$error":"#DIV/0!"},{"$error":"#DIV/0!"},{"$error":"#DIV/0!"},{"$error":"#DIV/0!"},{"$error":"#DIV/0!"},{"$error":"#DIV/0!"},{"$error":"#DIV/0!"},{"$error":"#DIV/0!"},{"$error":"#DIV/0!"},{"$error":"#DIV/0!"},{"$error":"#DIV/0!"},{"$error":"#DIV/0!"},{"$error":"#DIV/0!"},{"$error":"#DIV/0!"},{"$error":"#DIV/0!"},{"$error":"#DIV/0!"},{"$error":"#DIV/0!"},{"$error":"#DIV/0!"},{"$error":"#DIV/0!"},{"$error":"#DIV/0!"},{"$error":"#DIV/0!"},{"$error":"#DIV/0!"},{"$error":"#DIV/0!"}]
["c_input32","Average Load Not Served per Customer from Major Outage - Commercial","kW",{"$f":"AVERAGE('Population and Tariff Review'!N42:N8801)","v":{"$error":"#DIV/0!"}},{"$f":"IF(ISNUMBER('Population and Tariff Review'!BB42:BB8801),AVERAGE('Population and Tariff Review'!BB42:BB8801),D35/D76*E76)","v":{"$error":"#DIV/0!"}},{"$f":"IF(ISNUMBER('Population and Tariff Review'!CP42:CP8801),AVERAGE('Population and Tariff Review'!CP42:CP8801),E35/E76*F76)","v":{"$error":"#DIV/0!"}},{"$f":"IF(ISNUMBER('Population and Tariff Review'!ED42:ED8801),AVERAGE('Population and Tariff Review'!ED42:ED8801),F35/F76*G76)","v":{"$error":"#DIV/0!"}},{"$f":"IF(ISNUMBER('Population and Tariff Review'!FR42:FR8801),AVERAGE('Population and Tariff Review'!FR42:FR8801),G35/G76*H76)","v":{"$error":"#DIV/0!"}},{"$f":"H35*(1+esc_factor_load)","v":{"$error":"#DIV/0!"}},{"$error":"#DIV/0!"},{"$error":"#DIV/0!"},{"$error":"#DIV/0!"},{"$error":"#DIV/0!"},{"$error":"#DIV/0!"},{"$error":"#DIV/0!"},{"$error":"#DIV/0!"},{"$error":"#DIV/0!"},{"$error":"#DIV/0!"},{"$error":"#DIV/0!"},{"$error":"#DIV/0!"},{"$error":"#DIV/0!"},{"$error":"#DIV/0!"},{"$error":"#DIV/0!"},{"$error":"#DIV/0!"},{"$error":"#DIV/0!"},{"$error":"#DIV/0!"},{"$error":"#DIV/0!"},{"$error":"#DIV/0!"},{"$error":"#DIV/0!"},{"$error":"#DIV/0!"},{"$error":"#DIV/0!"},{"$error":"#DIV/0!"},{"$error":"#DIV/0!"},{"$error":"#DIV/0!"}]
["c_input33","Average Load Not Served per Customer from Major Outage - Industrial","kW",{"$f":"AVERAGE('Population and Tariff Review'!T42:T8801)","v":{"$error":"#DIV/0!"}},{"$f":"IF(ISNUMBER('Population and Tariff Review'!BH42:BH8801),AVERAGE('Population and Tariff Review'!BH42:BH8801),D36/D77*E77)","v":{"$error":"#DIV/0!"}},{"$f":"IF(ISNUMBER('Population and Tariff Review'!CV42:CV8801),AVERAGE('Population and Tariff Review'!CV42:CV8801),E36/E77*F77)","v":{"$error":"#DIV/0!"}},{"$f":"IF(ISNUMBER('Population and Tariff Review'!EJ42:EJ8801),AVERAGE('Population and Tariff Review'!EJ42:EJ8801),F36/F77*G77)","v":{"$error":"#DIV/0!"}},{"$f":"IF(ISNUMBER('Population and Tariff Review'!FX42:FX8801),AVERAGE('Population and Tariff Review'!FX42:FX8801),G36/G77*H77)","v":{"$error":"#DIV/0!"}},{"$f":"H36*(1+esc_factor_load)","v":{"$error":"#DIV/0!"}},{"$error":"#DIV/0!"},{"$error":"#DIV/0!"},{"$error":"#DIV/0!"},{"$error":"#DIV/0!"},{"$error":"#DIV/0!"},{"$error":"#DIV/0!"},{"$error":"#DIV/0!"},{"$error":"#DIV/0!"},{"$error":"#DIV/0!"},{"$error":"#DIV/0!"},{"$error":"#DIV/0!"},{"$error":"#DIV/0!"},{"$error":"#DIV/0!"},{"$error":"#DIV/0!"},{"$error":"#DIV/0!"},{"$error":"#DIV/0!"},{"$error":"#DIV/0!"},{"$error":"#DIV/0!"},{"$error":"#DIV/0!"},{"$error":"#DIV/0!"},{"$error":"#DIV/0!"},{"$error":"#DIV/0!"},{"$error":"#DIV/0!"},{"$error":"#DIV/0!"},{"$error":"#DIV/0!"}]
["c_input34","Average Load Not Served per Customer from Sustained Outage on Impacted Feeders - Residential","kW",{"$f":"AVERAGE('Population and Tariff Review'!H42:H8801)","v":{"$error":"#DIV/0!"}},{"$f":"IF(ISNUMBER('Population and Tariff Review'!AV42:AV8801),AVERAGE('Population and Tariff Review'!AV42:AV8801),D37/D78*E78)","v":{"$error":"#DIV/0!"}},{"$f":"IF(ISNUMBER('Population and Tariff Review'!CJ42:CJ8801),AVERAGE('Population and Tariff Review'!CJ42:CJ8801),E37/E78*F78)","v":{"$error":"#DIV/0!"}},{"$f":"IF(ISNUMBER('Population and Tariff Review'!DX42:DX8801),AVERAGE('Population and Tariff Review'!DX42:DX8801),F37/F78*G78)","v":{"$error":"#DIV/0!"}},{"$f":"IF(ISNUMBER('Population and Tariff Review'!FL42:FL8801),AVERAGE('Population and Tariff Review'!FL42:FL8801),G37/G78*H78)","v":{"$error":"#DIV/0!"}},{"$f":"H37*(1+esc_factor_load)","v":{"$error":"#DIV/0!"}},{"$error":"#DIV/0!"},{"$error":"#DIV/0!"},{"$error":"#DIV/0!"},{"$error":"#DIV/0!"},{"$error":"#DIV/0!"},{"$error":"#DIV/0!"},{"$error":"#DIV/0!"},{"$error":"#DIV/0!"},{"$error":"#DIV/0!"},{"$error":"#DIV/0!"},{"$error":"#DIV/0!"},{"$error":"#DIV/0!"},{"$error":"#DIV/0!"},{"$error":"#DIV/0!"},{"$error":"#DIV/0!"},{"$error":"#DIV/0!"},{"$error":"#DIV/0!"},{"$error":"#DIV/0!"},{"$error":"#DIV/0!"},{"$error":"#DIV/0!"},{"$error":"#DIV/0!"},{"$error":"#DIV/0!"},{"$error":"#DIV/0!"},{"$error":"#DIV/0!"},{"$error":"#DIV/0!"}]
["c_input35","Average Load Not Served per Customer from Sustained Outage on Impacted Feeders - Residential","kW",{"$f":"AVERAGE('Population and Tariff Review'!N42:N8801)","v":{"$error":"#DIV/0!"}},{"$f":"IF(ISNUMBER('Population and Tariff Review'!BB42:BB8801),AVERAGE('Population and Tariff Review'!BB42:BB8801),D38/D79*E79)","v":{"$error":"#DIV/0!"}},{"$f":"IF(ISNUMBER('Population and Tariff Review'!CP42:CP8801),AVERAGE('Population and Tariff Review'!CP42:CP8801),E38/E79*F79)","v":{"$error":"#DIV/0!"}},{"$f":"IF(ISNUMBER('Population and Tariff Review'!ED42:ED8801),AVERAGE('Population and Tariff Review'!ED42:ED8801),F38/F79*G79)","v":{"$error":"#DIV/0!"}},{"$f":"IF(ISNUMBER('Population and Tariff Review'!FR42:FR8801),AVERAGE('Population and Tariff Review'!FR42:FR8801),G38/G79*H79)","v":{"$error":"#DIV/0!"}},{"$f":"H38*(1+esc_factor_load)","v":{"$error":"#DIV/0!"}},{"$error":"#DIV/0!"},{"$error":"#DIV/0!"},{"$error":"#DIV/0!"},{"$error":"#DIV/0!"},{"$error":"#DIV/0!"},{"$error":"#DIV/0!"},{"$error":"#DIV/0!"},{"$error":"#DIV/0!"},{"$error":"#DIV/0!"},{"$error":"#DIV/0!"},{"$error":"#DIV/0!"},{"$error":"#DIV/0!"},{"$error":"#DIV/0!"},{"$error":"#DIV/0!"},{"$error":"#DIV/0!"},{"$error":"#DIV/0!"},{"$error":"#DIV/0!"},{"$error":"#DIV/0!"},{"$error":"#DIV/0!"},{"$error":"#DIV/0!"},{"$error":"#DIV/0!"},{"$error":"#DIV/0!"},{"$error":"#DIV/0!"},{"$error":"#DIV/0!"},{"$error":"#DIV/0!"}]
["c_input36","Average Load Not Served per Customer from Sustained Outage on Impacted Feeders - Residential","kW",{"$f":"AVERAGE('Population and Tariff Review'!T42:T8801)","v":{"$error":"#DIV/0!"}},{"$f":"IF(ISNUMBER('Population and Tariff Review'!BH42:BH8801),AVERAGE('Population and Tariff Review'!BH42:BH8801),D39/D80*E80)","v":{"$error":"#DIV/0!"}},{"$f":"IF(ISNUMBER('Population and Tariff Review'!CV42:CV8801),AVERAGE('Population and Tariff Review'!CV42:CV8801),E39/E80*F80)","v":{"$error":"#DIV/0!"}},{"$f":"IF(ISNUMBER('Population and Tariff Review'!EJ42:EJ8801),AVERAGE('Population and Tariff Review'!EJ42:EJ8801),F39/F80*G80)","v":{"$error":"#DIV/0!"}},{"$f":"IF(ISNUMBER('Population and Tariff Review'!FX42:FX8801),AVERAGE('Population and Tariff Review'!FX42:FX8801),G39/G80*H80)","v":{"$error":"#DIV/0!"}},{"$f":"H39*(1+esc_factor_load)","v":{"$error":"#DIV/0!"}},{"$error":"#DIV/0!"},{"$error":"#DIV/0!"},{"$error":"#DIV/0!"},{"$error":"#DIV/0!"},{"$error":"#DIV/0!"},{"$error":"#DIV/0!"},{"$error":"#DIV/0!"},{"$error":"#DIV/0!"},{"$error":"#DIV/0!"},{"$error":"#DIV/0!"},{"$error":"#DIV/0!"},{"$error":"#DIV/0!"},{"$error":"#DIV/0!"},{"$error":"#DIV/0!"},{"$error":"#DIV/0!"},{"$error":"#DIV/0!"},{"$error":"#DIV/0!"},{"$error":"#DIV/0!"},{"$error":"#DIV/0!"},{"$error":"#DIV/0!"},{"$error":"#DIV/0!"},{"$error":"#DIV/0!"},{"$error":"#DIV/0!"},{"$error":"#DIV/0!"},{"$error":"#DIV/0!"}]
[]
[]
[]
["BASELINE INPUTS"]
["Range Name","Input Name","Units",{"$f":"\"Baseline \"&'DIM MAIN'!$C$20","v":"Baseline 0"},{"$f":"\"Baseline \"&'DIM MAIN'!$C$20+E1","v":"Baseline 1"},{"$f":"\"Baseline \"&'DIM MAIN'!$C$20+F1","v":"Baseline 2"},{"$f":"\"Baseline \"&'DIM MAIN'!$C$20+G1","v":"Baseline 3"},{"$f":"\"Baseline \"&'DIM MAIN'!$C$20+H1","v":"Baseline 4"},{"$f":"\"Baseline \"&'DIM MAIN'!$C$20+I1","v":"Baseline 5"},{"$f":"\"Baseline \"&'DIM MAIN'!$C$20+J1","v":"Baseline 6"},{"$f":"\"Baseline \"&'DIM MAIN'!$C$20+K1","v":"Baseline 7"},{"$f":"\"Baseline \"&'DIM MAIN'!$C$20+L1","v":"Baseline 8"},{"$f":"\"Baseline \"&'DIM MAIN'!$C$20+M1","v":"Baseline 9"},{"$f":"\"Baseline \"&'DIM MAIN'!$C$20+N1","v":"Baseline 10"},{"$f":"\"Baseline \"&'DIM MAIN'!$C$20+O1","v":"Baseline 11"},{"$f":"\"Baseline \"&'DIM MAIN'!$C$20+P1","v":"Baseline 12"},{"$f":"\"Baseline \"&'DIM MAIN'!$C$20+Q1","v":"Baseline 13"},{"$f":"\"Baseline \"&'DIM MAIN'!$C$20+R1","v":"Baseline 14"},{"$f":"\"Baseline \"&'DIM MAIN'!$C$20+S1","v":"Baseline 15"},{"$f":"\"Baseline \"&'DIM MAIN'!$C$20+T1","v":"Baseline 16"},{"$f":"\"Baseline \"&'DIM MAIN'!$C$20+U1","v":"Baseline 17"},{"$f":"\"Baseline \"&'DIM MAIN'!$C$20+V1","v":"Baseline 18"},{"$f":"\"Baseline \"&'DIM MAIN'!$C$20+W1","v":"Baseline 19"},{"$f":"\"Baseline \"&'DIM MAIN'!$C$20+X1","v":"Baseline 20"},{"$f":"\"Baseline \"&'DIM MAIN'!$C$20+Y1","v":"Baseline 21"},{"$f":"\"Baseline \"&'DIM MAIN'!$C$20+Z1","v":"Baseline 22"},{"$f":"\"Baseline \"&'DIM MAIN'!$C$20+AA1","v":"Baseline 23"},{"$f":"\"Baseline \"&'DIM MAIN'!$C$20+AB1","v":"Baseline 24"},{"$f":"\"Baseline \"&'DIM MAIN'!$C$20+AC1","v":"Baseline 25"},{"$f":"\"Baseline \"&'DIM MAIN'!$C$20+AD1","v":"Baseline 26"},{"$f":"\"Baseline \"&'DIM MAIN'!$C$20+AE1","v":"Baseline 27"},{"$f":"\"Baseline \"&'DIM MAIN'!$C$20+AF1","v":"Baseline 28"},{"$f":"\"Baseline \"&'DIM MAIN'!$C$20+AG1","v":"Baseline 29"},{"$f":"\"Baseline \"&'DIM MAIN'!$C$20+AH1","v":"Baseline 30"}]
["c_b_input1","Number of Customers Residential Rate Sub-Class 1","#",{"$f":"D4","v":0},{"$f":"E4","v":{"$error":"#N/A"}},{"$error":"#N/A"},{"$error":"#N/A"},{"$error":"#N/A"},{"$error":"#N/A"},{"$error":"#N/A"},{"$error":"#N/A"},{"$error":"#N/A"},{"$error":"#N/A"},{"$error":"#N/A"},{"$error":"#N/A"},{"$error":"#N/A"},{"$error":"#N/A"},{"$error":"#N/A"},{"$error":"#N/A"},{"$error":"#N/A"},{"$error":"#N/A"},{"$error":"#N/A"},{"$error":"#N/A"},{"$error":"#N/A"},{"$error":"#N/A"},{"$error":"#N/A"},{"$error":"#N/A"},{"$error":"#N/A"},{"$error":"#N/A"},{"$error":"#N/A"},{"$error":"#N/A"},{"$error":"#N/A"},{"$error":"#N/A"},{"$error":"#N/A"}]
["c_b_input2","Number of Customers Residential Rate Sub-Class 2","#",0,{"$f":"E5","v":{"$error":"#N/A"}},{"$error":"#N/A"},{"$error":"#N/A"},{"$error":"#N/A"},{"$error":"#N/A"},{"$error":"#N/A"},{"$error":"#N/A"},{"$error":"#N/A"},{"$error":"#N/A"},{"$error":"#N/A"},{"$error":"#N/A"},{"$error":"#N/A"},{"$error":"#N/A"},{"$error":"#N/A"},{"$error":"#N/A"},{"$error":"#N/A"},{"$error":"#N/A"},{"$error":"#N/A"},{"$error":"#N/A"},{"$error":"#N/A"},{"$error":"#N/A"},{"$error":"#N/A"},{"$error":"#N/A"},{"$error":"#N/A"},{"$error":"#N/A"},{"$error":"#N/A"},{"$error":"#N/A"},{"$error":"#N/A"},{"$error":"#N/A"},{"$error":"#N/A"}]
["c_b_input3","Number of Customers Residential Rate Sub-Class 3","#",0,{"$error":"#N/A"},{"$error":"#N/A"},{"$error":"#N/A"},{"$error":"#N/A"},{"$error":"#N/A"},{"$error":"#N/A"},{"$error":"#N/A"},{"$error":"#N/A"},{"$error":"#N/A"},{"$error":"#N/A"},{"$error":"#N/A"},{"$error":"#N/A"},{"$error":"#N/A"},{"$error":"#N/A"},{"$error":"#N/A"},{"$error":"#N/A"},{"$error":"#N/A"},{"$error":"#N/A"},{"$error":"#N/A"},{"$error":"#N/A"},{"$error":"#N/A"},{"$error":"#N/A"},{"$error":"#N/A"},{"$error":"#N/A"},{"$error":"#N/A"},{"$error":"#N/A"},{"$error":"#N/A"},{"$error":"#N/A"},{"$error":"#N/A"},{"$error":"#N/A"}]
["c_b_input4","Number of Customers Residential Rate Sub-Class 4","#",0,{"$error":"#N/A"},{"$error":"#N/A"},{"$error":"#N/A"},{"$error":"#N/A"},{"$error":"#N/A"},{"$error":"#N/A"},{"$error":"#N/A"},{"$error":"#N/A"},{"$error":"#N/A"},{"$error":"#N/A"},{"$error":"#N/A"},{"$error":"#N/A"},{"$error":"#N/A"},{"$error":"#N/A"},{"$error":"#N/A"},{"$error":"#N/A"},{"$error":"#N/A"},{"$error":"#N/A"},{"$error":"#N/A"},{"$error":"#N/A"},{"$error":"#N/A"},{"$error":"#N/A"},{"$error":"#N/A"},{"$error":"#N/A"},{"$error":"#N/A"},{"$error":"#N/A"},{"$error":"#N/A"},{"$error":"#N/A"},{"$error":"#N/A"},{"$error":"#N/A"}]
["c_b_input5","Number of Customers Residential Rate Sub-Class 5","#",0,{"$error":"#N/A"},{"$error":"#N/A"},{"$error":"#N/A"},{"$error":"#N/A"},{"$error":"#N/A"},{"$error":"#N/A"},{"$error":"#N/A"},{"$error":"#N/A"},{"$error":"#N/A"},{"$error":"#N/A"},{"$error":"#N/A"},{"$error":"#N/A"},{"$error":"#N/A"},{"$error":"#N/A"},{"$error":"#N/A"},{"$error":"#N/A"},{"$error":"#N/A"},{"$error":"#N/A"},{"$error":"#N/A"},{"$error":"#N/A"},{"$error":"#N/A"},{"$error":"#N/A"},{"$error":"#N/A"},{"$error":"#N/A"},{"$error":"#N/A"},{"$error":"#N/A"},{"$error":"#N/A"},{"$error":"#N/A"},{"$error":"#N/A"},{"$error":"#N/A"}]
["c_b_input6","Number of Customers All Residential Classes","#",0,{"$error":"#N/A"},{"$error":"#N/A"},{"$error":"#N/A"},{"$error":"#N/A"},{"$error":"#N/A"},{"$error":"#N/A"},{"$error":"#N/A"},{"$error":"#N/A"},{"$error":"#N/A"},{"$error":"#N/A"},{"$error":"#N/A"},{"$error":"#N/A"},{"$error":"#N/A"},{"$error":"#N/A"},{"$error":"#N/A"},{"$error":"#N/A"},{"$error":"#N/A"},{"$error":"#N/A"},{"$error":"#N/A"},{"$error":"#N/A"},{"$error":"#N/A"},{"$error":"#N/A"},{"$error":"#N/A"},{"$error":"#N/A"},{"$error":"#N/A"},{"$error":"#N/A"},{"$error":"#N/A"},{"$error":"#N/A"},{"$error":"#N/A"},{"$error":"#N/A"}]
["c_b_input7","Number of Customers Commercial Rate Sub-Class 1","#",0,{"$error":"#N/A"},{"$error":"#N/A"},{"$error":"#N/A"},{"$error":"#N/A"},{"$error":"#N/A"},{"$error":"#N/A"},{"$error":"#N/A"},{"$error":"#N/A"},{"$error":"#N/A"},{"$error":"#N/A"},{"$error":"#N/A"},{"$error":"#N/A"},{"$error":"#N/A"},{"$error":"#N/A"},{"$error":"#N/A"},{"$error":"#N/A"},{"$error":"#N/A"},{"$error":"#N/A"},{"$error":"#N/A"},{"$error":"#N/A"},{"$error":"#N/A"},{"$error":"#N/A"},{"$error":"#N/A"},{"$error":"#N/A"},{"$error":"#N/A"},{"$error":"#N/A"},{"$error":"#N/A"},{"$error":"#N/A"},{"$error":"#N/A"},{"$error":"#N/A"}]
["c_b_input8","Number of Customers Commercial Rate Sub-Class 2","#",0,{"$error":"#N/A"},{"$error":"#N/A"},{"$error":"#N/A"},{"$error":"#N/A"},{"$error":"#N/A"},{"$error":"#N/A"},{"$error":"#N/A"},{"$error":"#N/A"},{"$error":"#N/A"},{"$error":"#N/A"},{"$error":"#N/A"},{"$error":"#N/A"},{"$error":"#N/A"},{"$error":"#N/A"},{"$error":"#N/A"},{"$error":"#N/A"},{"$error":"#N/A"},{"$error":"#N/A"},{"$error":"#N/A"},{"$error":"#N/A"},{"$error":"#N/A"},{"$error":"#N/A"},{"$error":"#N/A"},{"$error":"#N/A"},{"$error":"#N/A"},{"$error":"#N/A"},{"$error":"#N/A"},{"$error":"#N/A"},{"$error":"#N/A"},{"$error":"#N/A"}]
["c_b_input9","Number of Customers Commercial Rate Sub-Class 3","#",0,{"$error":"#N/A"},{"$error":"#N/A"},{"$error":"#N/A"},{"$error":"#N/A"},{"$error":"#N/A"},{"$error":"#N/A"},{"$error":"#N/A"},{"$error":"#N/A"},{"$error":"#N/A"},{"$error":"#N/A"},{"$error":"#N/A"},{"$error":"#N/A"},{"$error":"#N/A"},{"$error":"#N/A"},{"$error":"#N/A"},{"$error":"#N/A"},{"$error":"#N/A"},{"$error":"#N/A"},{"$error":"#N/A"},{"$error":"#N/A"},{"$error":"#N/A"},{"$error":"#N/A"},{"$error":"#N/A"},{"$error":"#N/A"},{"$error":"#N/A"},{"$error":"#N/A"},{"$error":"#N/A"},{"$error":"#N/A"},{"$error":"#N/A"},{"$error":"#N/A"}]
["c_b_input10","Number of Customers Commercial Rate Sub-Class 4","#",0,{"$f":"E13","v":{"$error":"#N/A"}},{"$error":"#N/A"},{"$error":"#N/A"},{"$error":"#N/A"},{"$error":"#N/A"},{"$error":"#N/A"},{"$error":"#N/A"},{"$error":"#N/A"},{"$error":"#N/A"},{"$error":"#N/A"},{"$error":"#N/A"},{"$error":"#N/A"},{"$error":"#N/A"},{"$error":"#N/A"},{"$error":"#N/A"},{"$error":"#N/A"},{"$error":"#N/A"},{"$error":"#N/A"},{"$error":"#N/A"},{"$error":"#N/A"},{"$error":"#N/A"},{"$error":"#N/A"},{"$error":"#N/A"},{"$error":"#N/A"},{"$error":"#N/A"},{"$error":"#N/A"},{"$error":"#N/A"},{"$error":"#N/A"},{"$error":"#N/A"},{"$error":"#N/A"}]
["c_b_input11","Number of Customers Commercial Rate Sub-Class 5","#",0,{"$error":"#N/A"},{"$error":"#N/A"},{"$error":"#N/A"},{"$error":"#N/A"},{"$error":"#N/A"},{"$error":"#N/A"},{"$error":"#N/A"},{"$error":"#N/A"},{"$error":"#N/A"},{"$error":"#N/A"},{"$error":"#N/A"},{"$error":"#N/A"},{"$error":"#N/A"},{"$error":"#N/A"},{"$error":"#N/A"},{"$error":"#N/A"},{"$error":"#N/A"},{"$error":"#N/A"},{"$error":"#N/A"},{"$error":"#N/A"},{"$error":"#N/A"},{"$error":"#N/A"},{"$error":"#N/A"},{"$error":"#N/A"},{"$error":"#N/A"},{"$error":"#N/A"},{"$error":"#N/A"},{"$error":"#N/A"},{"$error":"#N/A"},{"$error":"#N/A"}]
["c_b_input12","Number of Customers All Commercial Classes","#",0,{"$error":"#N/A"},{"$error":"#N/A"},{"$error":"#N/A"},{"$error":"#N/A"},{"$error":"#N/A"},{"$error":"#N/A"},{"$error":"#N/A"},{"$error":"#N/A"},{"$error":"#N/A"},{"$error":"#N/A"},{"$error":"#N/A"},{"$error":"#N/A"},{"$error":"#N/A"},{"$error":"#N/A"},{"$error":"#N/A"},{"$error":"#N/A"},{"$error":"#N/A"},{"$error":"#N/A"},{"$error":"#N/A"},{"$error":"#N/A"},{"$error":"#N/A"},{"$error":"#N/A"},{"$error":"#N/A"},{"$error":"#N/A"},{"$error":"#N/A"},{"$error":"#N/A"},{"$error":"#N/A"},{"$error":"#N/A"},{"$error":"#N/A"},{"$error":"#N/A"}]
["c_b_input13","Number of Customers Industrial Sub-Class 1","#",0,{"$error":"#N/A"},{"$error":"#N/A"},{"$error":"#N/A"},{"$error":"#N/A"},{"$error":"#N/A"},{"$error":"#N/A"},{"$error":"#N/A"},{"$error":"#N/A"},{"$error":"#N/A"},{"$error":"#N/A"},{"$error":"#N/A"},{"$error":"#N/A"},{"$error":"#N/A"},{"$error":"#N/A"},{"$error":"#N/A"},{"$error":"#N/A"},{"$error":"#N/A"},{"$error":"#N/A"},{"$error":"#N/A"},{"$error":"#N/A"},{"$error":"#N/A"},{"$error":"#N/A"},{"$error":"#N/A"},{"$error":"#N/A"},{"$error":"#N/A"},{"$error":"#N/A"},{"$error":"#N/A"},{"$error":"#N/A"},{"$error":"#N/A"},{"$error":"#N/A"}]
["c_b_input14","Number of Customers Industrial Sub-Class 2","#",0,{"$error":"#N/A"},{"$error":"#N/A"},{"$error":"#N/A"},{"$error":"#N/A"},{"$error":"#N/A"},{"$error":"#N/A"},{"$error":"#N/A"},{"$error":"#N/A"},{"$error":"#N/A"},{"$error":"#N/A"},{"$error":"#N/A"},{"$error":"#N/A"},{"$error":"#N/A"},{"$error":"#N/A"},{"$error":"#N/A"},{"$error":"#N/A"},{"$error":"#N/A"},{"$error":"#N/A"},{"$error":"#N/A"},{"$error":"#N/A"},{"$error":"#N/A"},{"$error":"#N/A"},{"$error":"#N/A"},{"$error":"#N/A"},{"$error":"#N/A"},{"$error":"#N/A"},{"$error":"#N/A"},{"$error":"#N/A"},{"$error":"#N/A"},{"$error":"#N/A"}]
["c_b_input15","Number of Customers Industrial Sub-Class 3","#",0,{"$error":"#N/A"},{"$error":"#N/A"},{"$error":"#N/A"},{"$error":"#N/A"},{"$error":"#N/A"},{"$error":"#N/A"},{"$error":"#N/A"},{"$error":"#N/A"},{"$error":"#N/A"},{"$error":"#N/A"},{"$error":"#N/A"},{"$error":"#N/A"},{"$error":"#N/A"},{"$error":"#N/A"},{"$error":"#N/A"},{"$error":"#N/A"},{"$error":"#N/A"},{"$error":"#N/A"},{"$error":"#N/A"},{"$error":"#N/A"},{"$error":"#N/A"},{"$error":"#N/A"},{"$error":"#N/A"},{"$error":"#N/A"},{"$error":"#N/A"},{"$error":"#N/A"},{"$error":"#N/A"},{"$error":"#N/A"},{"$error":"#N/A"},{"$error":"#N/A"}]
["c_b_input16","Number of Customers Industrial Sub-Class 4","#",0,{"$error":"#N/A"},{"$error":"#N/A"},{"$error":"#N/A"},{"$error":"#N/A"},{"$error":"#N/A"},{"$error":"#N/A"},{"$error":"#N/A"},{"$error":"#N/A"},{"$error":"#N/A"},{"$error":"#N/A"},{"$error":"#N/A"},{"$error":"#N/A"},{"$error":"#N/A"},{"$error":"#N/A"},{"$error":"#N/A"},{"$error":"#N/A"},{"$error":"#N/A"},{"$error":"#N/A"},{"$error":"#N/A"},{"$error":"#N/A"},{"$error":"#N/A"},{"$error":"#N/A"},{"$error":"#N/A"},{"$error":"#N/A"},{"$error":"#N/A"},{"$error":"#N/A"},{"$error":"#N/A"},{"$error":"#N/A"},{"$error":"#N/A"},{"$error":"#N/A"}]
["c_b_input17","Number of Customers Industrial Sub-Class 5","#",0,{"$error":"#N/A"},{"$error":"#N/A"},{"$error":"#N/A"},{"$error":"#N/A"},{"$error":"#N/A"},{"$error":"#N/A"},{"$error":"#N/A"},{"$error":"#N/A"},{"$error":"#N/A"},{"$error":"#N/A"},{"$error":"#N/A"},{"$error":"#N/A"},{"$error":"#N/A"},{"$error":"#N/A"},{"$error":"#N/A"},{"$error":"#N/A"},{"$error":"#N/A"},{"$error":"#N/A"},{"$error":"#N/A"},{"$error":"#N/A"},{"$error":"#N/A"},{"$error":"#N/A"},{"$error":"#N/A"},{"$error":"#N/A"},{"$error":"#N/A"},{"$error":"#N/A"},{"$error":"#N/A"},{"$error":"#N/A"},{"$error":"#N/A"},{"$error":"#N/A"}]
["c_b_input18","Number of Customers All Industrial Classes","#",0,{"$error":"#N/A"},{"$error":"#N/A"},{"$error":"#N/A"},{"$error":"#N/A"},{"$error":"#N/A"},{"$error":"#N/A"},{"$error":"#N/A"},{"$error":"#N/A"},{"$error":"#N/A"},{"$error":"#N/A"},{"$error":"#N/A"},{"$error":"#N/A"},{"$error":"#N/A"},{"$error":"#N/A"},{"$error":"#N/A"},{"$f":"T21","v":{"$error":"#N/A"}},{"$error":"#N/A"},{"$error":"#N/A"},{"$error":"#N/A"},{"$error":"#N/A"},{"$error":"#N/A"},{"$error":"#N/A"},{"$error":"#N/A"},{"$error":"#N/A"},{"$error":"#N/A"},{"$error":"#N/A"},{"$error":"#N/A"},{"$error":"#N/A"},{"$error":"#N/A"},{"$error":"#N/A"}]
["c_b_input19","Average Residential Customer Peak Demand","kW",{"$f":"'Population and Tariff Review'!C32","v":0},{"$f":"'Population and Tariff Review'!D32","v":0},{"$f":"'Population and Tariff Review'!E32","v":0},{"$f":"'Population and Tariff Review'!F32","v":0},{"$f":"'Population and Tariff Review'!G32","v":0},{"$f":"H63*(1+esc_factor_load)","v":{"$error":"#N/A"}},{"$error":"#N/A"},{"$error":"#N/A"},{"$error":"#N/A"},{"$error":"#N/A"},{"$error":"#N/A"},{"$error":"#N/A"},{"$error":"#N/A"},{"$error":"#N/A"},{"$error":"#N/A"},{"$error":"#N/A"},{"$error":"#N/A"},{"$error":"#N/A"},{"$error":"#N/A"},{"$error":"#N/A"},{"$error":"#N/A"},{"$error":"#N/A"},{"$error":"#N/A"},{"$error":"#N/A"},{"$error":"#N/A"},{"$error":"#N/A"},{"$error":"#N/A"},{"$error":"#N/A"},{"$error":"#N/A"},{"$error":"#N/A"},{"$error":"#N/A"}]
["c_b_input20","Average Commercial Customer Peak Demand","kW",{"$f":"'Population and Tariff Review'!C33","v":0},{"$f":"'Population and Tariff Review'!D33","v":0},{"$f":"'Population and Tariff Review'!E33","v":0},{"$f":"'Population and Tariff Review'!F33","v":0},{"$f":"'Population and Tariff Review'!G33","v":0},{"$f":"H64*(1+esc_factor_load)","v":{"$error":"#N/A"}},{"$error":"#N/A"},{"$error":"#N/A"},{"$error":"#N/A"},{"$error":"#N/A"},{"$error":"#N/A"},{"$error":"#N/A"},{"$error":"#N/A"},{"$error":"#N/A"},{"$error":"#N/A"},{"$error":"#N/A"},{"$error":"#N/A"},{"$error":"#N/A"},{"$error":"#N/A"},{"$error":"#N/A"},{"$error":"#N/A"},{"$error":"#N/A"},{"$error":"#N/A"},{"$error":"#N/A"},{"$error":"#N/A"},{"$error":"#N/A"},{"$error":"#N/A"},{"$error":"#N/A"},{"$error":"#N/A"},{"$error":"#N/A"},{"$error":"#N/A"}]
["c_b_input21","Average Industrial Customer Peak Demand","kW",{"$f":"'Population and Tariff Review'!C34","v":0},{"$f":"'Population and Tariff Review'!D34","v":0},{"$f":"'Population and Tariff Review'!E34","v":0},{"$f":"'Population and Tariff Review'!F34","v":0},{"$f":"'Population and Tariff Review'!G34","v":0},{"$f":"H65*(1+esc_factor_load)","v":{"$error":"#N/A"}},{"$error":"#N/A"},{"$error":"#N/A"},{"$error":"#N/A"},{"$error":"#N/A"},{"$error":"#N/A"},{"$error":"#N/A"},{"$error":"#N/A"},{"$error":"#N/A"},{"$error":"#N/A"},{"$error":"#N/A"},{"$error":"#N/A"},{"$error":"#N/A"},{"$error":"#N/A"},{"$error":"#N/A"},{"$error":"#N/A"},{"$error":"#N/A"},{"$error":"#N/A"},{"$error":"#N/A"},{"$error":"#N/A"},{"$error":"#N/A"},{"$error":"#N/A"},{"$error":"#N/A"},{"$error":"#N/A"},{"$error":"#N/A"},{"$error":"#N/A"}]
["c_b_input22","Customer Peak Demand - Residential","kW",{"$f":"D63*D50","v":0},{"$f":"E63*E50","v":{"$error":"#N/A"}},{"$error":"#N/A"},{"$error":"#N/A"},{"$error":"#N/A"},{"$error":"#N/A"},{"$error":"#N/A"},{"$error":"#N/A"},{"$error":"#N/A"},{"$error":"#N/A"},{"$error":"#N/A"},{"$error":"#N/A"},{"$error":"#N/A"},{"$error":"#N/A"},{"$error":"#N/A"},{"$error":"#N/A"},{"$error":"#N/A"},{"$error":"#N/A"},{"$error":"#N/A"},{"$error":"#N/A"},{"$error":"#N/A"},{"$error":"#N/A"},{"$error":"#N/A"},{"$error":"#N/A"},{"$error":"#N/A"},{"$error":"#N/A"},{"$error":"#N/A"},{"$error":"#N/A"},{"$error":"#N/A"},{"$error":"#N/A"},{"$error":"#N/A"}]
["c_b_input23","Customer Peak Demand - Commercial","kW",{"$f":"D64*D56","v":0},{"$f":"E64*E56","v":{"$error":"#N/A"}},{"$error":"#N/A"},{"$error":"#N/A"},{"$error":"#N/A"},{"$error":"#N/A"},{"$error":"#N/A"},{"$error":"#N/A"},{"$error":"#N/A"},{"$error":"#N/A"},{"$error":"#N/A"},{"$error":"#N/A"},{"$error":"#N/A"},{"$error":"#N/A"},{"$error":"#N/A"},{"$error":"#N/A"},{"$error":"#N/A"},{"$error":"#N/A"},{"$error":"#N/A"},{"$error":"#N/A"},{"$error":"#N/A"},{"$error":"#N/A"},{"$error":"#N/A"},{"$error":"#N/A"},{"$error":"#N/A"},{"$error":"#N/A"},{"$error":"#N/A"},{"$error":"#N/A"},{"$error":"#N/A"},{"$error":"#N/A"},{"$error":"#N/A"}]
["c_b_input24","Customer Peak Demand - Industrial","kW",{"$f":"D65*D62","v":0},{"$f":"E65*E62","v":{"$error":"#N/A"}},{"$error":"#N/A"},{"$error":"#N/A"},{"$error":"#N/A"},{"$error":"#N/A"},{"$error":"#N/A"},{"$error":"#N/A"},{"$error":"#N/A"},{"$error":"#N/A"},{"$error":"#N/A"},{"$error":"#N/A"},{"$error":"#N/A"},{"$error":"#N/A"},{"$error":"#N/A"},{"$error":"#N/A"},{"$error":"#N/A"},{"$error":"#N/A"},{"$error":"#N/A"},{"$error":"#N/A"},{"$error":"#N/A"},{"$error":"#N/A"},{"$error":"#N/A"},{"$error":"#N/A"},{"$error":"#N/A"},{"$error":"#N/A"},{"$error":"#N/A"},{"$error":"#N/A"},{"$error":"#N/A"},{"$error":"#N/A"},{"$error":"#N/A"}]
["c_b_input25","Average Energy Use - Residential","kWh",{"$f":"SUM('Population and Tariff Review'!AB42:AB8801)","v":0},{"$f":"SUM('Population and Tariff Review'!BP42:BP8801)","v":0},{"$f":"SUM('Population and Tariff Review'!DD42:DD8801)","v":0},{"$f":"SUM('Population and Tariff Review'!ER42:ER8801)","v":0},{"$f":"SUM('Population and Tariff Review'!GF42:GF8801)","v":0},{"$f":"H69*(1+esc_factor_load)","v":{"$error":"#N/A"}},{"$error":"#N/A"},{"$error":"#N/A"},{"$error":"#N/A"},{"$error":"#N/A"},{"$error":"#N/A"},{"$error":"#N/A"},{"$error":"#N/A"},{"$error":"#N/A"},{"$error":"#N/A"},{"$error":"#N/A"},{"$error":"#N/A"},{"$error":"#N/A"},{"$error":"#N/A"},{"$error":"#N/A"},{"$error":"#N/A"},{"$error":"#N/A"},{"$error":"#N/A"},{"$error":"#N/A"},{"$error":"#N/A"},{"$error":"#N/A"},{"$error":"#N/A"},{"$error":"#N/A"},{"$error":"#N/A"},{"$error":"#N/A"},{"$error":"#N/A"}]
["c_b_input26","Average Energy Use - Commercial","kWh",{"$f":"SUM('Population and Tariff Review'!AH42:AH8801)","v":0},{"$f":"SUM('Population and Tariff Review'!BV42:BV8801)","v":0},{"$f":"SUM('Population and Tariff Review'!DJ42:DJ8801)","v":0},{"$f":"SUM('Population and Tariff Review'!EX42:EX8801)","v":0},{"$f":"SUM('Population and Tariff Review'!GL42:GL8801)","v":0},{"$f":"H70*(1+esc_factor_load)","v":{"$error":"#N/A"}},{"$error":"#N/A"},{"$error":"#N/A"},{"$error":"#N/A"},{"$error":"#N/A"},{"$error":"#N/A"},{"$error":"#N/A"},{"$error":"#N/A"},{"$error":"#N/A"},{"$error":"#N/A"},{"$error":"#N/A"},{"$error":"#N/A"},{"$error":"#N/A"},{"$error":"#N/A"},{"$error":"#N/A"},{"$error":"#N/A"},{"$error":"#N/A"},{"$error":"#N/A"},{"$error":"#N/A"},{"$error":"#N/A"},{"$error":"#N/A"},{"$error":"#N/A"},{"$error":"#N/A"},{"$error":"#N/A"},{"$error":"#N/A"},{"$error":"#N/A"}]
["c_b_input27","Average Energy Use - Industrial","kWh",{"$f":"SUM('Population and Tariff Review'!AN42:AN8801)","v":0},{"$f":"SUM('Population and Tariff Review'!CB42:CB8801)","v":0},{"$f":"SUM('Population and Tariff Review'!DP42:DP8801)","v":0},{"$f":"SUM('Population and Tariff Review'!FD42:FD8801)","v":0},{"$f":"SUM('Population and Tariff Review'!GR42:GR8801)","v":0},{"$f":"H71*(1+esc_factor_load)","v":{"$error":"#N/A"}},{"$error":"#N/A"},{"$error":"#N/A"},{"$error":"#N/A"},{"$error":"#N/A"},{"$error":"#N/A"},{"$error":"#N/A"},{"$error":"#N/A"},{"$error":"#N/A"},{"$error":"#N/A"},{"$error":"#N/A"},{"$error":"#N/A"},{"$error":"#N/A"},{"$error":"#N/A"},{"$error":"#N/A"},{"$error":"#N/A"},{"$error":"#N/A"},{"$error":"#N/A"},{"$error":"#N/A"},{"$error":"#N/A"},{"$error":"#N/A"},{"$error":"#N/A"},{"$error":"#N/A"},{"$error":"#N/A"},{"$error":"#N/A"},{"$error":"#N/A"}]
["c_b_input28","Average Load Not Served per Customer from Sustained Outage - Residential","kW",{"$f":"AVERAGE('Population and Tariff Review'!AB42:AB8801)","v":{"$error":"#DIV/0!"}},{"$f":"AVERAGE('Population and Tariff Review'!BP42:BP8801)","v":{"$error":"#DIV/0!"}},{"$f":"AVERAGE('Population and Tariff Review'!DD42:DD8801)","v":{"$error":"#DIV/0!"}},{"$f":"AVERAGE('Population and Tariff Review'!ER42:ER8801)","v":{"$error":"#DIV/0!"}},{"$f":"AVERAGE('Population and Tariff Review'!GF42:GF8801)","v":{"$error":"#DIV/0!"}},{"$f":"H72*(1+esc_factor_load)","v":{"$error":"#DIV/0!"}},{"$error":"#DIV/0!"},{"$error":"#DIV/0!"},{"$error":"#DIV/0!"},{"$error":"#DIV/0!"},{"$error":"#DIV/0!"},{"$error":"#DIV/0!"},{"$error":"#DIV/0!"},{"$error":"#DIV/0!"},{"$error":"#DIV/0!"},{"$error":"#DIV/0!"},{"$error":"#DIV/0!"},{"$error":"#DIV/0!"},{"$error":"#DIV/0!"},{"$error":"#DIV/0!"},{"$error":"#DIV/0!"},{"$error":"#DIV/0!"},{"$error":"#DIV/0!"},{"$error":"#DIV/0!"},{"$error":"#DIV/0!"},{"$error":"#DIV/0!"},{"$error":"#DIV/0!"},{"$error":"#DIV/0!"},{"$error":"#DIV/0!"},{"$error":"#DIV/0!"},{"$error":"#DIV/0!"}]
["c_b_input29","Average Load Not Served per Customer from Sustained Outage - Commercial","kW",{"$f":"AVERAGE('Population and Tariff Review'!AH42:AH8801)","v":{"$error":"#DIV/0!"}},{"$f":"AVERAGE('Population and Tariff Review'!BV42:BV8801)","v":{"$error":"#DIV/0!"}},{"$f":"AVERAGE('Population and Tariff Review'!DJ42:DJ8801)","v":{"$error":"#DIV/0!"}},{"$f":"AVERAGE('Population and Tariff Review'!EX42:EX8801)","v":{"$error":"#DIV/0!"}},{"$f":"AVERAGE('Population and Tariff Review'!GL42:GL8801)","v":{"$error":"#DIV/0!"}},{"$f":"H73*(1+esc_factor_load)","v":{"$error":"#DIV/0!"}},{"$error":"#DIV/0!"},{"$error":"#DIV/0!"},{"$error":"#DIV/0!"},{"$error":"#DIV/0!"},{"$error":"#DIV/0!"},{"$error":"#DIV/0!"},{"$error":"#DIV/0!"},{"$error":"#DIV/0!"},{"$error":"#DIV/0!"},{"$error":"#DIV/0!"},{"$error":"#DIV/0!"},{"$error":"#DIV/0!"},{"$error":"#DIV/0!"},{"$error":"#DIV/0!"},{"$error":"#DIV/0!"},{"$error":"#DIV/0!"},{"$error":"#DIV/0!"},{"$error":"#DIV/0!"},{"$error":"#DIV/0!"},{"$error":"#DIV/0!"},{"$error":"#DIV/0!"},{"$error":"#DIV/0!"},{"$error":"#DIV/0!"},{"$error":"#DIV/0!"},{"$error":"#DIV/0!"}]
["c_b_input30","Average Load Not Served per Customer from Sustained Outage - Industrial","kW",{"$f":"AVERAGE('Population and Tariff Review'!AN42:AN8801)","v":{"$error":"#DIV/0!"}},{"$f":"AVERAGE('Population and Tariff Review'!CB42:CB8801)","v":{"$error":"#DIV/0!"}},{"$f":"AVERAGE('Population and Tariff Review'!DP42:DP8801)","v":{"$error":"#DIV/0!"}},{"$f":"AVERAGE('Population and Tariff Review'!FD42:FD8801)","v":{"$error":"#DIV/0!"}},{"$f":"AVERAGE('Population and Tariff Review'!GR42:GR8801)","v":{"$error":"#DIV/0!"}},{"$f":"H74*(1+esc_factor_load)","v":{"$error":"#DIV/0!"}},{"$error":"#DIV/0!"},{"$error":"#DIV/0!"},{"$error":"#DIV/0!"},{"$error":"#DIV/0!"},{"$error":"#DIV/0!"},{"$error":"#DIV/0!"},{"$error":"#DIV/0!"},{"$error":"#DIV/0!"},{"$error":"#DIV/0!"},{"$error":"#DIV/0!"},{"$error":"#DIV/0!"},{"$error":"#DIV/0!"},{"$error":"#DIV/0!"},{"$error":"#DIV/0!"},{"$error":"#DIV/0!"},{"$error":"#DIV/0!"},{"$error":"#DIV/0!"},{"$error":"#DIV/0!"},{"$error":"#DIV/0!"},{"$error":"#DIV/0!"},{"$error":"#DIV/0!"},{"$error":"#DIV/0!"},{"$error":"#DIV/0!"},{"$error":"#DIV/0!"},{"$error":"#DIV/0!"}]
["c_b_input31","Average Load Not Served per Customer from Major Outage - Residential","kW",{"$f":"AVERAGE('Population and Tariff Review'!AB42:AB8801)","v":{"$error":"#DIV/0!"}},{"$f":"AVERAGE('Population and Tariff Review'!BP42:BP8801)","v":{"$error":"#DIV/0!"}},{"$f":"AVERAGE('Population and Tariff Review'!DD42:DD8801)","v":{"$error":"#DIV/0!"}},{"$f":"AVERAGE('Population and Tariff Review'!ER42:ER8801)","v":{"$error":"#DIV/0!"}},{"$f":"AVERAGE('Population and Tariff Review'!GF42:GF8801)","v":{"$error":"#DIV/0!"}},{"$f":"H75*(1+esc_factor_load)","v":{"$error":"#DIV/0!"}},{"$error":"#DIV/0!"},{"$error":"#DIV/0!"},{"$error":"#DIV/0!"},{"$error":"#DIV/0!"},{"$error":"#DIV/0!"},{"$error":"#DIV/0!"},{"$error":"#DIV/0!"},{"$error":"#DIV/0!"},{"$error":"#DIV/0!"},{"$error":"#DIV/0!"},{"$error":"#DIV/0!"},{"$error":"#DIV/0!"},{"$error":"#DIV/0!"},{"$error":"#DIV/0!"},{"$error":"#DIV/0!"},{"$error":"#DIV/0!"},{"$error":"#DIV/0!"},{"$error":"#DIV/0!"},{"$error":"#DIV/0!"},{"$error":"#DIV/0!"},{"$error":"#DIV/0!"},{"$error":"#DIV/0!"},{"$error":"#DIV/0!"},{"$error":"#DIV/0!"},{"$error":"#DIV/0!"}]
["c_b_input32","Average Load Not Served per Customer from Major Outage - Commercial","kW",{"$f":"AVERAGE('Population and Tariff Review'!AH42:AH8801)","v":{"$error":"#DIV/0!"}},{"$f":"AVERAGE('Population and Tariff Review'!BV42:BV8801)","v":{"$error":"#DIV/0!"}},{"$f":"AVERAGE('Population and Tariff Review'!DJ42:DJ8801)","v":{"$error":"#DIV/0!"}},{"$f":"AVERAGE('Population and Tariff Review'!EX42:EX8801)","v":{"$error":"#DIV/0!"}},{"$f":"AVERAGE('Population and Tariff Review'!GL42:GL8801)","v":{"$error":"#DIV/0!"}},{"$f":"H76*(1+esc_factor_load)","v":{"$error":"#DIV/0!"}},{"$error":"#DIV/0!"},{"$error":"#DIV/0!"},{"$error":"#DIV/0!"},{"$error":"#DIV/0!"},{"$error":"#DIV/0!"},{"$error":"#DIV/0!"},{"$error":"#DIV/0!"},{"$error":"#DIV/0!"},{"$error":"#DIV/0!"},{"$error":"#DIV/0!"},{"$error":"#DIV/0!"},{"$error":"#DIV/0!"},{"$error":"#DIV/0!"},{"$error":"#DIV/0!"},{"$error":"#DIV/0!"},{"$error":"#DIV/0!"},{"$error":"#DIV/0!"},{"$error":"#DIV/0!"},{"$error":"#DIV/0!"},{"$error":"#DIV/0!"},{"$error":"#DIV/0!"},{"$error":"#DIV/0!"},{"$error":"#DIV/0!"},{"$error":"#DIV/0!"},{"$error":"#DIV/0!"}]
["c_b_input33","Average Load Not Served per Customer from Major Outage - Industrial","kW",{"$f":"AVERAGE('Population and Tariff Review'!AN42:AN8801)","v":{"$error":"#DIV/0!"}},{"$f":"AVERAGE('Population and Tariff Review'!CB42:CB8801)","v":{"$error":"#DIV/0!"}},{"$f":"AVERAGE('Population and Tariff Review'!DP42:DP8801)","v":{"$error":"#DIV/0!"}},{"$f":"AVERAGE('Population and Tariff Review'!FD42:FD8801)","v":{"$error":"#DIV/0!"}},{"$f":"AVERAGE('Population and Tariff Review'!GR42:GR8801)","v":{"$error":"#DIV/0!"}},{"$f":"H77*(1+esc_factor_load)","v":{"$error":"#DIV/0!"}},{"$error":"#DIV/0!"},{"$error":"#DIV/0!"},{"$error":"#DIV/0!"},{"$error":"#DIV/0!"},{"$error":"#DIV/0!"},{"$error":"#DIV/0!"},{"$error":"#DIV/0!"},{"$error":"#DIV/0!"},{"$error":"#DIV/0!"},{"$error":"#DIV/0!"},{"$error":"#DIV/0!"},{"$error":"#DIV/0!"},{"$error":"#DIV/0!"},{"$error":"#DIV/0!"},{"$error":"#DIV/0!"},{"$error":"#DIV/0!"},{"$error":"#DIV/0!"},{"$error":"#DIV/0!"},{"$error":"#DIV/0!"},{"$error":"#DIV/0!"},{"$error":"#DIV/0!"},{"$error":"#DIV/0!"},{"$error":"#DIV/0!"},{"$error":"#DIV/0!"},{"$error":"#DIV/0!"}]
["c_b_input34","Average Load Not Served per Customer from Sustained Outage on Impacted Feeders - Residential","kW",{"$f":"AVERAGE('Population and Tariff Review'!AB42:AB8801)","v":{"$error":"#DIV/0!"}},{"$f":"AVERAGE('Population and Tariff Review'!BP42:BP8801)","v":{"$error":"#DIV/0!"}},{"$f":"AVERAGE('Population and Tariff Review'!DD42:DD8801)","v":{"$error":"#DIV/0!"}},{"$f":"AVERAGE('Population and Tariff Review'!ER42:ER8801)","v":{"$error":"#DIV/0!"}},{"$f":"AVERAGE('Population and Tariff Review'!GF42:GF8801)","v":{"$error":"#DIV/0!"}},{"$f":"H78*(1+esc_factor_load)","v":{"$error":"#DIV/0!"}},{"$error":"#DIV/0!"},{"$error":"#DIV/0!"},{"$error":"#DIV/0!"},{"$error":"#DIV/0!"},{"$error":"#DIV/0!"},{"$error":"#DIV/0!"},{"$error":"#DIV/0!"},{"$error":"#DIV/0!"},{"$error":"#DIV/0!"},{"$error":"#DIV/0!"},{"$error":"#DIV/0!"},{"$error":"#DIV/0!"},{"$error":"#DIV/0!"},{"$error":"#DIV/0!"},{"$error":"#DIV/0!"},{"$error":"#DIV/0!"},{"$error":"#DIV/0!"},{"$error":"#DIV/0!"},{"$error":"#DIV/0!"},{"$error":"#DIV/0!"},{"$error":"#DIV/0!"},{"$error":"#DIV/0!"},{"$error":"#DIV/0!"},{"$error":"#DIV/0!"},{"$error":"#DIV/0!"}]
["c_b_input35","Average Load Not Served per Customer from Sustained Outage on Impacted Feeders - Residential","kW",{"$f":"AVERAGE('Population and Tariff Review'!AH42:AH8801)","v":{"$error":"#DIV/0!"}},{"$f":"AVERAGE('Population and Tariff Review'!BV42:BV8801)","v":{"$error":"#DIV/0!"}},{"$f":"AVERAGE('Population and Tariff Review'!DJ42:DJ8801)","v":{"$error":"#DIV/0!"}},{"$f":"AVERAGE('Population and Tariff Review'!EX42:EX8801)","v":{"$error":"#DIV/0!"}},{"$f":"AVERAGE('Population and Tariff Review'!GL42:GL8801)","v":{"$error":"#DIV/0!"}},{"$f":"H79*(1+esc_factor_load)","v":{"$error":"#DIV/0!"}},{"$error":"#DIV/0!"},{"$error":"#DIV/0!"},{"$error":"#DIV/0!"},{"$error":"#DIV/0!"},{"$error":"#DIV/0!"},{"$error":"#DIV/0!"},{"$error":"#DIV/0!"},{"$error":"#DIV/0!"},{"$error":"#DIV/0!"},{"$error":"#DIV/0!"},{"$error":"#DIV/0!"},{"$error":"#DIV/0!"},{"$error":"#DIV/0!"},{"$error":"#DIV/0!"},{"$error":"#DIV/0!"},{"$error":"#DIV/0!"},{"$error":"#DIV/0!"},{"$error":"#DIV/0!"},{"$error":"#DIV/0!"},{"$error":"#DIV/0!"},{"$error":"#DIV/0!"},{"$error":"#DIV/0!"},{"$error":"#DIV/0!"},{"$error":"#DIV/0!"},{"$error":"#DIV/0!"}]
["c_b_input36","Average Load Not Served per Customer from Sustained Outage on Impacted Feeders - Residential","kW",{"$f":"AVERAGE('Population and Tariff Review'!AN42:AN8801)","v":{"$error":"#DIV/0!"}},{"$f":"AVERAGE('Population and Tariff Review'!CB42:CB8801)","v":{"$error":"#DIV/0!"}},{"$f":"AVERAGE('Population and Tariff Review'!DP42:DP8801)","v":{"$error":"#DIV/0!"}},{"$f":"AVERAGE('Population and Tariff Review'!FD42:FD8801)","v":{"$error":"#DIV/0!"}},{"$f":"AVERAGE('Population and Tariff Review'!GR42:GR8801)","v":{"$error":"#DIV/0!"}},{"$f":"H80*(1+esc_factor_load)","v":{"$error":"#DIV/0!"}},{"$error":"#DIV/0!"},{"$error":"#DIV/0!"},{"$error":"#DIV/0!"},{"$error":"#DIV/0!"},{"$error":"#DIV/0!"},{"$error":"#DIV/0!"},{"$error":"#DIV/0!"},{"$error":"#DIV/0!"},{"$error":"#DIV/0!"},{"$error":"#DIV/0!"},{"$error":"#DIV/0!"},{"$error":"#DIV/0!"},{"$error":"#DIV/0!"},{"$error":"#DIV/0!"},{"$error":"#DIV/0!"},{"$error":"#DIV/0!"},{"$error":"#DIV/0!"},{"$error":"#DIV/0!"},{"$error":"#DIV/0!"},{"$error":"#DIV/0!"},{"$error":"#DIV/0!"},{"$error":"#DIV/0!"},{"$error":"#DIV/0!"},{"$error":"#DIV/0!"},{"$error":"#DIV/0!"}]

{"sheet":"Output Escalated","index":28,"n_rows":298,"n_cols":37,"rows_kept":298,"cut":false,"hidden":true,"merged":[]}
[null,null,null,null,{"$f":"INDIRECT(\"esc_factor_\"&F7)","v":{"$error":"#N/A"}},null,{"$f":"'Review Inputs'!M8","v":"Project Year 0"},{"$f":"'Review Inputs'!N8","v":"Project Year 1"},{"$f":"'Review Inputs'!O8","v":"Project Year 2"},{"$f":"'Review Inputs'!P8","v":"Project Year 3"},{"$f":"'Review Inputs'!Q8","v":"Project Year 4"}]
[null,null,"Range Name","Input  Name","Units","Escalation Type",{"$f":"proj_start_yr","v":0},{"$f":"IF(G2+1<2041,G2+1,\" \")","v":1},2,3,4,5,6,{"$f":"IF(M2+1<2041,M2+1,\" \")","v":7},8,9,10,11,12,13,14,15,16,17,18,19,20,21,22,23,24,25,26,27,28,29,30]
[null,null,"Project Inputs",null,null,null,"Reported Inputs (up to 5 years)",null,null,null,null,"Forecasted Inputs"]
[null,{"$f":"'Review Inputs'!B10","v":"p_input45"},"e_input45",{"$f":"INDIRECT(B4)","v":"Annual Generation Cost"},{"$f":"OFFSET(INDIRECT(B4),0,1)","v":"$"},"energy_load",{"$f":"OFFSET(INDIRECT($B4),0,MATCH('Output Escalated'!G$1,'Review Inputs'!$M$8:$Q$8)+6)","v":""},{"$f":"IF(OFFSET(INDIRECT($B4),0,MATCH('Output Escalated'!H$1,'Review Inputs'!$M$8:$Q$8)+6)<>\"\",OFFSET(INDIRECT($B4),0,MATCH('Output Escalated'!H$1,'Review Inputs'!$M$8:$Q$8)+6),IF(G153=0,G4,G4*(H153/G153)))","v":{"$error":"#VALUE!"}},{"$f":"IF(OFFSET(INDIRECT($B4),0,MATCH('Output Escalated'!I$1,'Review Inputs'!$M$8:$Q$8)+6)<>\"\",OFFSET(INDIRECT($B4),0,MATCH('Output Escalated'!I$1,'Review Inputs'!$M$8:$Q$8)+6),IF(H153=0,H4,H4*(I153/H153)))","v":{"$error":"#VALUE!"}},{"$f":"IF(OFFSET(INDIRECT($B4),0,MATCH('Output Escalated'!J$1,'Review Inputs'!$M$8:$Q$8)+6)<>\"\",OFFSET(INDIRECT($B4),0,MATCH('Output Escalated'!J$1,'Review Inputs'!$M$8:$Q$8)+6),IF(I153=0,I4,I4*(J153/I153)))","v":{"$error":"#VALUE!"}},{"$f":"IF(OFFSET(INDIRECT($B4),0,MATCH('Output Escalated'!K$1,'Review Inputs'!$M$8:$Q$8)+6)<>\"\",OFFSET(INDIRECT($B4),0,MATCH('Output Escalated'!K$1,'Review Inputs'!$M$8:$Q$8)+6),IF(J153=0,J4,J4*(K153/J153)))","v":{"$error":"#VALUE!"}},{"$f":"K4*(1+INDIRECT(\"esc_factor_\"&$F4))","v":{"$error":"#VALUE!"}},{"$error":"#VALUE!"},{"$f":"M4*(1+INDIRECT(\"esc_factor_\"&$F4))","v":{"$error":"#VALUE!"}},{"$error":"#VALUE!"},{"$error":"#VALUE!"},{"$error":"#VALUE!"},{"$error":"#VALUE!"},{"$error":"#VALUE!"},{"$error":"#VALUE!"},{"$error":"#VALUE!"},{"$error":"#VALUE!"},{"$error":"#VALUE!"},{"$error":"#VALUE!"},{"$error":"#VALUE!"},{"$error":"#VALUE!"},{"$error":"#VALUE!"},{"$error":"#VALUE!"},{"$error":"#VALUE!"},{"$error":"#VALUE!"},{"$error":"#VALUE!"},{"$error":"#VALUE!"},{"$error":"#VALUE!"},{"$error":"#VALUE!"},{"$error":"#VALUE!"},{"$error":"#VALUE!"},{"$error":"#VALUE!"}]
[null,{"$f":"'Review Inputs'!B11","v":"p_input3"},"e_input3",{"$f":"INDIRECT(B5)","v":"Annual Energy Storage Efficiency"},"%","none",{"$f":"OFFSET(INDIRECT($B5),0,MATCH('Output Escalated'!G$1,'Review Inputs'!$M$8:$Q$8)+6)","v":""},{"$f":"IF(OFFSET(INDIRECT($B5),0,MATCH('Output Escalated'!H$1,'Review Inputs'!$M$8:$Q$8)+6)<>\"\",OFFSET(INDIRECT($B5),0,MATCH('Output Escalated'!H$1,'Review Inputs'!$M$8:$Q$8)+6),IF(G154=0,G5,G5*(H154/G154)))","v":{"$error":"#VALUE!"}},{"$f":"IF(OFFSET(INDIRECT($B5),0,MATCH('Output Escalated'!I$1,'Review Inputs'!$M$8:$Q$8)+6)<>\"\",OFFSET(INDIRECT($B5),0,MATCH('Output Escalated'!I$1,'Review Inputs'!$M$8:$Q$8)+6),IF(H154=0,H5,H5*(I154/H154)))","v":{"$error":"#VALUE!"}},{"$f":"IF(OFFSET(INDIRECT($B5),0,MATCH('Output Escalated'!J$1,'Review Inputs'!$M$8:$Q$8)+6)<>\"\",OFFSET(INDIRECT($B5),0,MATCH('Output Escalated'!J$1,'Review Inputs'!$M$8:$Q$8)+6),IF(I154=0,I5,I5*(J154/I154)))","v":{"$error":"#VALUE!"}},{"$f":"IF(OFFSET(INDIRECT($B5),0,MATCH('Output Escalated'!K$1,'Review Inputs'!$M$8:$Q$8)+6)<>\"\",OFFSET(INDIRECT($B5),0,MATCH('Output Escalated'!K$1,'Review Inputs'!$M$8:$Q$8)+6),IF(J154=0,J5,J5*(K154/J154)))","v":{"$error":"#VALUE!"}},{"$error":"#VALUE!"},{"$error":"#VALUE!"},{"$f":"M5*(1+INDIRECT(\"esc_factor_\"&$F5))","v":{"$error":"#VALUE!"}},{"$error":"#VALUE!"},{"$error":"#VALUE!"},{"$error":"#VALUE!"},{"$error":"#VALUE!"},{"$error":"#VALUE!"},{"$error":"#VALUE!"},{"$error":"#VALUE!"},{"$error":"#VALUE!"},{"$error":"#VALUE!"},{"$error":"#VALUE!"},{"$error":"#VALUE!"},{"$error":"#VALUE!"},{"$error":"#VALUE!"},{"$error":"#VALUE!"},{"$error":"#VALUE!"},{"$error":"#VALUE!"},{"$error":"#VALUE!"},{"$error":"#VALUE!"},{"$error":"#VALUE!"},{"$error":"#VALUE!"},{"$error":"#VALUE!"},{"$error":"#VALUE!"},{"$error":"#VALUE!"}]
[null,{"$f":"'Review Inputs'!B12","v":"p_input4"},"e_input4","Annual PEV Efficiency","%","none",{"$f":"OFFSET(INDIRECT($B6),0,MATCH('Output Escalated'!G$1,'Review Inputs'!$M$8:$Q$8)+6)","v":""},{"$f":"IF(OFFSET(INDIRECT($B6),0,MATCH('Output Escalated'!H$1,'Review Inputs'!$M$8:$Q$8)+6)<>\"\",OFFSET(INDIRECT($B6),0,MATCH('Output Escalated'!H$1,'Review Inputs'!$M$8:$Q$8)+6),IF(G155=0,G6,G6*(H155/G155)))","v":{"$error":"#VALUE!"}},{"$f":"IF(OFFSET(INDIRECT($B6),0,MATCH('Output Escalated'!I$1,'Review Inputs'!$M$8:$Q$8)+6)<>\"\",OFFSET(INDIRECT($B6),0,MATCH('Output Escalated'!I$1,'Review Inputs'!$M$8:$Q$8)+6),IF(H155=0,H6,H6*(I155/H155)))","v":{"$error":"#VALUE!"}},{"$f":"IF(OFFSET(INDIRECT($B6),0,MATCH('Output Escalated'!J$1,'Review Inputs'!$M$8:$Q$8)+6)<>\"\",OFFSET(INDIRECT($B6),0,MATCH('Output Escalated'!J$1,'Review Inputs'!$M$8:$Q$8)+6),IF(I155=0,I6,I6*(J155/I155)))","v":{"$error":"#VALUE!"}},{"$f":"IF(OFFSET(INDIRECT($B6),0,MATCH('Output Escalated'!K$1,'Review Inputs'!$M$8:$Q$8)+6)<>\"\",OFFSET(INDIRECT($B6),0,MATCH('Output Escalated'!K$1,'Review Inputs'!$M$8:$Q$8)+6),IF(J155=0,J6,J6*(K155/J155)))","v":{"$error":"#VALUE!"}},{"$error":"#VALUE!"},{"$error":"#VALUE!"},{"$f":"M6*(1+INDIRECT(\"esc_factor_\"&$F6))","v":{"$error":"#VALUE!"}},{"$error":"#VALUE!"},{"$error":"#VALUE!"},{"$error":"#VALUE!"},{"$error":"#VALUE!"},{"$error":"#VALUE!"},{"$error":"#VALUE!"},{"$error":"#VALUE!"},{"$error":"#VALUE!"},{"$error":"#VALUE!"},{"$error":"#VALUE!"},{"$error":"#VALUE!"},{"$error":"#VALUE!"},{"$error":"#VALUE!"},{"$error":"#VALUE!"},{"$error":"#VALUE!"},{"$error":"#VALUE!"},{"$error":"#VALUE!"},{"$error":"#VALUE!"},{"$error":"#VALUE!"},{"$error":"#VALUE!"},{"$error":"#VALUE!"},{"$error":"#VALUE!"},{"$error":"#VALUE!"}]
[null,{"$f":"'Review Inputs'!B13","v":"p_input1"},"e_input1","Average Hourly Generation Cost","$/MWh","energy_price",{"$f":"OFFSET(INDIRECT($B7),0,MATCH('Output Escalated'!G$1,'Review Inputs'!$M$8:$Q$8)+6)","v":""},{"$f":"IF(OFFSET(INDIRECT($B7),0,MATCH('Output Escalated'!H$1,'Review Inputs'!$M$8:$Q$8)+6)<>\"\",OFFSET(INDIRECT($B7),0,MATCH('Output Escalated'!H$1,'Review Inputs'!$M$8:$Q$8)+6),IF(G156=0,G7,G7*(H156/G156)))","v":{"$error":"#VALUE!"}},{"$f":"IF(OFFSET(INDIRECT($B7),0,MATCH('Output Escalated'!I$1,'Review Inputs'!$M$8:$Q$8)+6)<>\"\",OFFSET(INDIRECT($B7),0,MATCH('Output Escalated'!I$1,'Review Inputs'!$M$8:$Q$8)+6),IF(H156=0,H7,H7*(I156/H156)))","v":{"$error":"#VALUE!"}},{"$f":"IF(OFFSET(INDIRECT($B7),0,MATCH('Output Escalated'!J$1,'Review Inputs'!$M$8:$Q$8)+6)<>\"\",OFFSET(INDIRECT($B7),0,MATCH('Output Escalated'!J$1,'Review Inputs'!$M$8:$Q$8)+6),IF(I156=0,I7,I7*(J156/I156)))","v":{"$error":"#VALUE!"}},{"$f":"IF(OFFSET(INDIRECT($B7),0,MATCH('Output Escalated'!K$1,'Review Inputs'!$M$8:$Q$8)+6)<>\"\",OFFSET(INDIRECT($B7),0,MATCH('Output Escalated'!K$1,'Review Inputs'!$M$8:$Q$8)+6),IF(J156=0,J7,J7*(K156/J156)))","v":{"$error":"#VALUE!"}},{"$error":"#VALUE!"},{"$error":"#VALUE!"},{"$f":"M7*(1+INDIRECT(\"esc_factor_\"&$F7))","v":{"$error":"#VALUE!"}},{"$error":"#VALUE!"},{"$error":"#VALUE!"},{"$error":"#VALUE!"},{"$error":"#VALUE!"},{"$error":"#VALUE!"},{"$error":"#VALUE!"},{"$error":"#VALUE!"},{"$error":"#VALUE!"},{"$error":"#VALUE!"},{"$error":"#VALUE!"},{"$error":"#VALUE!"},{"$error":"#VALUE!"},{"$error":"#VALUE!"},{"$error":"#VALUE!"},{"$error":"#VALUE!"},{"$error":"#VALUE!"},{"$error":"#VALUE!"},{"$error":"#VALUE!"},{"$error":"#VALUE!"},{"$error":"#VALUE!"},{"$error":"#VALUE!"},{"$error":"#VALUE!"},{"$error":"#VALUE!"}]
[null,{"$f":"'Review Inputs'!B14","v":"p_input2"},"e_input2","Avoided Annual Generator Dispatch","MWh","load",{"$f":"OFFSET(INDIRECT($B8),0,MATCH('Output Escalated'!G$1,'Review Inputs'!$M$8:$Q$8)+6)","v":""},{"$f":"IF(OFFSET(INDIRECT($B8),0,MATCH('Output Escalated'!H$1,'Review Inputs'!$M$8:$Q$8)+6)<>\"\",OFFSET(INDIRECT($B8),0,MATCH('Output Escalated'!H$1,'Review Inputs'!$M$8:$Q$8)+6),IF(G157=0,G8,G8*(H157/G157)))","v":{"$error":"#VALUE!"}},{"$f":"IF(OFFSET(INDIRECT($B8),0,MATCH('Output Escalated'!I$1,'Review Inputs'!$M$8:$Q$8)+6)<>\"\",OFFSET(INDIRECT($B8),0,MATCH('Output Escalated'!I$1,'Review Inputs'!$M$8:$Q$8)+6),IF(H157=0,H8,H8*(I157/H157)))","v":{"$error":"#VALUE!"}},{"$f":"IF(OFFSET(INDIRECT($B8),0,MATCH('Output Escalated'!J$1,'Review Inputs'!$M$8:$Q$8)+6)<>\"\",OFFSET(INDIRECT($B8),0,MATCH('Output Escalated'!J$1,'Review Inputs'!$M$8:$Q$8)+6),IF(I157=0,I8,I8*(J157/I157)))","v":{"$error":"#VALUE!"}},{"$f":"IF(OFFSET(INDIRECT($B8),0,MATCH('Output Escalated'!K$1,'Review Inputs'!$M$8:$Q$8)+6)<>\"\",OFFSET(INDIRECT($B8),0,MATCH('Output Escalated'!K$1,'Review Inputs'!$M$8:$Q$8)+6),IF(J157=0,J8,J8*(K157/J157)))","v":{"$error":"#VALUE!"}},{"$error":"#VALUE!"},{"$error":"#VALUE!"},{"$f":"M8*(1+INDIRECT(\"esc_factor_\"&$F8))","v":{"$error":"#VALUE!"}},{"$error":"#VALUE!"},{"$error":"#VALUE!"},{"$error":"#VALUE!"},{"$error":"#VALUE!"},{"$error":"#VALUE!"},{"$error":"#VALUE!"},{"$error":"#VALUE!"},{"$error":"#VALUE!"},{"$error":"#VALUE!"},{"$error":"#VALUE!"},{"$error":"#VALUE!"},{"$error":"#VALUE!"},{"$error":"#VALUE!"},{"$error":"#VALUE!"},{"$error":"#VALUE!"},{"$error":"#VALUE!"},{"$error":"#VALUE!"},{"$error":"#VALUE!"},{"$error":"#VALUE!"},{"$error":"#VALUE!"},{"$error":"#VALUE!"},{"$error":"#VALUE!"},{"$error":"#VALUE!"}]
[null,{"$f":"'Review Inputs'!B15","v":"p_input6"},"e_input6","Energy Storage Use at Annual Peak Time","MW","load",{"$f":"OFFSET(INDIRECT($B9),0,MATCH('Output Escalated'!G$1,'Review Inputs'!$M$8:$Q$8)+6)","v":""},{"$f":"IF(OFFSET(INDIRECT($B9),0,MATCH('Output Escalated'!H$1,'Review Inputs'!$M$8:$Q$8)+6)<>\"\",OFFSET(INDIRECT($B9),0,MATCH('Output Escalated'!H$1,'Review Inputs'!$M$8:$Q$8)+6),IF(G158=0,G9,G9*(H158/G158)))","v":{"$error":"#VALUE!"}},{"$f":"IF(OFFSET(INDIRECT($B9),0,MATCH('Output Escalated'!I$1,'Review Inputs'!$M$8:$Q$8)+6)<>\"\",OFFSET(INDIRECT($B9),0,MATCH('Output Escalated'!I$1,'Review Inputs'!$M$8:$Q$8)+6),IF(H158=0,H9,H9*(I158/H158)))","v":{"$error":"#VALUE!"}},{"$f":"IF(OFFSET(INDIRECT($B9),0,MATCH('Output Escalated'!J$1,'Review Inputs'!$M$8:$Q$8)+6)<>\"\",OFFSET(INDIRECT($B9),0,MATCH('Output Escalated'!J$1,'Review Inputs'!$M$8:$Q$8)+6),IF(I158=0,I9,I9*(J158/I158)))","v":{"$error":"#VALUE!"}},{"$f":"IF(OFFSET(INDIRECT($B9),0,MATCH('Output Escalated'!K$1,'Review Inputs'!$M$8:$Q$8)+6)<>\"\",OFFSET(INDIRECT($B9),0,MATCH('Output Escalated'!K$1,'Review Inputs'!$M$8:$Q$8)+6),IF(J158=0,J9,J9*(K158/J158)))","v":{"$error":"#VALUE!"}},{"$error":"#VALUE!"},{"$error":"#VALUE!"},{"$f":"M9*(1+INDIRECT(\"esc_factor_\"&$F9))","v":{"$error":"#VALUE!"}},{"$error":"#VALUE!"},{"$error":"#VALUE!"},{"$error":"#VALUE!"},{"$error":"#VALUE!"},{"$error":"#VALUE!"},{"$error":"#VALUE!"},{"$error":"#VALUE!"},{"$error":"#VALUE!"},{"$error":"#VALUE!"},{"$error":"#VALUE!"},{"$error":"#VALUE!"},{"$error":"#VALUE!"},{"$error":"#VALUE!"},{"$error":"#VALUE!"},{"$error":"#VALUE!"},{"$error":"#VALUE!"},{"$error":"#VALUE!"},{"$error":"#VALUE!"},{"$error":"#VALUE!"},{"$error":"#VALUE!"},{"$error":"#VALUE!"},{"$error":"#VALUE!"},{"$error":"#VALUE!"}]
[null,{"$f":"'Review Inputs'!B16","v":"p_input9"},"e_input9","Distributed Generation Use at Annual Peak Time","MW","load",{"$f":"OFFSET(INDIRECT($B10),0,MATCH('Output Escalated'!G$1,'Review Inputs'!$M$8:$Q$8)+6)","v":""},{"$f":"IF(OFFSET(INDIRECT($B10),0,MATCH('Output Escalated'!H$1,'Review Inputs'!$M$8:$Q$8)+6)<>\"\",OFFSET(INDIRECT($B10),0,MATCH('Output Escalated'!H$1,'Review Inputs'!$M$8:$Q$8)+6),IF(G159=0,G10,G10*(H159/G159)))","v":{"$error":"#VALUE!"}},{"$f":"IF(OFFSET(INDIRECT($B10),0,MATCH('Output Escalated'!I$1,'Review Inputs'!$M$8:$Q$8)+6)<>\"\",OFFSET(INDIRECT($B10),0,MATCH('Output Escalated'!I$1,'Review Inputs'!$M$8:$Q$8)+6),IF(H159=0,H10,H10*(I159/H159)))","v":{"$error":"#VALUE!"}},{"$f":"IF(OFFSET(INDIRECT($B10),0,MATCH('Output Escalated'!J$1,'Review Inputs'!$M$8:$Q$8)+6)<>\"\",OFFSET(INDIRECT($B10),0,MATCH('Output Escalated'!J$1,'Review Inputs'!$M$8:$Q$8)+6),IF(I159=0,I10,I10*(J159/I159)))","v":{"$error":"#VALUE!"}},{"$f":"IF(OFFSET(INDIRECT($B10),0,MATCH('Output Escalated'!K$1,'Review Inputs'!$M$8:$Q$8)+6)<>\"\",OFFSET(INDIRECT($B10),0,MATCH('Output Escalated'!K$1,'Review Inputs'!$M$8:$Q$8)+6),IF(J159=0,J10,J10*(K159/J159)))","v":{"$error":"#VALUE!"}},{"$error":"#VALUE!"},{"$error":"#VALUE!"},{"$f":"M10*(1+INDIRECT(\"esc_factor_\"&$F10))","v":{"$error":"#VALUE!"}},{"$error":"#VALUE!"},{"$error":"#VALUE!"},{"$error":"#VALUE!"},{"$error":"#VALUE!"},{"$error":"#VALUE!"},{"$error":"#VALUE!"},{"$error":"#VALUE!"},{"$error":"#VALUE!"},{"$error":"#VALUE!"},{"$error":"#VALUE!"},{"$error":"#VALUE!"},{"$error":"#VALUE!"},{"$error":"#VALUE!"},{"$error":"#VALUE!"},{"$error":"#VALUE!"},{"$error":"#VALUE!"},{"$error":"#VALUE!"},{"$error":"#VALUE!"},{"$error":"#VALUE!"},{"$error":"#VALUE!"},{"$error":"#VALUE!"},{"$error":"#VALUE!"},{"$error":"#VALUE!"}]
[null,{"$f":"'Review Inputs'!B17","v":"p_input10"},"e_input10","PEV Use at Annual Peak Time","MW","load",{"$f":"OFFSET(INDIRECT($B11),0,MATCH('Output Escalated'!G$1,'Review Inputs'!$M$8:$Q$8)+6)","v":""},{"$f":"IF(OFFSET(INDIRECT($B11),0,MATCH('Output Escalated'!H$1,'Review Inputs'!$M$8:$Q$8)+6)<>\"\",OFFSET(INDIRECT($B11),0,MATCH('Output Escalated'!H$1,'Review Inputs'!$M$8:$Q$8)+6),IF(G160=0,G11,G11*(H160/G160)))","v":{"$error":"#VALUE!"}},{"$f":"IF(OFFSET(INDIRECT($B11),0,MATCH('Output Escalated'!I$1,'Review Inputs'!$M$8:$Q$8)+6)<>\"\",OFFSET(INDIRECT($B11),0,MATCH('Output Escalated'!I$1,'Review Inputs'!$M$8:$Q$8)+6),IF(H160=0,H11,H11*(I160/H160)))","v":{"$error":"#VALUE!"}},{"$f":"IF(OFFSET(INDIRECT($B11),0,MATCH('Output Escalated'!J$1,'Review Inputs'!$M$8:$Q$8)+6)<>\"\",OFFSET(INDIRECT($B11),0,MATCH('Output Escalated'!J$1,'Review Inputs'!$M$8:$Q$8)+6),IF(I160=0,I11,I11*(J160/I160)))","v":{"$error":"#VALUE!"}},{"$f":"IF(OFFSET(INDIRECT($B11),0,MATCH('Output Escalated'!K$1,'Review Inputs'!$M$8:$Q$8)+6)<>\"\",OFFSET(INDIRECT($B11),0,MATCH('Output Escalated'!K$1,'Review Inputs'!$M$8:$Q$8)+6),IF(J160=0,J11,J11*(K160/J160)))","v":{"$error":"#VALUE!"}},{"$error":"#VALUE!"},{"$error":"#VALUE!"},{"$f":"M11*(1+INDIRECT(\"esc_factor_\"&$F11))","v":{"$error":"#VALUE!"}},{"$error":"#VALUE!"},{"$error":"#VALUE!"},{"$error":"#VALUE!"},{"$error":"#VALUE!"},{"$error":"#VALUE!"},{"$error":"#VALUE!"},{"$error":"#VALUE!"},{"$error":"#VALUE!"},{"$error":"#VALUE!"},{"$error":"#VALUE!"},{"$error":"#VALUE!"},{"$error":"#VALUE!"},{"$error":"#VALUE!"},{"$error":"#VALUE!"},{"$error":"#VALUE!"},{"$error":"#VALUE!"},{"$error":"#VALUE!"},{"$error":"#VALUE!"},{"$error":"#VALUE!"},{"$error":"#VALUE!"},{"$error":"#VALUE!"},{"$error":"#VALUE!"},{"$error":"#VALUE!"}]
[null,{"$f":"'Review Inputs'!B18","v":"p_input5"},"e_input5","Price of Capacity at Annual Peak","$/MW","energy_price",{"$f":"OFFSET(INDIRECT($B12),0,MATCH('Output Escalated'!G$1,'Review Inputs'!$M$8:$Q$8)+6)","v":""},{"$f":"IF(OFFSET(INDIRECT($B12),0,MATCH('Output Escalated'!H$1,'Review Inputs'!$M$8:$Q$8)+6)<>\"\",OFFSET(INDIRECT($B12),0,MATCH('Output Escalated'!H$1,'Review Inputs'!$M$8:$Q$8)+6),IF(G161=0,G12,G12*(H161/G161)))","v":{"$error":"#VALUE!"}},{"$f":"IF(OFFSET(INDIRECT($B12),0,MATCH('Output Escalated'!I$1,'Review Inputs'!$M$8:$Q$8)+6)<>\"\",OFFSET(INDIRECT($B12),0,MATCH('Output Escalated'!I$1,'Review Inputs'!$M$8:$Q$8)+6),IF(H161=0,H12,H12*(I161/H161)))","v":{"$error":"#VALUE!"}},{"$f":"IF(OFFSET(INDIRECT($B12),0,MATCH('Output Escalated'!J$1,'Review Inputs'!$M$8:$Q$8)+6)<>\"\",OFFSET(INDIRECT($B12),0,MATCH('Output Escalated'!J$1,'Review Inputs'!$M$8:$Q$8)+6),IF(I161=0,I12,I12*(J161/I161)))","v":{"$error":"#VALUE!"}},{"$f":"IF(OFFSET(INDIRECT($B12),0,MATCH('Output Escalated'!K$1,'Review Inputs'!$M$8:$Q$8)+6)<>\"\",OFFSET(INDIRECT($B12),0,MATCH('Output Escalated'!K$1,'Review Inputs'!$M$8:$Q$8)+6),IF(J161=0,J12,J12*(K161/J161)))","v":{"$error":"#VALUE!"}},{"$f":"K12*(1+INDIRECT(\"esc_factor_\"&$F12))","v":{"$error":"#VALUE!"}},{"$f":"L12*(1+INDIRECT(\"esc_factor_\"&$F12))","v":{"$error":"#VALUE!"}},{"$f":"M12*(1+INDIRECT(\"esc_factor_\"&$F12))","v":{"$error":"#VALUE!"}},{"$error":"#VALUE!"},{"$error":"#VALUE!"},{"$error":"#VALUE!"},{"$error":"#VALUE!"},{"$error":"#VALUE!"},{"$error":"#VALUE!"},{"$error":"#VALUE!"},{"$error":"#VALUE!"},{"$error":"#VALUE!"},{"$error":"#VALUE!"},{"$error":"#VALUE!"},{"$error":"#VALUE!"},{"$error":"#VALUE!"},{"$error":"#VALUE!"},{"$error":"#VALUE!"},{"$error":"#VALUE!"},{"$error":"#VALUE!"},{"$error":"#VALUE!"},{"$error":"#VALUE!"},{"$error":"#VALUE!"},{"$error":"#VALUE!"},{"$error":"#VALUE!"},{"$error":"#VALUE!"}]
[null,"p_input105","e_input105",{"$f":"INDIRECT(B13)","v":"Total Customer Peak Demand"},"MW","load",{"$f":"OFFSET(INDIRECT($B13),0,MATCH('Output Escalated'!G$1,'Review Inputs'!$M$8:$Q$8)+6)","v":""},{"$f":"IF(OFFSET(INDIRECT($B13),0,MATCH('Output Escalated'!H$1,'Review Inputs'!$M$8:$Q$8)+6)<>\"\",OFFSET(INDIRECT($B13),0,MATCH('Output Escalated'!H$1,'Review Inputs'!$M$8:$Q$8)+6),IF(G162=0,G13,G13*(H162/G162)))","v":{"$error":"#VALUE!"}},{"$f":"IF(OFFSET(INDIRECT($B13),0,MATCH('Output Escalated'!I$1,'Review Inputs'!$M$8:$Q$8)+6)<>\"\",OFFSET(INDIRECT($B13),0,MATCH('Output Escalated'!I$1,'Review Inputs'!$M$8:$Q$8)+6),IF(H162=0,H13,H13*(I162/H162)))","v":{"$error":"#VALUE!"}},{"$f":"IF(OFFSET(INDIRECT($B13),0,MATCH('Output Escalated'!J$1,'Review Inputs'!$M$8:$Q$8)+6)<>\"\",OFFSET(INDIRECT($B13),0,MATCH('Output Escalated'!J$1,'Review Inputs'!$M$8:$Q$8)+6),IF(I162=0,I13,I13*(J162/I162)))","v":{"$error":"#VALUE!"}},{"$f":"IF(OFFSET(INDIRECT($B13),0,MATCH('Output Escalated'!K$1,'Review Inputs'!$M$8:$Q$8)+6)<>\"\",OFFSET(INDIRECT($B13),0,MATCH('Output Escalated'!K$1,'Review Inputs'!$M$8:$Q$8)+6),IF(J162=0,J13,J13*(K162/J162)))","v":{"$error":"#VALUE!"}},{"$f":"K13*(1+INDIRECT(\"esc_factor_\"&$F13))","v":{"$error":"#VALUE!"}},{"$f":"L13*(1+INDIRECT(\"esc_factor_\"&$F13))","v":{"$error":"#VALUE!"}},{"$error":"#VALUE!"},{"$error":"#VALUE!"},{"$error":"#VALUE!"},{"$error":"#VALUE!"},{"$error":"#VALUE!"},{"$error":"#VALUE!"},{"$error":"#VALUE!"},{"$error":"#VALUE!"},{"$error":"#VALUE!"},{"$error":"#VALUE!"},{"$error":"#VALUE!"},{"$error":"#VALUE!"},{"$error":"#VALUE!"},{"$error":"#VALUE!"},{"$error":"#VALUE!"},{"$error":"#VALUE!"},{"$error":"#VALUE!"},{"$error":"#VALUE!"},{"$error":"#VALUE!"},{"$error":"#VALUE!"},{"$error":"#VALUE!"},{"$error":"#VALUE!"},{"$error":"#VALUE!"},{"$error":"#VALUE!"}]
[null,{"$f":"'Review Inputs'!B20","v":"p_input7"},"e_input7","Capital Carrying Charge of New Generation","$","none",{"$f":"OFFSET(INDIRECT($B14),0,MATCH('Output Escalated'!G$1,'Review Inputs'!$M$8:$Q$8)+6)","v":""},{"$f":"OFFSET(INDIRECT($B14),0,MATCH('Output Escalated'!H$1,'Review Inputs'!$M$8:$Q$8)+6)","v":""},{"$f":"OFFSET(INDIRECT($B14),0,MATCH('Output Escalated'!I$1,'Review Inputs'!$M$8:$Q$8)+6)","v":""},{"$f":"OFFSET(INDIRECT($B14),0,MATCH('Output Escalated'!J$1,'Review Inputs'!$M$8:$Q$8)+6)","v":""},{"$f":"OFFSET(INDIRECT($B14),0,MATCH('Output Escalated'!K$1,'Review Inputs'!$M$8:$Q$8)+6)","v":""},0,0,{"$f":"M14*(1+INDIRECT(\"esc_factor_\"&$F14))","v":0},0,0,0,0,0,0,0,0,0,0,0,0,0,0,0,0,0,0,0,0,0,0,0]
[null,{"$f":"'Review Inputs'!B21","v":"p_input8"},"e_input8","Generation Investment Time Deferred","yrs","none",{"$f":"OFFSET(INDIRECT($B15),0,MATCH('Output Escalated'!G$1,'Review Inputs'!$M$8:$Q$8)+6)","v":""},{"$f":"OFFSET(INDIRECT($B15),0,MATCH('Output Escalated'!H$1,'Review Inputs'!$M$8:$Q$8)+6)","v":""},{"$f":"OFFSET(INDIRECT($B15),0,MATCH('Output Escalated'!I$1,'Review Inputs'!$M$8:$Q$8)+6)","v":""},{"$f":"OFFSET(INDIRECT($B15),0,MATCH('Output Escalated'!J$1,'Review Inputs'!$M$8:$Q$8)+6)","v":""},{"$f":"OFFSET(INDIRECT($B15),0,MATCH('Output Escalated'!K$1,'Review Inputs'!$M$8:$Q$8)+6)","v":""},0,0,{"$f":"M15*(1+INDIRECT(\"esc_factor_\"&$F15))","v":0},0,0,0,0,0,0,0,0,0,0,0,0,0,0,0,0,0,0,0,0,0,0,0]
[null,{"$f":"'Review Inputs'!B22","v":"p_input48"},"e_input48","Ancillary Services Cost","$","energy_load",{"$f":"OFFSET(INDIRECT($B16),0,MATCH('Output Escalated'!G$1,'Review Inputs'!$M$8:$Q$8)+6)","v":""},{"$f":"IF(OFFSET(INDIRECT($B16),0,MATCH('Output Escalated'!H$1,'Review Inputs'!$M$8:$Q$8)+6)<>\"\",OFFSET(INDIRECT($B16),0,MATCH('Output Escalated'!H$1,'Review Inputs'!$M$8:$Q$8)+6),IF(G165=0,G16,G16*(H165/G165)))","v":{"$error":"#VALUE!"}},{"$f":"IF(OFFSET(INDIRECT($B16),0,MATCH('Output Escalated'!I$1,'Review Inputs'!$M$8:$Q$8)+6)<>\"\",OFFSET(INDIRECT($B16),0,MATCH('Output Escalated'!I$1,'Review Inputs'!$M$8:$Q$8)+6),IF(H165=0,H16,H16*(I165/H165)))","v":{"$error":"#VALUE!"}},{"$f":"IF(OFFSET(INDIRECT($B16),0,MATCH('Output Escalated'!J$1,'Review Inputs'!$M$8:$Q$8)+6)<>\"\",OFFSET(INDIRECT($B16),0,MATCH('Output Escalated'!J$1,'Review Inputs'!$M$8:$Q$8)+6),IF(I165=0,I16,I16*(J165/I165)))","v":{"$error":"#VALUE!"}},{"$f":"IF(OFFSET(INDIRECT($B16),0,MATCH('Output Escalated'!K$1,'Review Inputs'!$M$8:$Q$8)+6)<>\"\",OFFSET(INDIRECT($B16),0,MATCH('Output Escalated'!K$1,'Review Inputs'!$M$8:$Q$8)+6),IF(J165=0,J16,J16*(K165/J165)))","v":{"$error":"#VALUE!"}},{"$error":"#VALUE!"},{"$error":"#VALUE!"},{"$f":"M16*(1+INDIRECT(\"esc_factor_\"&$F16))","v":{"$error":"#VALUE!"}},{"$error":"#VALUE!"},{"$error":"#VALUE!"},{"$error":"#VALUE!"},{"$error":"#VALUE!"},{"$error":"#VALUE!"},{"$error":"#VALUE!"},{"$error":"#VALUE!"},{"$error":"#VALUE!"},{"$error":"#VALUE!"},{"$error":"#VALUE!"},{"$error":"#VALUE!"},{"$error":"#VALUE!"},{"$error":"#VALUE!"},{"$error":"#VALUE!"},{"$error":"#VALUE!"},{"$error":"#VALUE!"},{"$error":"#VALUE!"},{"$error":"#VALUE!"},{"$error":"#VALUE!"},{"$error":"#VALUE!"},{"$error":"#VALUE!"},{"$error":"#VALUE!"},{"$error":"#VALUE!"}]
[null,{"$f":"'Review Inputs'!B23","v":"p_input11"},"e_input11","Average Price of Reserves","$/MW","energy_price",{"$f":"OFFSET(INDIRECT($B17),0,MATCH('Output Escalated'!G$1,'Review Inputs'!$M$8:$Q$8)+6)","v":""},{"$f":"IF(OFFSET(INDIRECT($B17),0,MATCH('Output Escalated'!H$1,'Review Inputs'!$M$8:$Q$8)+6)<>\"\",OFFSET(INDIRECT($B17),0,MATCH('Output Escalated'!H$1,'Review Inputs'!$M$8:$Q$8)+6),IF(G166=0,G17,G17*(H166/G166)))","v":{"$error":"#VALUE!"}},{"$f":"IF(OFFSET(INDIRECT($B17),0,MATCH('Output Escalated'!I$1,'Review Inputs'!$M$8:$Q$8)+6)<>\"\",OFFSET(INDIRECT($B17),0,MATCH('Output Escalated'!I$1,'Review Inputs'!$M$8:$Q$8)+6),IF(H166=0,H17,H17*(I166/H166)))","v":{"$error":"#VALUE!"}},{"$f":"IF(OFFSET(INDIRECT($B17),0,MATCH('Output Escalated'!J$1,'Review Inputs'!$M$8:$Q$8)+6)<>\"\",OFFSET(INDIRECT($B17),0,MATCH('Output Escalated'!J$1,'Review Inputs'!$M$8:$Q$8)+6),IF(I166=0,I17,I17*(J166/I166)))","v":{"$error":"#VALUE!"}},{"$f":"IF(OFFSET(INDIRECT($B17),0,MATCH('Output Escalated'!K$1,'Review Inputs'!$M$8:$Q$8)+6)<>\"\",OFFSET(INDIRECT($B17),0,MATCH('Output Escalated'!K$1,'Review Inputs'!$M$8:$Q$8)+6),IF(J166=0,J17,J17*(K166/J166)))","v":{"$error":"#VALUE!"}},{"$error":"#VALUE!"},{"$error":"#VALUE!"},{"$f":"M17*(1+INDIRECT(\"esc_factor_\"&$F17))","v":{"$error":"#VALUE!"}},{"$error":"#VALUE!"},{"$error":"#VALUE!"},{"$error":"#VALUE!"},{"$error":"#VALUE!"},{"$error":"#VALUE!"},{"$error":"#VALUE!"},{"$error":"#VALUE!"},{"$error":"#VALUE!"},{"$error":"#VALUE!"},{"$error":"#VALUE!"},{"$error":"#VALUE!"},{"$error":"#VALUE!"},{"$error":"#VALUE!"},{"$error":"#VALUE!"},{"$error":"#VALUE!"},{"$error":"#VALUE!"},{"$error":"#VALUE!"},{"$error":"#VALUE!"},{"$error":"#VALUE!"},{"$error":"#VALUE!"},{"$error":"#VALUE!"},{"$error":"#VALUE!"},{"$error":"#VALUE!"}]
[null,{"$f":"'Review Inputs'!B24","v":"p_input12"},"e_input12","Reserve Purchases","MW","load",{"$f":"OFFSET(INDIRECT($B18),0,MATCH('Output Escalated'!G$1,'Review Inputs'!$M$8:$Q$8)+6)","v":""},{"$f":"IF(OFFSET(INDIRECT($B18),0,MATCH('Output Escalated'!H$1,'Review Inputs'!$M$8:$Q$8)+6)<>\"\",OFFSET(INDIRECT($B18),0,MATCH('Output Escalated'!H$1,'Review Inputs'!$M$8:$Q$8)+6),IF(G167=0,G18,G18*(H167/G167)))","v":{"$error":"#VALUE!"}},{"$f":"IF(OFFSET(INDIRECT($B18),0,MATCH('Output Escalated'!I$1,'Review Inputs'!$M$8:$Q$8)+6)<>\"\",OFFSET(INDIRECT($B18),0,MATCH('Output Escalated'!I$1,'Review Inputs'!$M$8:$Q$8)+6),IF(H167=0,H18,H18*(I167/H167)))","v":{"$error":"#VALUE!"}},{"$f":"IF(OFFSET(INDIRECT($B18),0,MATCH('Output Escalated'!J$1,'Review Inputs'!$M$8:$Q$8)+6)<>\"\",OFFSET(INDIRECT($B18),0,MATCH('Output Escalated'!J$1,'Review Inputs'!$M$8:$Q$8)+6),IF(I167=0,I18,I18*(J167/I167)))","v":{"$error":"#VALUE!"}},{"$f":"IF(OFFSET(INDIRECT($B18),0,MATCH('Output Escalated'!K$1,'Review Inputs'!$M$8:$Q$8)+6)<>\"\",OFFSET(INDIRECT($B18),0,MATCH('Output Escalated'!K$1,'Review Inputs'!$M$8:$Q$8)+6),IF(J167=0,J18,J18*(K167/J167)))","v":{"$error":"#VALUE!"}},{"$error":"#VALUE!"},{"$error":"#VALUE!"},{"$f":"M18*(1+INDIRECT(\"esc_factor_\"&$F18))","v":{"$error":"#VALUE!"}},{"$error":"#VALUE!"},{"$error":"#VALUE!"},{"$error":"#VALUE!"},{"$error":"#VALUE!"},{"$error":"#VALUE!"},{"$error":"#VALUE!"},{"$error":"#VALUE!"},{"$error":"#VALUE!"},{"$error":"#VALUE!"},{"$error":"#VALUE!"},{"$error":"#VALUE!"},{"$error":"#VALUE!"},{"$error":"#VALUE!"},{"$error":"#VALUE!"},{"$error":"#VALUE!"},{"$error":"#VALUE!"},{"$error":"#VALUE!"},{"$error":"#VALUE!"},{"$error":"#VALUE!"},{"$error":"#VALUE!"},{"$error":"#VALUE!"},{"$error":"#VALUE!"},{"$error":"#VALUE!"}]
[null,{"$f":"'Review Inputs'!B25","v":"p_input13"},"e_input13","Average Price of Frequency Regulation","$/MW","energy_price",{"$f":"OFFSET(INDIRECT($B19),0,MATCH('Output Escalated'!G$1,'Review Inputs'!$M$8:$Q$8)+6)","v":""},{"$f":"IF(OFFSET(INDIRECT($B19),0,MATCH('Output Escalated'!H$1,'Review Inputs'!$M$8:$Q$8)+6)<>\"\",OFFSET(INDIRECT($B19),0,MATCH('Output Escalated'!H$1,'Review Inputs'!$M$8:$Q$8)+6),IF(G168=0,G19,G19*(H168/G168)))","v":{"$error":"#VALUE!"}},{"$f":"IF(OFFSET(INDIRECT($B19),0,MATCH('Output Escalated'!I$1,'Review Inputs'!$M$8:$Q$8)+6)<>\"\",OFFSET(INDIRECT($B19),0,MATCH('Output Escalated'!I$1,'Review Inputs'!$M$8:$Q$8)+6),IF(H168=0,H19,H19*(I168/H168)))","v":{"$error":"#VALUE!"}},{"$f":"IF(OFFSET(INDIRECT($B19),0,MATCH('Output Escalated'!J$1,'Review Inputs'!$M$8:$Q$8)+6)<>\"\",OFFSET(INDIRECT($B19),0,MATCH('Output Escalated'!J$1,'Review Inputs'!$M$8:$Q$8)+6),IF(I168=0,I19,I19*(J168/I168)))","v":{"$error":"#VALUE!"}},{"$f":"IF(OFFSET(INDIRECT($B19),0,MATCH('Output Escalated'!K$1,'Review Inputs'!$M$8:$Q$8)+6)<>\"\",OFFSET(INDIRECT($B19),0,MATCH('Output Escalated'!K$1,'Review Inputs'!$M$8:$Q$8)+6),IF(J168=0,J19,J19*(K168/J168)))","v":{"$error":"#VALUE!"}},{"$error":"#VALUE!"},{"$error":"#VALUE!"},{"$f":"M19*(1+INDIRECT(\"esc_factor_\"&$F19))","v":{"$error":"#VALUE!"}},{"$error":"#VALUE!"},{"$error":"#VALUE!"},{"$error":"#VALUE!"},{"$error":"#VALUE!"},{"$error":"#VALUE!"},{"$error":"#VALUE!"},{"$error":"#VALUE!"},{"$error":"#VALUE!"},{"$error":"#VALUE!"},{"$error":"#VALUE!"},{"$error":"#VALUE!"},{"$error":"#VALUE!"},{"$error":"#VALUE!"},{"$error":"#VALUE!"},{"$error":"#VALUE!"},{"$error":"#VALUE!"},{"$error":"#VALUE!"},{"$error":"#VALUE!"},{"$error":"#VALUE!"},{"$error":"#VALUE!"},{"$error":"#VALUE!"},{"$error":"#VALUE!"},{"$error":"#VALUE!"}]
[null,{"$f":"'Review Inputs'!B26","v":"p_input14"},"e_input14","Frequency Regulation Purchases","MW","load",{"$f":"OFFSET(INDIRECT($B20),0,MATCH('Output Escalated'!G$1,'Review Inputs'!$M$8:$Q$8)+6)","v":""},{"$f":"IF(OFFSET(INDIRECT($B20),0,MATCH('Output Escalated'!H$1,'Review Inputs'!$M$8:$Q$8)+6)<>\"\",OFFSET(INDIRECT($B20),0,MATCH('Output Escalated'!H$1,'Review Inputs'!$M$8:$Q$8)+6),IF(G169=0,G20,G20*(H169/G169)))","v":{"$error":"#VALUE!"}},{"$f":"IF(OFFSET(INDIRECT($B20),0,MATCH('Output Escalated'!I$1,'Review Inputs'!$M$8:$Q$8)+6)<>\"\",OFFSET(INDIRECT($B20),0,MATCH('Output Escalated'!I$1,'Review Inputs'!$M$8:$Q$8)+6),IF(H169=0,H20,H20*(I169/H169)))","v":{"$error":"#VALUE!"}},{"$f":"IF(OFFSET(INDIRECT($B20),0,MATCH('Output Escalated'!J$1,'Review Inputs'!$M$8:$Q$8)+6)<>\"\",OFFSET(INDIRECT($B20),0,MATCH('Output Escalated'!J$1,'Review Inputs'!$M$8:$Q$8)+6),IF(I169=0,I20,I20*(J169/I169)))","v":{"$error":"#VALUE!"}},{"$f":"IF(OFFSET(INDIRECT($B20),0,MATCH('Output Escalated'!K$1,'Review Inputs'!$M$8:$Q$8)+6)<>\"\",OFFSET(INDIRECT($B20),0,MATCH('Output Escalated'!K$1,'Review Inputs'!$M$8:$Q$8)+6),IF(J169=0,J20,J20*(K169/J169)))","v":{"$error":"#VALUE!"}},{"$error":"#VALUE!"},{"$error":"#VALUE!"},{"$f":"M20*(1+INDIRECT(\"esc_factor_\"&$F20))","v":{"$error":"#VALUE!"}},{"$error":"#VALUE!"},{"$error":"#VALUE!"},{"$error":"#VALUE!"},{"$error":"#VALUE!"},{"$error":"#VALUE!"},{"$error":"#VALUE!"},{"$error":"#VALUE!"},{"$error":"#VALUE!"},{"$error":"#VALUE!"},{"$error":"#VALUE!"},{"$error":"#VALUE!"},{"$error":"#VALUE!"},{"$error":"#VALUE!"},{"$error":"#VALUE!"},{"$error":"#VALUE!"},{"$error":"#VALUE!"},{"$error":"#VALUE!"},{"$error":"#VALUE!"},{"$error":"#VALUE!"},{"$error":"#VALUE!"},{"$error":"#VALUE!"},{"$error":"#VALUE!"},{"$error":"#VALUE!"}]
[null,{"$f":"'Review Inputs'!B27","v":"p_input15"},"e_input15","Average Price of Voltage Control","$/MVAR","energy_price",{"$f":"OFFSET(INDIRECT($B21),0,MATCH('Output Escalated'!G$1,'Review Inputs'!$M$8:$Q$8)+6)","v":""},{"$f":"IF(OFFSET(INDIRECT($B21),0,MATCH('Output Escalated'!H$1,'Review Inputs'!$M$8:$Q$8)+6)<>\"\",OFFSET(INDIRECT($B21),0,MATCH('Output Escalated'!H$1,'Review Inputs'!$M$8:$Q$8)+6),IF(G170=0,G21,G21*(H170/G170)))","v":{"$error":"#VALUE!"}},{"$f":"IF(OFFSET(INDIRECT($B21),0,MATCH('Output Escalated'!I$1,'Review Inputs'!$M$8:$Q$8)+6)<>\"\",OFFSET(INDIRECT($B21),0,MATCH('Output Escalated'!I$1,'Review Inputs'!$M$8:$Q$8)+6),IF(H170=0,H21,H21*(I170/H170)))","v":{"$error":"#VALUE!"}},{"$f":"IF(OFFSET(INDIRECT($B21),0,MATCH('Output Escalated'!J$1,'Review Inputs'!$M$8:$Q$8)+6)<>\"\",OFFSET(INDIRECT($B21),0,MATCH('Output Escalated'!J$1,'Review Inputs'!$M$8:$Q$8)+6),IF(I170=0,I21,I21*(J170/I170)))","v":{"$error":"#VALUE!"}},{"$f":"IF(OFFSET(INDIRECT($B21),0,MATCH('Output Escalated'!K$1,'Review Inputs'!$M$8:$Q$8)+6)<>\"\",OFFSET(INDIRECT($B21),0,MATCH('Output Escalated'!K$1,'Review Inputs'!$M$8:$Q$8)+6),IF(J170=0,J21,J21*(K170/J170)))","v":{"$error":"#VALUE!"}},{"$error":"#VALUE!"},{"$error":"#VALUE!"},{"$f":"M21*(1+INDIRECT(\"esc_factor_\"&$F21))","v":{"$error":"#VALUE!"}},{"$error":"#VALUE!"},{"$error":"#VALUE!"},{"$error":"#VALUE!"},{"$error":"#VALUE!"},{"$error":"#VALUE!"},{"$error":"#VALUE!"},{"$error":"#VALUE!"},{"$error":"#VALUE!"},{"$error":"#VALUE!"},{"$error":"#VALUE!"},{"$error":"#VALUE!"},{"$error":"#VALUE!"},{"$error":"#VALUE!"},{"$error":"#VALUE!"},{"$error":"#VALUE!"},{"$error":"#VALUE!"},{"$error":"#VALUE!"},{"$error":"#VALUE!"},{"$error":"#VALUE!"},{"$error":"#VALUE!"},{"$error":"#VALUE!"},{"$error":"#VALUE!"},{"$error":"#VALUE!"}]
[null,{"$f":"'Review Inputs'!B28","v":"p_input16"},"e_input16","Voltage Control Purchases","MVAR","load",{"$f":"OFFSET(INDIRECT($B22),0,MATCH('Output Escalated'!G$1,'Review Inputs'!$M$8:$Q$8)+6)","v":""},{"$f":"IF(OFFSET(INDIRECT($B22),0,MATCH('Output Escalated'!H$1,'Review Inputs'!$M$8:$Q$8)+6)<>\"\",OFFSET(INDIRECT($B22),0,MATCH('Output Escalated'!H$1,'Review Inputs'!$M$8:$Q$8)+6),IF(G171=0,G22,G22*(H171/G171)))","v":{"$error":"#VALUE!"}},{"$f":"IF(OFFSET(INDIRECT($B22),0,MATCH('Output Escalated'!I$1,'Review Inputs'!$M$8:$Q$8)+6)<>\"\",OFFSET(INDIRECT($B22),0,MATCH('Output Escalated'!I$1,'Review Inputs'!$M$8:$Q$8)+6),IF(H171=0,H22,H22*(I171/H171)))","v":{"$error":"#VALUE!"}},{"$f":"IF(OFFSET(INDIRECT($B22),0,MATCH('Output Escalated'!J$1,'Review Inputs'!$M$8:$Q$8)+6)<>\"\",OFFSET(INDIRECT($B22),0,MATCH('Output Escalated'!J$1,'Review Inputs'!$M$8:$Q$8)+6),IF(I171=0,I22,I22*(J171/I171)))","v":{"$error":"#VALUE!"}},{"$f":"IF(OFFSET(INDIRECT($B22),0,MATCH('Output Escalated'!K$1,'Review Inputs'!$M$8:$Q$8)+6)<>\"\",OFFSET(INDIRECT($B22),0,MATCH('Output Escalated'!K$1,'Review Inputs'!$M$8:$Q$8)+6),IF(J171=0,J22,J22*(K171/J171)))","v":{"$error":"#VALUE!"}},{"$error":"#VALUE!"},{"$error":"#VALUE!"},{"$f":"M22*(1+INDIRECT(\"esc_factor_\"&$F22))","v":{"$error":"#VALUE!"}},{"$error":"#VALUE!"},{"$error":"#VALUE!"},{"$error":"#VALUE!"},{"$error":"#VALUE!"},{"$error":"#VALUE!"},{"$error":"#VALUE!"},{"$error":"#VALUE!"},{"$error":"#VALUE!"},{"$error":"#VALUE!"},{"$error":"#VALUE!"},{"$error":"#VALUE!"},{"$error":"#VALUE!"},{"$error":"#VALUE!"},{"$error":"#VALUE!"},{"$error":"#VALUE!"},{"$error":"#VALUE!"},{"$error":"#VALUE!"},{"$error":"#VALUE!"},{"$error":"#VALUE!"},{"$error":"#VALUE!"},{"$error":"#VALUE!"},{"$error":"#VALUE!"},{"$error":"#VALUE!"}]
[null,{"$f":"'Review Inputs'!B29","v":"p_input49"},"e_input49","Congestion Cost ","$","energy_load",{"$f":"OFFSET(INDIRECT($B23),0,MATCH('Output Escalated'!G$1,'Review Inputs'!$M$8:$Q$8)+6)","v":""},{"$f":"IF(OFFSET(INDIRECT($B23),0,MATCH('Output Escalated'!H$1,'Review Inputs'!$M$8:$Q$8)+6)<>\"\",OFFSET(INDIRECT($B23),0,MATCH('Output Escalated'!H$1,'Review Inputs'!$M$8:$Q$8)+6),IF(G172=0,G23,G23*(H172/G172)))","v":{"$error":"#VALUE!"}},{"$f":"IF(OFFSET(INDIRECT($B23),0,MATCH('Output Escalated'!I$1,'Review Inputs'!$M$8:$Q$8)+6)<>\"\",OFFSET(INDIRECT($B23),0,MATCH('Output Escalated'!I$1,'Review Inputs'!$M$8:$Q$8)+6),IF(H172=0,H23,H23*(I172/H172)))","v":{"$error":"#VALUE!"}},{"$f":"IF(OFFSET(INDIRECT($B23),0,MATCH('Output Escalated'!J$1,'Review Inputs'!$M$8:$Q$8)+6)<>\"\",OFFSET(INDIRECT($B23),0,MATCH('Output Escalated'!J$1,'Review Inputs'!$M$8:$Q$8)+6),IF(I172=0,I23,I23*(J172/I172)))","v":{"$error":"#VALUE!"}},{"$f":"IF(OFFSET(INDIRECT($B23),0,MATCH('Output Escalated'!K$1,'Review Inputs'!$M$8:$Q$8)+6)<>\"\",OFFSET(INDIRECT($B23),0,MATCH('Output Escalated'!K$1,'Review Inputs'!$M$8:$Q$8)+6),IF(J172=0,J23,J23*(K172/J172)))","v":{"$error":"#VALUE!"}},{"$error":"#VALUE!"},{"$error":"#VALUE!"},{"$f":"M23*(1+INDIRECT(\"esc_factor_\"&$F23))","v":{"$error":"#VALUE!"}},{"$error":"#VALUE!"},{"$error":"#VALUE!"},{"$error":"#VALUE!"},{"$error":"#VALUE!"},{"$error":"#VALUE!"},{"$error":"#VALUE!"},{"$error":"#VALUE!"},{"$error":"#VALUE!"},{"$error":"#VALUE!"},{"$error":"#VALUE!"},{"$error":"#VALUE!"},{"$error":"#VALUE!"},{"$error":"#VALUE!"},{"$error":"#VALUE!"},{"$error":"#VALUE!"},{"$error":"#VALUE!"},{"$error":"#VALUE!"},{"$error":"#VALUE!"},{"$error":"#VALUE!"},{"$error":"#VALUE!"},{"$error":"#VALUE!"},{"$error":"#VALUE!"},{"$error":"#VALUE!"}]
[null,{"$f":"'Review Inputs'!B30","v":"p_input17"},"e_input17","Congestion","MW","load",{"$f":"OFFSET(INDIRECT($B24),0,MATCH('Output Escalated'!G$1,'Review Inputs'!$M$8:$Q$8)+6)","v":""},{"$f":"IF(OFFSET(INDIRECT($B24),0,MATCH('Output Escalated'!H$1,'Review Inputs'!$M$8:$Q$8)+6)<>\"\",OFFSET(INDIRECT($B24),0,MATCH('Output Escalated'!H$1,'Review Inputs'!$M$8:$Q$8)+6),IF(G173=0,G24,G24*(H173/G173)))","v":{"$error":"#VALUE!"}},{"$f":"IF(OFFSET(INDIRECT($B24),0,MATCH('Output Escalated'!I$1,'Review Inputs'!$M$8:$Q$8)+6)<>\"\",OFFSET(INDIRECT($B24),0,MATCH('Output Escalated'!I$1,'Review Inputs'!$M$8:$Q$8)+6),IF(H173=0,H24,H24*(I173/H173)))","v":{"$error":"#VALUE!"}},{"$f":"IF(OFFSET(INDIRECT($B24),0,MATCH('Output Escalated'!J$1,'Review Inputs'!$M$8:$Q$8)+6)<>\"\",OFFSET(INDIRECT($B24),0,MATCH('Output Escalated'!J$1,'Review Inputs'!$M$8:$Q$8)+6),IF(I173=0,I24,I24*(J173/I173)))","v":{"$error":"#VALUE!"}},{"$f":"IF(OFFSET(INDIRECT($B24),0,MATCH('Output Escalated'!K$1,'Review Inputs'!$M$8:$Q$8)+6)<>\"\",OFFSET(INDIRECT($B24),0,MATCH('Output Escalated'!K$1,'Review Inputs'!$M$8:$Q$8)+6),IF(J173=0,J24,J24*(K173/J173)))","v":{"$error":"#VALUE!"}},{"$error":"#VALUE!"},{"$error":"#VALUE!"},{"$f":"M24*(1+INDIRECT(\"esc_factor_\"&$F24))","v":{"$error":"#VALUE!"}},{"$error":"#VALUE!"},{"$error":"#VALUE!"},{"$error":"#VALUE!"},{"$error":"#VALUE!"},{"$error":"#VALUE!"},{"$error":"#VALUE!"},{"$error":"#VALUE!"},{"$error":"#VALUE!"},{"$error":"#VALUE!"},{"$error":"#VALUE!"},{"$error":"#VALUE!"},{"$error":"#VALUE!"},{"$error":"#VALUE!"},{"$error":"#VALUE!"},{"$error":"#VALUE!"},{"$error":"#VALUE!"},{"$error":"#VALUE!"},{"$error":"#VALUE!"},{"$error":"#VALUE!"},{"$error":"#VALUE!"},{"$error":"#VALUE!"},{"$error":"#VALUE!"},{"$error":"#VALUE!"}]
[null,{"$f":"'Review Inputs'!B31","v":"p_input18"},"e_input18","Average Price of Congestion","$/MW","energy_price",{"$f":"OFFSET(INDIRECT($B25),0,MATCH('Output Escalated'!G$1,'Review Inputs'!$M$8:$Q$8)+6)","v":""},{"$f":"IF(OFFSET(INDIRECT($B25),0,MATCH('Output Escalated'!H$1,'Review Inputs'!$M$8:$Q$8)+6)<>\"\",OFFSET(INDIRECT($B25),0,MATCH('Output Escalated'!H$1,'Review Inputs'!$M$8:$Q$8)+6),IF(G174=0,G25,G25*(H174/G174)))","v":{"$error":"#VALUE!"}},{"$f":"IF(OFFSET(INDIRECT($B25),0,MATCH('Output Escalated'!I$1,'Review Inputs'!$M$8:$Q$8)+6)<>\"\",OFFSET(INDIRECT($B25),0,MATCH('Output Escalated'!I$1,'Review Inputs'!$M$8:$Q$8)+6),IF(H174=0,H25,H25*(I174/H174)))","v":{"$error":"#VALUE!"}},{"$f":"IF(OFFSET(INDIRECT($B25),0,MATCH('Output Escalated'!J$1,'Review Inputs'!$M$8:$Q$8)+6)<>\"\",OFFSET(INDIRECT($B25),0,MATCH('Output Escalated'!J$1,'Review Inputs'!$M$8:$Q$8)+6),IF(I174=0,I25,I25*(J174/I174)))","v":{"$error":"#VALUE!"}},{"$f":"IF(OFFSET(INDIRECT($B25),0,MATCH('Output Escalated'!K$1,'Review Inputs'!$M$8:$Q$8)+6)<>\"\",OFFSET(INDIRECT($B25),0,MATCH('Output Escalated'!K$1,'Review Inputs'!$M$8:$Q$8)+6),IF(J174=0,J25,J25*(K174/J174)))","v":{"$error":"#VALUE!"}},{"$error":"#VALUE!"},{"$error":"#VALUE!"},{"$f":"M25*(1+INDIRECT(\"esc_factor_\"&$F25))","v":{"$error":"#VALUE!"}},{"$error":"#VALUE!"},{"$error":"#VALUE!"},{"$error":"#VALUE!"},{"$error":"#VALUE!"},{"$error":"#VALUE!"},{"$error":"#VALUE!"},{"$error":"#VALUE!"},{"$error":"#VALUE!"},{"$error":"#VALUE!"},{"$error":"#VALUE!"},{"$error":"#VALUE!"},{"$error":"#VALUE!"},{"$error":"#VALUE!"},{"$error":"#VALUE!"},{"$error":"#VALUE!"},{"$error":"#VALUE!"},{"$error":"#VALUE!"},{"$error":"#VALUE!"},{"$error":"#VALUE!"},{"$error":"#VALUE!"},{"$error":"#VALUE!"},{"$error":"#VALUE!"},{"$error":"#VALUE!"}]
[null,{"$f":"'Review Inputs'!B32","v":"p_input19"},"e_input19","Capital Carrying Charge of Transmission Upgrade","$","none",{"$f":"OFFSET(INDIRECT($B26),0,MATCH('Output Escalated'!G$1,'Review Inputs'!$M$8:$Q$8)+6)","v":""},{"$f":"OFFSET(INDIRECT($B26),0,MATCH('Output Escalated'!H$1,'Review Inputs'!$M$8:$Q$8)+6)","v":""},{"$f":"OFFSET(INDIRECT($B26),0,MATCH('Output Escalated'!I$1,'Review Inputs'!$M$8:$Q$8)+6)","v":""},{"$f":"OFFSET(INDIRECT($B26),0,MATCH('Output Escalated'!J$1,'Review Inputs'!$M$8:$Q$8)+6)","v":""},{"$f":"OFFSET(INDIRECT($B26),0,MATCH('Output Escalated'!K$1,'Review Inputs'!$M$8:$Q$8)+6)","v":""},0,0,{"$f":"M26*(1+INDIRECT(\"esc_factor_\"&$F26))","v":0},0,0,0,0,0,0,0,0,0,0,0,0,0,0,0,0,0,0,0,0,0,0,0]
[null,{"$f":"'Review Inputs'!B33","v":"p_input20"},"e_input20","Transmission Investment Time Deferred","yrs","none",{"$f":"OFFSET(INDIRECT($B27),0,MATCH('Output Escalated'!G$1,'Review Inputs'!$M$8:$Q$8)+6)","v":""},{"$f":"OFFSET(INDIRECT($B27),0,MATCH('Output Escalated'!H$1,'Review Inputs'!$M$8:$Q$8)+6)","v":""},{"$f":"OFFSET(INDIRECT($B27),0,MATCH('Output Escalated'!I$1,'Review Inputs'!$M$8:$Q$8)+6)","v":""},{"$f":"OFFSET(INDIRECT($B27),0,MATCH('Output Escalated'!J$1,'Review Inputs'!$M$8:$Q$8)+6)","v":""},{"$f":"OFFSET(INDIRECT($B27),0,MATCH('Output Escalated'!K$1,'Review Inputs'!$M$8:$Q$8)+6)","v":""},0,0,{"$f":"M27*(1+INDIRECT(\"esc_factor_\"&$F27))","v":0},0,0,0,0,0,0,0,0,0,0,0,0,0,0,0,0,0,0,0,0,0,0,0]
[null,{"$f":"'Review Inputs'!B34","v":"p_input97"},"e_input97","Capital Carrying Charge of Distribution Upgrade","$","none",{"$f":"OFFSET(INDIRECT($B28),0,MATCH('Output Escalated'!G$1,'Review Inputs'!$M$8:$Q$8)+6)","v":""},{"$f":"OFFSET(INDIRECT($B28),0,MATCH('Output Escalated'!H$1,'Review Inputs'!$M$8:$Q$8)+6)","v":""},{"$f":"OFFSET(INDIRECT($B28),0,MATCH('Output Escalated'!I$1,'Review Inputs'!$M$8:$Q$8)+6)","v":""},{"$f":"OFFSET(INDIRECT($B28),0,MATCH('Output Escalated'!J$1,'Review Inputs'!$M$8:$Q$8)+6)","v":""},{"$f":"OFFSET(INDIRECT($B28),0,MATCH('Output Escalated'!K$1,'Review Inputs'!$M$8:$Q$8)+6)","v":""},0,{"$f":"L28*(1+INDIRECT(\"esc_factor_\"&$F28))","v":0},0,0,0,0,0,0,0,0,0,0,0,0,0,0,0,0,0,0,0,0,0,0,0,0]
[null,{"$f":"'Review Inputs'!B35","v":"p_input98"},"e_input98","Distribution Investment Time Deferred","yrs","none",{"$f":"OFFSET(INDIRECT($B29),0,MATCH('Output Escalated'!G$1,'Review Inputs'!$M$8:$Q$8)+6)","v":""},{"$f":"OFFSET(INDIRECT($B29),0,MATCH('Output Escalated'!H$1,'Review Inputs'!$M$8:$Q$8)+6)","v":""},{"$f":"OFFSET(INDIRECT($B29),0,MATCH('Output Escalated'!I$1,'Review Inputs'!$M$8:$Q$8)+6)","v":""},{"$f":"OFFSET(INDIRECT($B29),0,MATCH('Output Escalated'!J$1,'Review Inputs'!$M$8:$Q$8)+6)","v":""},{"$f":"OFFSET(INDIRECT($B29),0,MATCH('Output Escalated'!K$1,'Review Inputs'!$M$8:$Q$8)+6)","v":""},0,0,{"$f":"M29*(1+INDIRECT(\"esc_factor_\"&$F29))","v":0},0,0,0,0,0,0,0,0,0,0,0,0,0,0,0,0,0,0,0,0,0,0,0]
[null,{"$f":"'Review Inputs'!B36","v":"p_input21"},"e_input21","Capital Replacement of Failed Equipment","$","inflation",{"$f":"OFFSET(INDIRECT($B30),0,MATCH('Output Escalated'!G$1,'Review Inputs'!$M$8:$Q$8)+6)","v":""},{"$f":"IF(OFFSET(INDIRECT($B30),0,MATCH('Output Escalated'!H$1,'Review Inputs'!$M$8:$Q$8)+6)<>\"\",OFFSET(INDIRECT($B30),0,MATCH('Output Escalated'!H$1,'Review Inputs'!$M$8:$Q$8)+6),IF(G179=0,G30,G30*(H179/G179)))","v":{"$error":"#VALUE!"}},{"$f":"IF(OFFSET(INDIRECT($B30),0,MATCH('Output Escalated'!I$1,'Review Inputs'!$M$8:$Q$8)+6)<>\"\",OFFSET(INDIRECT($B30),0,MATCH('Output Escalated'!I$1,'Review Inputs'!$M$8:$Q$8)+6),IF(H179=0,H30,H30*(I179/H179)))","v":{"$error":"#VALUE!"}},{"$f":"IF(OFFSET(INDIRECT($B30),0,MATCH('Output Escalated'!J$1,'Review Inputs'!$M$8:$Q$8)+6)<>\"\",OFFSET(INDIRECT($B30),0,MATCH('Output Escalated'!J$1,'Review Inputs'!$M$8:$Q$8)+6),IF(I179=0,I30,I30*(J179/I179)))","v":{"$error":"#VALUE!"}},{"$f":"IF(OFFSET(INDIRECT($B30),0,MATCH('Output Escalated'!K$1,'Review Inputs'!$M$8:$Q$8)+6)<>\"\",OFFSET(INDIRECT($B30),0,MATCH('Output Escalated'!K$1,'Review Inputs'!$M$8:$Q$8)+6),IF(J179=0,J30,J30*(K179/J179)))","v":{"$error":"#VALUE!"}},{"$error":"#VALUE!"},{"$error":"#VALUE!"},{"$f":"M30*(1+INDIRECT(\"esc_factor_\"&$F30))","v":{"$error":"#VALUE!"}},{"$error":"#VALUE!"},{"$error":"#VALUE!"},{"$error":"#VALUE!"},{"$error":"#VALUE!"},{"$error":"#VALUE!"},{"$error":"#VALUE!"},{"$error":"#VALUE!"},{"$error":"#VALUE!"},{"$error":"#VALUE!"},{"$error":"#VALUE!"},{"$error":"#VALUE!"},{"$error":"#VALUE!"},{"$error":"#VALUE!"},{"$error":"#VALUE!"},{"$error":"#VALUE!"},{"$error":"#VALUE!"},{"$error":"#VALUE!"},{"$error":"#VALUE!"},{"$error":"#VALUE!"},{"$error":"#VALUE!"},{"$error":"#VALUE!"},{"$error":"#VALUE!"},{"$error":"#VALUE!"}]
[null,{"$f":"'Review Inputs'!B37","v":"p_input22"},"e_input22","Portion Caused by Fault Current or Overloaded Equipment ","%","none",{"$f":"OFFSET(INDIRECT($B31),0,MATCH('Output Escalated'!G$1,'Review Inputs'!$M$8:$Q$8)+6)","v":""},{"$f":"IF(OFFSET(INDIRECT($B31),0,MATCH('Output Escalated'!H$1,'Review Inputs'!$M$8:$Q$8)+6)<>\"\",OFFSET(INDIRECT($B31),0,MATCH('Output Escalated'!H$1,'Review Inputs'!$M$8:$Q$8)+6),IF(G180=0,G31,G31*(H180/G180)))","v":{"$error":"#VALUE!"}},{"$f":"IF(OFFSET(INDIRECT($B31),0,MATCH('Output Escalated'!I$1,'Review Inputs'!$M$8:$Q$8)+6)<>\"\",OFFSET(INDIRECT($B31),0,MATCH('Output Escalated'!I$1,'Review Inputs'!$M$8:$Q$8)+6),IF(H180=0,H31,H31*(I180/H180)))","v":{"$error":"#VALUE!"}},{"$f":"IF(OFFSET(INDIRECT($B31),0,MATCH('Output Escalated'!J$1,'Review Inputs'!$M$8:$Q$8)+6)<>\"\",OFFSET(INDIRECT($B31),0,MATCH('Output Escalated'!J$1,'Review Inputs'!$M$8:$Q$8)+6),IF(I180=0,I31,I31*(J180/I180)))","v":{"$error":"#VALUE!"}},{"$f":"IF(OFFSET(INDIRECT($B31),0,MATCH('Output Escalated'!K$1,'Review Inputs'!$M$8:$Q$8)+6)<>\"\",OFFSET(INDIRECT($B31),0,MATCH('Output Escalated'!K$1,'Review Inputs'!$M$8:$Q$8)+6),IF(J180=0,J31,J31*(K180/J180)))","v":{"$error":"#VALUE!"}},{"$error":"#VALUE!"},{"$error":"#VALUE!"},{"$f":"M31*(1+INDIRECT(\"esc_factor_\"&$F31))","v":{"$error":"#VALUE!"}},{"$error":"#VALUE!"},{"$error":"#VALUE!"},{"$error":"#VALUE!"},{"$error":"#VALUE!"},{"$error":"#VALUE!"},{"$error":"#VALUE!"},{"$error":"#VALUE!"},{"$error":"#VALUE!"},{"$error":"#VALUE!"},{"$error":"#VALUE!"},{"$error":"#VALUE!"},{"$error":"#VALUE!"},{"$error":"#VALUE!"},{"$error":"#VALUE!"},{"$error":"#VALUE!"},{"$error":"#VALUE!"},{"$error":"#VALUE!"},{"$error":"#VALUE!"},{"$error":"#VALUE!"},{"$error":"#VALUE!"},{"$error":"#VALUE!"},{"$error":"#VALUE!"},{"$error":"#VALUE!"}]
[null,{"$f":"'Review Inputs'!B38","v":"p_input23"},"e_input23","Portion Caused by Lack of Condition Diagnosis","%","none",{"$f":"OFFSET(INDIRECT($B32),0,MATCH('Output Escalated'!G$1,'Review Inputs'!$M$8:$Q$8)+6)","v":""},{"$f":"IF(OFFSET(INDIRECT($B32),0,MATCH('Output Escalated'!H$1,'Review Inputs'!$M$8:$Q$8)+6)<>\"\",OFFSET(INDIRECT($B32),0,MATCH('Output Escalated'!H$1,'Review Inputs'!$M$8:$Q$8)+6),IF(G181=0,G32,G32*(H181/G181)))","v":{"$error":"#VALUE!"}},{"$f":"IF(OFFSET(INDIRECT($B32),0,MATCH('Output Escalated'!I$1,'Review Inputs'!$M$8:$Q$8)+6)<>\"\",OFFSET(INDIRECT($B32),0,MATCH('Output Escalated'!I$1,'Review Inputs'!$M$8:$Q$8)+6),IF(H181=0,H32,H32*(I181/H181)))","v":{"$error":"#VALUE!"}},{"$f":"IF(OFFSET(INDIRECT($B32),0,MATCH('Output Escalated'!J$1,'Review Inputs'!$M$8:$Q$8)+6)<>\"\",OFFSET(INDIRECT($B32),0,MATCH('Output Escalated'!J$1,'Review Inputs'!$M$8:$Q$8)+6),IF(I181=0,I32,I32*(J181/I181)))","v":{"$error":"#VALUE!"}},{"$f":"IF(OFFSET(INDIRECT($B32),0,MATCH('Output Escalated'!K$1,'Review Inputs'!$M$8:$Q$8)+6)<>\"\",OFFSET(INDIRECT($B32),0,MATCH('Output Escalated'!K$1,'Review Inputs'!$M$8:$Q$8)+6),IF(J181=0,J32,J32*(K181/J181)))","v":{"$error":"#VALUE!"}},{"$error":"#VALUE!"},{"$error":"#VALUE!"},{"$f":"M32*(1+INDIRECT(\"esc_factor_\"&$F32))","v":{"$error":"#VALUE!"}},{"$error":"#VALUE!"},{"$error":"#VALUE!"},{"$error":"#VALUE!"},{"$error":"#VALUE!"},{"$error":"#VALUE!"},{"$error":"#VALUE!"},{"$error":"#VALUE!"},{"$error":"#VALUE!"},{"$error":"#VALUE!"},{"$error":"#VALUE!"},{"$error":"#VALUE!"},{"$error":"#VALUE!"},{"$error":"#VALUE!"},{"$error":"#VALUE!"},{"$error":"#VALUE!"},{"$error":"#VALUE!"},{"$error":"#VALUE!"},{"$error":"#VALUE!"},{"$error":"#VALUE!"},{"$error":"#VALUE!"},{"$error":"#VALUE!"},{"$error":"#VALUE!"},{"$error":"#VALUE!"}]
[null,{"$f":"'Review Inputs'!B39","v":"p_input47"},"e_input47","Total Transmission Equipment Maintenance Cost","$","inflation",{"$f":"OFFSET(INDIRECT($B33),0,MATCH('Output Escalated'!G$1,'Review Inputs'!$M$8:$Q$8)+6)","v":""},{"$f":"IF(OFFSET(INDIRECT($B33),0,MATCH('Output Escalated'!H$1,'Review Inputs'!$M$8:$Q$8)+6)<>\"\",OFFSET(INDIRECT($B33),0,MATCH('Output Escalated'!H$1,'Review Inputs'!$M$8:$Q$8)+6),IF(G182=0,G33,G33*(H182/G182)))","v":{"$error":"#VALUE!"}},{"$f":"IF(OFFSET(INDIRECT($B33),0,MATCH('Output Escalated'!I$1,'Review Inputs'!$M$8:$Q$8)+6)<>\"\",OFFSET(INDIRECT($B33),0,MATCH('Output Escalated'!I$1,'Review Inputs'!$M$8:$Q$8)+6),IF(H182=0,H33,H33*(I182/H182)))","v":{"$error":"#VALUE!"}},{"$f":"IF(OFFSET(INDIRECT($B33),0,MATCH('Output Escalated'!J$1,'Review Inputs'!$M$8:$Q$8)+6)<>\"\",OFFSET(INDIRECT($B33),0,MATCH('Output Escalated'!J$1,'Review Inputs'!$M$8:$Q$8)+6),IF(I182=0,I33,I33*(J182/I182)))","v":{"$error":"#VALUE!"}},{"$f":"IF(OFFSET(INDIRECT($B33),0,MATCH('Output Escalated'!K$1,'Review Inputs'!$M$8:$Q$8)+6)<>\"\",OFFSET(INDIRECT($B33),0,MATCH('Output Escalated'!K$1,'Review Inputs'!$M$8:$Q$8)+6),IF(J182=0,J33,J33*(K182/J182)))","v":{"$error":"#VALUE!"}},{"$error":"#VALUE!"},{"$error":"#VALUE!"},{"$f":"M33*(1+INDIRECT(\"esc_factor_\"&$F33))","v":{"$error":"#VALUE!"}},{"$error":"#VALUE!"},{"$error":"#VALUE!"},{"$error":"#VALUE!"},{"$error":"#VALUE!"},{"$error":"#VALUE!"},{"$error":"#VALUE!"},{"$error":"#VALUE!"},{"$error":"#VALUE!"},{"$error":"#VALUE!"},{"$error":"#VALUE!"},{"$error":"#VALUE!"},{"$error":"#VALUE!"},{"$error":"#VALUE!"},{"$error":"#VALUE!"},{"$error":"#VALUE!"},{"$error":"#VALUE!"},{"$error":"#VALUE!"},{"$error":"#VALUE!"},{"$error":"#VALUE!"},{"$error":"#VALUE!"},{"$error":"#VALUE!"},{"$error":"#VALUE!"},{"$error":"#VALUE!"}]
[null,{"$f":"'Review Inputs'!B40","v":"p_input24"},"e_input24","Total Distribution Equipment Maintenance Cost","$","inflation",{"$f":"OFFSET(INDIRECT($B34),0,MATCH('Output Escalated'!G$1,'Review Inputs'!$M$8:$Q$8)+6)","v":""},{"$f":"IF(OFFSET(INDIRECT($B34),0,MATCH('Output Escalated'!H$1,'Review Inputs'!$M$8:$Q$8)+6)<>\"\",OFFSET(INDIRECT($B34),0,MATCH('Output Escalated'!H$1,'Review Inputs'!$M$8:$Q$8)+6),IF(G183=0,G34,G34*(H183/G183)))","v":{"$error":"#VALUE!"}},{"$f":"IF(OFFSET(INDIRECT($B34),0,MATCH('Output Escalated'!I$1,'Review Inputs'!$M$8:$Q$8)+6)<>\"\",OFFSET(INDIRECT($B34),0,MATCH('Output Escalated'!I$1,'Review Inputs'!$M$8:$Q$8)+6),IF(H183=0,H34,H34*(I183/H183)))","v":{"$error":"#VALUE!"}},{"$f":"IF(OFFSET(INDIRECT($B34),0,MATCH('Output Escalated'!J$1,'Review Inputs'!$M$8:$Q$8)+6)<>\"\",OFFSET(INDIRECT($B34),0,MATCH('Output Escalated'!J$1,'Review Inputs'!$M$8:$Q$8)+6),IF(I183=0,I34,I34*(J183/I183)))","v":{"$error":"#VALUE!"}},{"$f":"IF(OFFSET(INDIRECT($B34),0,MATCH('Output Escalated'!K$1,'Review Inputs'!$M$8:$Q$8)+6)<>\"\",OFFSET(INDIRECT($B34),0,MATCH('Output Escalated'!K$1,'Review Inputs'!$M$8:$Q$8)+6),IF(J183=0,J34,J34*(K183/J183)))","v":{"$error":"#VALUE!"}},{"$error":"#VALUE!"},{"$error":"#VALUE!"},{"$f":"M34*(1+INDIRECT(\"esc_factor_\"&$F34))","v":{"$error":"#VALUE!"}},{"$error":"#VALUE!"},{"$error":"#VALUE!"},{"$error":"#VALUE!"},{"$error":"#VALUE!"},{"$error":"#VALUE!"},{"$error":"#VALUE!"},{"$error":"#VALUE!"},{"$error":"#VALUE!"},{"$error":"#VALUE!"},{"$error":"#VALUE!"},{"$error":"#VALUE!"},{"$error":"#VALUE!"},{"$error":"#VALUE!"},{"$error":"#VALUE!"},{"$error":"#VALUE!"},{"$error":"#VALUE!"},{"$error":"#VALUE!"},{"$error":"#VALUE!"},{"$error":"#VALUE!"},{"$error":"#VALUE!"},{"$error":"#VALUE!"},{"$error":"#VALUE!"},{"$error":"#VALUE!"}]
[null,{"$f":"'Review Inputs'!B41","v":"p_input61"},"e_input61","Distribution Operations Cost","$","inflation",{"$f":"OFFSET(INDIRECT($B35),0,MATCH('Output Escalated'!G$1,'Review Inputs'!$M$8:$Q$8)+6)","v":""},{"$f":"IF(OFFSET(INDIRECT($B35),0,MATCH('Output Escalated'!H$1,'Review Inputs'!$M$8:$Q$8)+6)<>\"\",OFFSET(INDIRECT($B35),0,MATCH('Output Escalated'!H$1,'Review Inputs'!$M$8:$Q$8)+6),IF(G184=0,G35,G35*(H184/G184)))","v":{"$error":"#VALUE!"}},{"$f":"IF(OFFSET(INDIRECT($B35),0,MATCH('Output Escalated'!I$1,'Review Inputs'!$M$8:$Q$8)+6)<>\"\",OFFSET(INDIRECT($B35),0,MATCH('Output Escalated'!I$1,'Review Inputs'!$M$8:$Q$8)+6),IF(H184=0,H35,H35*(I184/H184)))","v":{"$error":"#VALUE!"}},{"$f":"IF(OFFSET(INDIRECT($B35),0,MATCH('Output Escalated'!J$1,'Review Inputs'!$M$8:$Q$8)+6)<>\"\",OFFSET(INDIRECT($B35),0,MATCH('Output Escalated'!J$1,'Review Inputs'!$M$8:$Q$8)+6),IF(I184=0,I35,I35*(J184/I184)))","v":{"$error":"#VALUE!"}},{"$f":"IF(OFFSET(INDIRECT($B35),0,MATCH('Output Escalated'!K$1,'Review Inputs'!$M$8:$Q$8)+6)<>\"\",OFFSET(INDIRECT($B35),0,MATCH('Output Escalated'!K$1,'Review Inputs'!$M$8:$Q$8)+6),IF(J184=0,J35,J35*(K184/J184)))","v":{"$error":"#VALUE!"}},{"$error":"#VALUE!"},{"$error":"#VALUE!"},{"$f":"M35*(1+INDIRECT(\"esc_factor_\"&$F35))","v":{"$error":"#VALUE!"}},{"$error":"#VALUE!"},{"$error":"#VALUE!"},{"$error":"#VALUE!"},{"$error":"#VALUE!"},{"$error":"#VALUE!"},{"$error":"#VALUE!"},{"$error":"#VALUE!"},{"$error":"#VALUE!"},{"$error":"#VALUE!"},{"$error":"#VALUE!"},{"$error":"#VALUE!"},{"$error":"#VALUE!"},{"$error":"#VALUE!"},{"$error":"#VALUE!"},{"$error":"#VALUE!"},{"$error":"#VALUE!"},{"$error":"#VALUE!"},{"$error":"#VALUE!"},{"$error":"#VALUE!"},{"$error":"#VALUE!"},{"$error":"#VALUE!"},{"$error":"#VALUE!"},{"$error":"#VALUE!"}]
[null,{"$f":"'Review Inputs'!B42","v":"p_input69"},"e_input69","Transmission Operations Cost","$","inflation",{"$f":"OFFSET(INDIRECT($B36),0,MATCH('Output Escalated'!G$1,'Review Inputs'!$M$8:$Q$8)+6)","v":""},{"$f":"IF(OFFSET(INDIRECT($B36),0,MATCH('Output Escalated'!H$1,'Review Inputs'!$M$8:$Q$8)+6)<>\"\",OFFSET(INDIRECT($B36),0,MATCH('Output Escalated'!H$1,'Review Inputs'!$M$8:$Q$8)+6),IF(G185=0,G36,G36*(H185/G185)))","v":{"$error":"#VALUE!"}},{"$f":"IF(OFFSET(INDIRECT($B36),0,MATCH('Output Escalated'!I$1,'Review Inputs'!$M$8:$Q$8)+6)<>\"\",OFFSET(INDIRECT($B36),0,MATCH('Output Escalated'!I$1,'Review Inputs'!$M$8:$Q$8)+6),IF(H185=0,H36,H36*(I185/H185)))","v":{"$error":"#VALUE!"}},{"$f":"IF(OFFSET(INDIRECT($B36),0,MATCH('Output Escalated'!J$1,'Review Inputs'!$M$8:$Q$8)+6)<>\"\",OFFSET(INDIRECT($B36),0,MATCH('Output Escalated'!J$1,'Review Inputs'!$M$8:$Q$8)+6),IF(I185=0,I36,I36*(J185/I185)))","v":{"$error":"#VALUE!"}},{"$f":"IF(OFFSET(INDIRECT($B36),0,MATCH('Output Escalated'!K$1,'Review Inputs'!$M$8:$Q$8)+6)<>\"\",OFFSET(INDIRECT($B36),0,MATCH('Output Escalated'!K$1,'Review Inputs'!$M$8:$Q$8)+6),IF(J185=0,J36,J36*(K185/J185)))","v":{"$error":"#VALUE!"}},{"$error":"#VALUE!"},{"$error":"#VALUE!"},{"$f":"M36*(1+INDIRECT(\"esc_factor_\"&$F36))","v":{"$error":"#VALUE!"}},{"$error":"#VALUE!"},{"$error":"#VALUE!"},{"$error":"#VALUE!"},{"$error":"#VALUE!"},{"$error":"#VALUE!"},{"$error":"#VALUE!"},{"$error":"#VALUE!"},{"$error":"#VALUE!"},{"$error":"#VALUE!"},{"$error":"#VALUE!"},{"$error":"#VALUE!"},{"$error":"#VALUE!"},{"$error":"#VALUE!"},{"$error":"#VALUE!"},{"$error":"#VALUE!"},{"$error":"#VALUE!"},{"$error":"#VALUE!"},{"$error":"#VALUE!"},{"$error":"#VALUE!"},{"$error":"#VALUE!"},{"$error":"#VALUE!"},{"$error":"#VALUE!"},{"$error":"#VALUE!"}]
[null,{"$f":"'Review Inputs'!B43","v":"p_input25"},"e_input25","Distribution Feeder Switching Operations",{"$f":"OFFSET(INDIRECT(B37),0,1)","v":"$"},"inflation",{"$f":"OFFSET(INDIRECT($B37),0,MATCH('Output Escalated'!G$1,'Review Inputs'!$M$8:$Q$8)+6)","v":""},{"$f":"IF(OFFSET(INDIRECT($B37),0,MATCH('Output Escalated'!H$1,'Review Inputs'!$M$8:$Q$8)+6)<>\"\",OFFSET(INDIRECT($B37),0,MATCH('Output Escalated'!H$1,'Review Inputs'!$M$8:$Q$8)+6),IF(G186=0,G37,G37*(H186/G186)))","v":{"$error":"#VALUE!"}},{"$f":"IF(OFFSET(INDIRECT($B37),0,MATCH('Output Escalated'!I$1,'Review Inputs'!$M$8:$Q$8)+6)<>\"\",OFFSET(INDIRECT($B37),0,MATCH('Output Escalated'!I$1,'Review Inputs'!$M$8:$Q$8)+6),IF(H186=0,H37,H37*(I186/H186)))","v":{"$error":"#VALUE!"}},{"$f":"IF(OFFSET(INDIRECT($B37),0,MATCH('Output Escalated'!J$1,'Review Inputs'!$M$8:$Q$8)+6)<>\"\",OFFSET(INDIRECT($B37),0,MATCH('Output Escalated'!J$1,'Review Inputs'!$M$8:$Q$8)+6),IF(I186=0,I37,I37*(J186/I186)))","v":{"$error":"#VALUE!"}},{"$f":"IF(OFFSET(INDIRECT($B37),0,MATCH('Output Escalated'!K$1,'Review Inputs'!$M$8:$Q$8)+6)<>\"\",OFFSET(INDIRECT($B37),0,MATCH('Output Escalated'!K$1,'Review Inputs'!$M$8:$Q$8)+6),IF(J186=0,J37,J37*(K186/J186)))","v":{"$error":"#VALUE!"}},{"$error":"#VALUE!"},{"$error":"#VALUE!"},{"$f":"M37*(1+INDIRECT(\"esc_factor_\"&$F37))","v":{"$error":"#VALUE!"}},{"$error":"#VALUE!"},{"$error":"#VALUE!"},{"$error":"#VALUE!"},{"$error":"#VALUE!"},{"$error":"#VALUE!"},{"$error":"#VALUE!"},{"$error":"#VALUE!"},{"$error":"#VALUE!"},{"$error":"#VALUE!"},{"$error":"#VALUE!"},{"$error":"#VALUE!"},{"$error":"#VALUE!"},{"$error":"#VALUE!"},{"$error":"#VALUE!"},{"$error":"#VALUE!"},{"$error":"#VALUE!"},{"$error":"#VALUE!"},{"$error":"#VALUE!"},{"$error":"#VALUE!"},{"$error":"#VALUE!"},{"$error":"#VALUE!"},{"$error":"#VALUE!"},{"$error":"#VALUE!"}]
[null,{"$f":"'Review Inputs'!B44","v":"p_input26"},"e_input26","Distribution Capacitor Switching Operations","$","inflation",{"$f":"OFFSET(INDIRECT($B38),0,MATCH('Output Escalated'!G$1,'Review Inputs'!$M$8:$Q$8)+6)","v":""},{"$f":"IF(OFFSET(INDIRECT($B38),0,MATCH('Output Escalated'!H$1,'Review Inputs'!$M$8:$Q$8)+6)<>\"\",OFFSET(INDIRECT($B38),0,MATCH('Output Escalated'!H$1,'Review Inputs'!$M$8:$Q$8)+6),IF(G187=0,G38,G38*(H187/G187)))","v":{"$error":"#VALUE!"}},{"$f":"IF(OFFSET(INDIRECT($B38),0,MATCH('Output Escalated'!I$1,'Review Inputs'!$M$8:$Q$8)+6)<>\"\",OFFSET(INDIRECT($B38),0,MATCH('Output Escalated'!I$1,'Review Inputs'!$M$8:$Q$8)+6),IF(H187=0,H38,H38*(I187/H187)))","v":{"$error":"#VALUE!"}},{"$f":"IF(OFFSET(INDIRECT($B38),0,MATCH('Output Escalated'!J$1,'Review Inputs'!$M$8:$Q$8)+6)<>\"\",OFFSET(INDIRECT($B38),0,MATCH('Output Escalated'!J$1,'Review Inputs'!$M$8:$Q$8)+6),IF(I187=0,I38,I38*(J187/I187)))","v":{"$error":"#VALUE!"}},{"$f":"IF(OFFSET(INDIRECT($B38),0,MATCH('Output Escalated'!K$1,'Review Inputs'!$M$8:$Q$8)+6)<>\"\",OFFSET(INDIRECT($B38),0,MATCH('Output Escalated'!K$1,'Review Inputs'!$M$8:$Q$8)+6),IF(J187=0,J38,J38*(K187/J187)))","v":{"$error":"#VALUE!"}},{"$error":"#VALUE!"},{"$error":"#VALUE!"},{"$f":"M38*(1+INDIRECT(\"esc_factor_\"&$F38))","v":{"$error":"#VALUE!"}},{"$error":"#VALUE!"},{"$error":"#VALUE!"},{"$error":"#VALUE!"},{"$error":"#VALUE!"},{"$error":"#VALUE!"},{"$error":"#VALUE!"},{"$error":"#VALUE!"},{"$error":"#VALUE!"},{"$error":"#VALUE!"},{"$error":"#VALUE!"},{"$error":"#VALUE!"},{"$error":"#VALUE!"},{"$error":"#VALUE!"},{"$error":"#VALUE!"},{"$error":"#VALUE!"},{"$error":"#VALUE!"},{"$error":"#VALUE!"},{"$error":"#VALUE!"},{"$error":"#VALUE!"},{"$error":"#VALUE!"},{"$error":"#VALUE!"},{"$error":"#VALUE!"},{"$error":"#VALUE!"}]
[null,{"$f":"'Review Inputs'!B45","v":"p_input27"},"e_input27","Other Distribution Operations Cost","$","inflation",{"$f":"OFFSET(INDIRECT($B39),0,MATCH('Output Escalated'!G$1,'Review Inputs'!$M$8:$Q$8)+6)","v":""},{"$f":"IF(OFFSET(INDIRECT($B39),0,MATCH('Output Escalated'!H$1,'Review Inputs'!$M$8:$Q$8)+6)<>\"\",OFFSET(INDIRECT($B39),0,MATCH('Output Escalated'!H$1,'Review Inputs'!$M$8:$Q$8)+6),IF(G188=0,G39,G39*(H188/G188)))","v":{"$error":"#VALUE!"}},{"$f":"IF(OFFSET(INDIRECT($B39),0,MATCH('Output Escalated'!I$1,'Review Inputs'!$M$8:$Q$8)+6)<>\"\",OFFSET(INDIRECT($B39),0,MATCH('Output Escalated'!I$1,'Review Inputs'!$M$8:$Q$8)+6),IF(H188=0,H39,H39*(I188/H188)))","v":{"$error":"#VALUE!"}},{"$f":"IF(OFFSET(INDIRECT($B39),0,MATCH('Output Escalated'!J$1,'Review Inputs'!$M$8:$Q$8)+6)<>\"\",OFFSET(INDIRECT($B39),0,MATCH('Output Escalated'!J$1,'Review Inputs'!$M$8:$Q$8)+6),IF(I188=0,I39,I39*(J188/I188)))","v":{"$error":"#VALUE!"}},{"$f":"IF(OFFSET(INDIRECT($B39),0,MATCH('Output Escalated'!K$1,'Review Inputs'!$M$8:$Q$8)+6)<>\"\",OFFSET(INDIRECT($B39),0,MATCH('Output Escalated'!K$1,'Review Inputs'!$M$8:$Q$8)+6),IF(J188=0,J39,J39*(K188/J188)))","v":{"$error":"#VALUE!"}},{"$error":"#VALUE!"},{"$error":"#VALUE!"},{"$f":"M39*(1+INDIRECT(\"esc_factor_\"&$F39))","v":{"$error":"#VALUE!"}},{"$error":"#VALUE!"},{"$error":"#VALUE!"},{"$error":"#VALUE!"},{"$error":"#VALUE!"},{"$error":"#VALUE!"},{"$error":"#VALUE!"},{"$error":"#VALUE!"},{"$error":"#VALUE!"},{"$error":"#VALUE!"},{"$error":"#VALUE!"},{"$error":"#VALUE!"},{"$error":"#VALUE!"},{"$error":"#VALUE!"},{"$error":"#VALUE!"},{"$error":"#VALUE!"},{"$error":"#VALUE!"},{"$error":"#VALUE!"},{"$error":"#VALUE!"},{"$error":"#VALUE!"},{"$error":"#VALUE!"},{"$error":"#VALUE!"},{"$error":"#VALUE!"},{"$error":"#VALUE!"}]
[null,{"$f":"'Review Inputs'!B46","v":"p_input28"},"e_input28","Meter Operations Cost","$","inflation",{"$f":"OFFSET(INDIRECT($B40),0,MATCH('Output Escalated'!G$1,'Review Inputs'!$M$8:$Q$8)+6)","v":""},{"$f":"IF(OFFSET(INDIRECT($B40),0,MATCH('Output Escalated'!H$1,'Review Inputs'!$M$8:$Q$8)+6)<>\"\",OFFSET(INDIRECT($B40),0,MATCH('Output Escalated'!H$1,'Review Inputs'!$M$8:$Q$8)+6),IF(G189=0,G40,G40*(H189/G189)))","v":{"$error":"#VALUE!"}},{"$f":"IF(OFFSET(INDIRECT($B40),0,MATCH('Output Escalated'!I$1,'Review Inputs'!$M$8:$Q$8)+6)<>\"\",OFFSET(INDIRECT($B40),0,MATCH('Output Escalated'!I$1,'Review Inputs'!$M$8:$Q$8)+6),IF(H189=0,H40,H40*(I189/H189)))","v":{"$error":"#VALUE!"}},{"$f":"IF(OFFSET(INDIRECT($B40),0,MATCH('Output Escalated'!J$1,'Review Inputs'!$M$8:$Q$8)+6)<>\"\",OFFSET(INDIRECT($B40),0,MATCH('Output Escalated'!J$1,'Review Inputs'!$M$8:$Q$8)+6),IF(I189=0,I40,I40*(J189/I189)))","v":{"$error":"#VALUE!"}},{"$f":"IF(OFFSET(INDIRECT($B40),0,MATCH('Output Escalated'!K$1,'Review Inputs'!$M$8:$Q$8)+6)<>\"\",OFFSET(INDIRECT($B40),0,MATCH('Output Escalated'!K$1,'Review Inputs'!$M$8:$Q$8)+6),IF(J189=0,J40,J40*(K189/J189)))","v":{"$error":"#VALUE!"}},{"$error":"#VALUE!"},{"$error":"#VALUE!"},{"$f":"M40*(1+INDIRECT(\"esc_factor_\"&$F40))","v":{"$error":"#VALUE!"}},{"$error":"#VALUE!"},{"$error":"#VALUE!"},{"$error":"#VALUE!"},{"$error":"#VALUE!"},{"$error":"#VALUE!"},{"$error":"#VALUE!"},{"$error":"#VALUE!"},{"$error":"#VALUE!"},{"$error":"#VALUE!"},{"$error":"#VALUE!"},{"$error":"#VALUE!"},{"$error":"#VALUE!"},{"$error":"#VALUE!"},{"$error":"#VALUE!"},{"$error":"#VALUE!"},{"$error":"#VALUE!"},{"$error":"#VALUE!"},{"$error":"#VALUE!"},{"$error":"#VALUE!"},{"$error":"#VALUE!"},{"$error":"#VALUE!"},{"$error":"#VALUE!"},{"$error":"#VALUE!"}]
[null,{"$f":"'Review Inputs'!B47","v":"p_input75"},"e_input75","Number of Meter Tamper Detections - Residential","#","population",{"$f":"OFFSET(INDIRECT($B41),0,MATCH('Output Escalated'!G$1,'Review Inputs'!$M$8:$Q$8)+6)","v":""},{"$f":"IF(OFFSET(INDIRECT($B41),0,MATCH('Output Escalated'!H$1,'Review Inputs'!$M$8:$Q$8)+6)<>\"\",OFFSET(INDIRECT($B41),0,MATCH('Output Escalated'!H$1,'Review Inputs'!$M$8:$Q$8)+6),IF(G190=0,G41,G41*(H190/G190)))","v":{"$error":"#VALUE!"}},{"$f":"IF(OFFSET(INDIRECT($B41),0,MATCH('Output Escalated'!I$1,'Review Inputs'!$M$8:$Q$8)+6)<>\"\",OFFSET(INDIRECT($B41),0,MATCH('Output Escalated'!I$1,'Review Inputs'!$M$8:$Q$8)+6),IF(H190=0,H41,H41*(I190/H190)))","v":{"$error":"#VALUE!"}},{"$f":"IF(OFFSET(INDIRECT($B41),0,MATCH('Output Escalated'!J$1,'Review Inputs'!$M$8:$Q$8)+6)<>\"\",OFFSET(INDIRECT($B41),0,MATCH('Output Escalated'!J$1,'Review Inputs'!$M$8:$Q$8)+6),IF(I190=0,I41,I41*(J190/I190)))","v":{"$error":"#VALUE!"}},{"$f":"IF(OFFSET(INDIRECT($B41),0,MATCH('Output Escalated'!K$1,'Review Inputs'!$M$8:$Q$8)+6)<>\"\",OFFSET(INDIRECT($B41),0,MATCH('Output Escalated'!K$1,'Review Inputs'!$M$8:$Q$8)+6),IF(J190=0,J41,J41*(K190/J190)))","v":{"$error":"#VALUE!"}},{"$error":"#VALUE!"},{"$error":"#VALUE!"},{"$f":"M41*(1+INDIRECT(\"esc_factor_\"&$F41))","v":{"$error":"#VALUE!"}},{"$error":"#VALUE!"},{"$error":"#VALUE!"},{"$error":"#VALUE!"},{"$error":"#VALUE!"},{"$error":"#VALUE!"},{"$error":"#VALUE!"},{"$error":"#VALUE!"},{"$error":"#VALUE!"},{"$error":"#VALUE!"},{"$error":"#VALUE!"},{"$error":"#VALUE!"},{"$error":"#VALUE!"},{"$error":"#VALUE!"},{"$error":"#VALUE!"},{"$error":"#VALUE!"},{"$error":"#VALUE!"},{"$error":"#VALUE!"},{"$error":"#VALUE!"},{"$error":"#VALUE!"},{"$error":"#VALUE!"},{"$error":"#VALUE!"},{"$error":"#VALUE!"},{"$error":"#VALUE!"}]
[null,{"$f":"'Review Inputs'!B48","v":"p_input76"},"e_input76","Number of Meter Tamper Detections - Commercial","#","population",{"$f":"OFFSET(INDIRECT($B42),0,MATCH('Output Escalated'!G$1,'Review Inputs'!$M$8:$Q$8)+6)","v":""},{"$f":"IF(OFFSET(INDIRECT($B42),0,MATCH('Output Escalated'!H$1,'Review Inputs'!$M$8:$Q$8)+6)<>\"\",OFFSET(INDIRECT($B42),0,MATCH('Output Escalated'!H$1,'Review Inputs'!$M$8:$Q$8)+6),IF(G191=0,G42,G42*(H191/G191)))","v":{"$error":"#VALUE!"}},{"$f":"IF(OFFSET(INDIRECT($B42),0,MATCH('Output Escalated'!I$1,'Review Inputs'!$M$8:$Q$8)+6)<>\"\",OFFSET(INDIRECT($B42),0,MATCH('Output Escalated'!I$1,'Review Inputs'!$M$8:$Q$8)+6),IF(H191=0,H42,H42*(I191/H191)))","v":{"$error":"#VALUE!"}},{"$f":"IF(OFFSET(INDIRECT($B42),0,MATCH('Output Escalated'!J$1,'Review Inputs'!$M$8:$Q$8)+6)<>\"\",OFFSET(INDIRECT($B42),0,MATCH('Output Escalated'!J$1,'Review Inputs'!$M$8:$Q$8)+6),IF(I191=0,I42,I42*(J191/I191)))","v":{"$error":"#VALUE!"}},{"$f":"IF(OFFSET(INDIRECT($B42),0,MATCH('Output Escalated'!K$1,'Review Inputs'!$M$8:$Q$8)+6)<>\"\",OFFSET(INDIRECT($B42),0,MATCH('Output Escalated'!K$1,'Review Inputs'!$M$8:$Q$8)+6),IF(J191=0,J42,J42*(K191/J191)))","v":{"$error":"#VALUE!"}},{"$error":"#VALUE!"},{"$error":"#VALUE!"},{"$f":"M42*(1+INDIRECT(\"esc_factor_\"&$F42))","v":{"$error":"#VALUE!"}},{"$error":"#VALUE!"},{"$error":"#VALUE!"},{"$error":"#VALUE!"},{"$error":"#VALUE!"},{"$error":"#VALUE!"},{"$error":"#VALUE!"},{"$error":"#VALUE!"},{"$error":"#VALUE!"},{"$error":"#VALUE!"},{"$error":"#VALUE!"},{"$error":"#VALUE!"},{"$error":"#VALUE!"},{"$error":"#VALUE!"},{"$error":"#VALUE!"},{"$error":"#VALUE!"},{"$error":"#VALUE!"},{"$error":"#VALUE!"},{"$error":"#VALUE!"},{"$error":"#VALUE!"},{"$error":"#VALUE!"},{"$error":"#VALUE!"},{"$error":"#VALUE!"},{"$error":"#VALUE!"}]
[null,{"$f":"'Review Inputs'!B49","v":"p_input29"},"e_input29","Number of Meter Tamper Detections - Industrial","#","population",{"$f":"OFFSET(INDIRECT($B43),0,MATCH('Output Escalated'!G$1,'Review Inputs'!$M$8:$Q$8)+6)","v":""},{"$f":"IF(OFFSET(INDIRECT($B43),0,MATCH('Output Escalated'!H$1,'Review Inputs'!$M$8:$Q$8)+6)<>\"\",OFFSET(INDIRECT($B43),0,MATCH('Output Escalated'!H$1,'Review Inputs'!$M$8:$Q$8)+6),IF(G192=0,G43,G43*(H192/G192)))","v":{"$error":"#VALUE!"}},{"$f":"IF(OFFSET(INDIRECT($B43),0,MATCH('Output Escalated'!I$1,'Review Inputs'!$M$8:$Q$8)+6)<>\"\",OFFSET(INDIRECT($B43),0,MATCH('Output Escalated'!I$1,'Review Inputs'!$M$8:$Q$8)+6),IF(H192=0,H43,H43*(I192/H192)))","v":{"$error":"#VALUE!"}},{"$f":"IF(OFFSET(INDIRECT($B43),0,MATCH('Output Escalated'!J$1,'Review Inputs'!$M$8:$Q$8)+6)<>\"\",OFFSET(INDIRECT($B43),0,MATCH('Output Escalated'!J$1,'Review Inputs'!$M$8:$Q$8)+6),IF(I192=0,I43,I43*(J192/I192)))","v":{"$error":"#VALUE!"}},{"$f":"IF(OFFSET(INDIRECT($B43),0,MATCH('Output Escalated'!K$1,'Review Inputs'!$M$8:$Q$8)+6)<>\"\",OFFSET(INDIRECT($B43),0,MATCH('Output Escalated'!K$1,'Review Inputs'!$M$8:$Q$8)+6),IF(J192=0,J43,J43*(K192/J192)))","v":{"$error":"#VALUE!"}},{"$error":"#VALUE!"},{"$error":"#VALUE!"},{"$f":"M43*(1+INDIRECT(\"esc_factor_\"&$F43))","v":{"$error":"#VALUE!"}},{"$error":"#VALUE!"},{"$error":"#VALUE!"},{"$error":"#VALUE!"},{"$error":"#VALUE!"},{"$error":"#VALUE!"},{"$error":"#VALUE!"},{"$error":"#VALUE!"},{"$error":"#VALUE!"},{"$error":"#VALUE!"},{"$error":"#VALUE!"},{"$error":"#VALUE!"},{"$error":"#VALUE!"},{"$error":"#VALUE!"},{"$error":"#VALUE!"},{"$error":"#VALUE!"},{"$error":"#VALUE!"},{"$error":"#VALUE!"},{"$error":"#VALUE!"},{"$error":"#VALUE!"},{"$error":"#VALUE!"},{"$error":"#VALUE!"},{"$error":"#VALUE!"},{"$error":"#VALUE!"}]
[null,"p_input106","e_input106",{"$f":"INDIRECT(B44)","v":"Average Annual Customer Electricity Usage - Residential"},{"$f":"OFFSET(INDIRECT(B44),0,1)","v":"kWh"},"load",{"$f":"OFFSET(INDIRECT($B44),0,MATCH('Output Escalated'!G$1,'Review Inputs'!$M$8:$Q$8)+6)","v":""},{"$f":"IF(OFFSET(INDIRECT($B44),0,MATCH('Output Escalated'!H$1,'Review Inputs'!$M$8:$Q$8)+6)<>\"\",OFFSET(INDIRECT($B44),0,MATCH('Output Escalated'!H$1,'Review Inputs'!$M$8:$Q$8)+6),IF(G193=0,G44,G44*(H193/G193)))","v":{"$error":"#VALUE!"}},{"$f":"IF(OFFSET(INDIRECT($B44),0,MATCH('Output Escalated'!I$1,'Review Inputs'!$M$8:$Q$8)+6)<>\"\",OFFSET(INDIRECT($B44),0,MATCH('Output Escalated'!I$1,'Review Inputs'!$M$8:$Q$8)+6),IF(H193=0,H44,H44*(I193/H193)))","v":{"$error":"#VALUE!"}},{"$f":"IF(OFFSET(INDIRECT($B44),0,MATCH('Output Escalated'!J$1,'Review Inputs'!$M$8:$Q$8)+6)<>\"\",OFFSET(INDIRECT($B44),0,MATCH('Output Escalated'!J$1,'Review Inputs'!$M$8:$Q$8)+6),IF(I193=0,I44,I44*(J193/I193)))","v":{"$error":"#VALUE!"}},{"$f":"IF(OFFSET(INDIRECT($B44),0,MATCH('Output Escalated'!K$1,'Review Inputs'!$M$8:$Q$8)+6)<>\"\",OFFSET(INDIRECT($B44),0,MATCH('Output Escalated'!K$1,'Review Inputs'!$M$8:$Q$8)+6),IF(J193=0,J44,J44*(K193/J193)))","v":{"$error":"#VALUE!"}},{"$f":"K44*(1+INDIRECT(\"esc_factor_\"&$F44))","v":{"$error":"#VALUE!"}},{"$f":"L44*(1+INDIRECT(\"esc_factor_\"&$F44))","v":{"$error":"#VALUE!"}},{"$error":"#VALUE!"},{"$error":"#VALUE!"},{"$error":"#VALUE!"},{"$error":"#VALUE!"},{"$error":"#VALUE!"},{"$error":"#VALUE!"},{"$error":"#VALUE!"},{"$error":"#VALUE!"},{"$error":"#VALUE!"},{"$error":"#VALUE!"},{"$error":"#VALUE!"},{"$error":"#VALUE!"},{"$error":"#VALUE!"},{"$error":"#VALUE!"},{"$error":"#VALUE!"},{"$error":"#VALUE!"},{"$error":"#VALUE!"},{"$error":"#VALUE!"},{"$error":"#VALUE!"},{"$error":"#VALUE!"},{"$error":"#VALUE!"},{"$error":"#VALUE!"},{"$error":"#VALUE!"},{"$error":"#VALUE!"}]
[null,"p_input107","e_input107","Average Annual Customer Electricity Usage - Commercial","kWh","load",{"$f":"OFFSET(INDIRECT($B45),0,MATCH('Output Escalated'!G$1,'Review Inputs'!$M$8:$Q$8)+6)","v":""},{"$f":"IF(OFFSET(INDIRECT($B45),0,MATCH('Output Escalated'!H$1,'Review Inputs'!$M$8:$Q$8)+6)<>\"\",OFFSET(INDIRECT($B45),0,MATCH('Output Escalated'!H$1,'Review Inputs'!$M$8:$Q$8)+6),IF(G194=0,G45,G45*(H194/G194)))","v":{"$error":"#VALUE!"}},{"$f":"IF(OFFSET(INDIRECT($B45),0,MATCH('Output Escalated'!I$1,'Review Inputs'!$M$8:$Q$8)+6)<>\"\",OFFSET(INDIRECT($B45),0,MATCH('Output Escalated'!I$1,'Review Inputs'!$M$8:$Q$8)+6),IF(H194=0,H45,H45*(I194/H194)))","v":{"$error":"#VALUE!"}},{"$f":"IF(OFFSET(INDIRECT($B45),0,MATCH('Output Escalated'!J$1,'Review Inputs'!$M$8:$Q$8)+6)<>\"\",OFFSET(INDIRECT($B45),0,MATCH('Output Escalated'!J$1,'Review Inputs'!$M$8:$Q$8)+6),IF(I194=0,I45,I45*(J194/I194)))","v":{"$error":"#VALUE!"}},{"$f":"IF(OFFSET(INDIRECT($B45),0,MATCH('Output Escalated'!K$1,'Review Inputs'!$M$8:$Q$8)+6)<>\"\",OFFSET(INDIRECT($B45),0,MATCH('Output Escalated'!K$1,'Review Inputs'!$M$8:$Q$8)+6),IF(J194=0,J45,J45*(K194/J194)))","v":{"$error":"#VALUE!"}},{"$error":"#VALUE!"},{"$error":"#VALUE!"},{"$error":"#VALUE!"},{"$error":"#VALUE!"},{"$error":"#VALUE!"},{"$error":"#VALUE!"},{"$error":"#VALUE!"},{"$error":"#VALUE!"},{"$error":"#VALUE!"},{"$error":"#VALUE!"},{"$error":"#VALUE!"},{"$error":"#VALUE!"},{"$error":"#VALUE!"},{"$error":"#VALUE!"},{"$error":"#VALUE!"},{"$error":"#VALUE!"},{"$error":"#VALUE!"},{"$error":"#VALUE!"},{"$error":"#VALUE!"},{"$error":"#VALUE!"},{"$error":"#VALUE!"},{"$error":"#VALUE!"},{"$error":"#VALUE!"},{"$error":"#VALUE!"},{"$error":"#VALUE!"},{"$error":"#VALUE!"}]
[null,"p_input108","e_input108","Average Annual Customer Electricity Usage - Industrial","kWh","load",{"$f":"OFFSET(INDIRECT($B46),0,MATCH('Output Escalated'!G$1,'Review Inputs'!$M$8:$Q$8)+6)","v":""},{"$f":"IF(OFFSET(INDIRECT($B46),0,MATCH('Output Escalated'!H$1,'Review Inputs'!$M$8:$Q$8)+6)<>\"\",OFFSET(INDIRECT($B46),0,MATCH('Output Escalated'!H$1,'Review Inputs'!$M$8:$Q$8)+6),IF(G195=0,G46,G46*(H195/G195)))","v":{"$error":"#VALUE!"}},{"$f":"IF(OFFSET(INDIRECT($B46),0,MATCH('Output Escalated'!I$1,'Review Inputs'!$M$8:$Q$8)+6)<>\"\",OFFSET(INDIRECT($B46),0,MATCH('Output Escalated'!I$1,'Review Inputs'!$M$8:$Q$8)+6),IF(H195=0,H46,H46*(I195/H195)))","v":{"$error":"#VALUE!"}},{"$f":"IF(OFFSET(INDIRECT($B46),0,MATCH('Output Escalated'!J$1,'Review Inputs'!$M$8:$Q$8)+6)<>\"\",OFFSET(INDIRECT($B46),0,MATCH('Output Escalated'!J$1,'Review Inputs'!$M$8:$Q$8)+6),IF(I195=0,I46,I46*(J195/I195)))","v":{"$error":"#VALUE!"}},{"$f":"IF(OFFSET(INDIRECT($B46),0,MATCH('Output Escalated'!K$1,'Review Inputs'!$M$8:$Q$8)+6)<>\"\",OFFSET(INDIRECT($B46),0,MATCH('Output Escalated'!K$1,'Review Inputs'!$M$8:$Q$8)+6),IF(J195=0,J46,J46*(K195/J195)))","v":{"$error":"#VALUE!"}},{"$error":"#VALUE!"},{"$error":"#VALUE!"},{"$error":"#VALUE!"},{"$error":"#VALUE!"},{"$error":"#VALUE!"},{"$error":"#VALUE!"},{"$error":"#VALUE!"},{"$error":"#VALUE!"},{"$error":"#VALUE!"},{"$error":"#VALUE!"},{"$error":"#VALUE!"},{"$error":"#VALUE!"},{"$error":"#VALUE!"},{"$error":"#VALUE!"},{"$error":"#VALUE!"},{"$error":"#VALUE!"},{"$error":"#VALUE!"},{"$error":"#VALUE!"},{"$error":"#VALUE!"},{"$error":"#VALUE!"},{"$error":"#VALUE!"},{"$error":"#VALUE!"},{"$error":"#VALUE!"},{"$error":"#VALUE!"},{"$error":"#VALUE!"},{"$error":"#VALUE!"}]
[null,{"$f":"'Review Inputs'!B53","v":"p_input30"},"e_input30","Distribution Feeder Load","MVA","load",{"$f":"OFFSET(INDIRECT($B47),0,MATCH('Output Escalated'!G$1,'Review Inputs'!$M$8:$Q$8)+6)","v":""},{"$f":"IF(OFFSET(INDIRECT($B47),0,MATCH('Output Escalated'!H$1,'Review Inputs'!$M$8:$Q$8)+6)<>\"\",OFFSET(INDIRECT($B47),0,MATCH('Output Escalated'!H$1,'Review Inputs'!$M$8:$Q$8)+6),IF(G196=0,G47,G47*(H196/G196)))","v":{"$error":"#VALUE!"}},{"$f":"IF(OFFSET(INDIRECT($B47),0,MATCH('Output Escalated'!I$1,'Review Inputs'!$M$8:$Q$8)+6)<>\"\",OFFSET(INDIRECT($B47),0,MATCH('Output Escalated'!I$1,'Review Inputs'!$M$8:$Q$8)+6),IF(H196=0,H47,H47*(I196/H196)))","v":{"$error":"#VALUE!"}},{"$f":"IF(OFFSET(INDIRECT($B47),0,MATCH('Output Escalated'!J$1,'Review Inputs'!$M$8:$Q$8)+6)<>\"\",OFFSET(INDIRECT($B47),0,MATCH('Output Escalated'!J$1,'Review Inputs'!$M$8:$Q$8)+6),IF(I196=0,I47,I47*(J196/I196)))","v":{"$error":"#VALUE!"}},{"$f":"IF(OFFSET(INDIRECT($B47),0,MATCH('Output Escalated'!K$1,'Review Inputs'!$M$8:$Q$8)+6)<>\"\",OFFSET(INDIRECT($B47),0,MATCH('Output Escalated'!K$1,'Review Inputs'!$M$8:$Q$8)+6),IF(J196=0,J47,J47*(K196/J196)))","v":{"$error":"#VALUE!"}},{"$error":"#VALUE!"},{"$error":"#VALUE!"},{"$f":"M47*(1+INDIRECT(\"esc_factor_\"&$F47))","v":{"$error":"#VALUE!"}},{"$error":"#VALUE!"},{"$error":"#VALUE!"},{"$error":"#VALUE!"},{"$error":"#VALUE!"},{"$error":"#VALUE!"},{"$error":"#VALUE!"},{"$error":"#VALUE!"},{"$error":"#VALUE!"},{"$error":"#VALUE!"},{"$error":"#VALUE!"},{"$error":"#VALUE!"},{"$error":"#VALUE!"},{"$error":"#VALUE!"},{"$error":"#VALUE!"},{"$error":"#VALUE!"},{"$error":"#VALUE!"},{"$error":"#VALUE!"},{"$error":"#VALUE!"},{"$error":"#VALUE!"},{"$error":"#VALUE!"},{"$error":"#VALUE!"},{"$error":"#VALUE!"},{"$error":"#VALUE!"}]
[null,{"$f":"'Review Inputs'!B54","v":"p_input31"},"e_input31","Distribution Losses","%","none",{"$f":"OFFSET(INDIRECT($B48),0,MATCH('Output Escalated'!G$1,'Review Inputs'!$M$8:$Q$8)+6)","v":""},{"$f":"IF(OFFSET(INDIRECT($B48),0,MATCH('Output Escalated'!H$1,'Review Inputs'!$M$8:$Q$8)+6)<>\"\",OFFSET(INDIRECT($B48),0,MATCH('Output Escalated'!H$1,'Review Inputs'!$M$8:$Q$8)+6),IF(G197=0,G48,G48*(H197/G197)))","v":{"$error":"#VALUE!"}},{"$f":"IF(OFFSET(INDIRECT($B48),0,MATCH('Output Escalated'!I$1,'Review Inputs'!$M$8:$Q$8)+6)<>\"\",OFFSET(INDIRECT($B48),0,MATCH('Output Escalated'!I$1,'Review Inputs'!$M$8:$Q$8)+6),IF(H197=0,H48,H48*(I197/H197)))","v":{"$error":"#VALUE!"}},{"$f":"IF(OFFSET(INDIRECT($B48),0,MATCH('Output Escalated'!J$1,'Review Inputs'!$M$8:$Q$8)+6)<>\"\",OFFSET(INDIRECT($B48),0,MATCH('Output Escalated'!J$1,'Review Inputs'!$M$8:$Q$8)+6),IF(I197=0,I48,I48*(J197/I197)))","v":{"$error":"#VALUE!"}},{"$f":"IF(OFFSET(INDIRECT($B48),0,MATCH('Output Escalated'!K$1,'Review Inputs'!$M$8:$Q$8)+6)<>\"\",OFFSET(INDIRECT($B48),0,MATCH('Output Escalated'!K$1,'Review Inputs'!$M$8:$Q$8)+6),IF(J197=0,J48,J48*(K197/J197)))","v":{"$error":"#VALUE!"}},{"$error":"#VALUE!"},{"$error":"#VALUE!"},{"$f":"M48*(1+INDIRECT(\"esc_factor_\"&$F48))","v":{"$error":"#VALUE!"}},{"$error":"#VALUE!"},{"$error":"#VALUE!"},{"$error":"#VALUE!"},{"$error":"#VALUE!"},{"$error":"#VALUE!"},{"$error":"#VALUE!"},{"$error":"#VALUE!"},{"$error":"#VALUE!"},{"$error":"#VALUE!"},{"$error":"#VALUE!"},{"$error":"#VALUE!"},{"$error":"#VALUE!"},{"$error":"#VALUE!"},{"$error":"#VALUE!"},{"$error":"#VALUE!"},{"$error":"#VALUE!"},{"$error":"#VALUE!"},{"$error":"#VALUE!"},{"$error":"#VALUE!"},{"$error":"#VALUE!"},{"$error":"#VALUE!"},{"$error":"#VALUE!"},{"$error":"#VALUE!"}]
[null,{"$f":"'Review Inputs'!B55","v":"p_input32"},"e_input32","Transmission Line Load","MVA","load",{"$f":"OFFSET(INDIRECT($B49),0,MATCH('Output Escalated'!G$1,'Review Inputs'!$M$8:$Q$8)+6)","v":""},{"$f":"IF(OFFSET(INDIRECT($B49),0,MATCH('Output Escalated'!H$1,'Review Inputs'!$M$8:$Q$8)+6)<>\"\",OFFSET(INDIRECT($B49),0,MATCH('Output Escalated'!H$1,'Review Inputs'!$M$8:$Q$8)+6),IF(G198=0,G49,G49*(H198/G198)))","v":{"$error":"#VALUE!"}},{"$f":"IF(OFFSET(INDIRECT($B49),0,MATCH('Output Escalated'!I$1,'Review Inputs'!$M$8:$Q$8)+6)<>\"\",OFFSET(INDIRECT($B49),0,MATCH('Output Escalated'!I$1,'Review Inputs'!$M$8:$Q$8)+6),IF(H198=0,H49,H49*(I198/H198)))","v":{"$error":"#VALUE!"}},{"$f":"IF(OFFSET(INDIRECT($B49),0,MATCH('Output Escalated'!J$1,'Review Inputs'!$M$8:$Q$8)+6)<>\"\",OFFSET(INDIRECT($B49),0,MATCH('Output Escalated'!J$1,'Review Inputs'!$M$8:$Q$8)+6),IF(I198=0,I49,I49*(J198/I198)))","v":{"$error":"#VALUE!"}},{"$f":"IF(OFFSET(INDIRECT($B49),0,MATCH('Output Escalated'!K$1,'Review Inputs'!$M$8:$Q$8)+6)<>\"\",OFFSET(INDIRECT($B49),0,MATCH('Output Escalated'!K$1,'Review Inputs'!$M$8:$Q$8)+6),IF(J198=0,J49,J49*(K198/J198)))","v":{"$error":"#VALUE!"}},{"$error":"#VALUE!"},{"$error":"#VALUE!"},{"$f":"M49*(1+INDIRECT(\"esc_factor_\"&$F49))","v":{"$error":"#VALUE!"}},{"$error":"#VALUE!"},{"$error":"#VALUE!"},{"$error":"#VALUE!"},{"$error":"#VALUE!"},{"$error":"#VALUE!"},{"$error":"#VALUE!"},{"$error":"#VALUE!"},{"$error":"#VALUE!"},{"$error":"#VALUE!"},{"$error":"#VALUE!"},{"$error":"#VALUE!"},{"$error":"#VALUE!"},{"$error":"#VALUE!"},{"$error":"#VALUE!"},{"$error":"#VALUE!"},{"$error":"#VALUE!"},{"$error":"#VALUE!"},{"$error":"#VALUE!"},{"$error":"#VALUE!"},{"$error":"#VALUE!"},{"$error":"#VALUE!"},{"$error":"#VALUE!"},{"$error":"#VALUE!"}]
[null,{"$f":"'Review Inputs'!B56","v":"p_input34"},"e_input34","Transmission Losses","%","none",{"$f":"OFFSET(INDIRECT($B50),0,MATCH('Output Escalated'!G$1,'Review Inputs'!$M$8:$Q$8)+6)","v":""},{"$f":"IF(OFFSET(INDIRECT($B50),0,MATCH('Output Escalated'!H$1,'Review Inputs'!$M$8:$Q$8)+6)<>\"\",OFFSET(INDIRECT($B50),0,MATCH('Output Escalated'!H$1,'Review Inputs'!$M$8:$Q$8)+6),IF(G199=0,G50,G50*(H199/G199)))","v":{"$error":"#VALUE!"}},{"$f":"IF(OFFSET(INDIRECT($B50),0,MATCH('Output Escalated'!I$1,'Review Inputs'!$M$8:$Q$8)+6)<>\"\",OFFSET(INDIRECT($B50),0,MATCH('Output Escalated'!I$1,'Review Inputs'!$M$8:$Q$8)+6),IF(H199=0,H50,H50*(I199/H199)))","v":{"$error":"#VALUE!"}},{"$f":"IF(OFFSET(INDIRECT($B50),0,MATCH('Output Escalated'!J$1,'Review Inputs'!$M$8:$Q$8)+6)<>\"\",OFFSET(INDIRECT($B50),0,MATCH('Output Escalated'!J$1,'Review Inputs'!$M$8:$Q$8)+6),IF(I199=0,I50,I50*(J199/I199)))","v":{"$error":"#VALUE!"}},{"$f":"IF(OFFSET(INDIRECT($B50),0,MATCH('Output Escalated'!K$1,'Review Inputs'!$M$8:$Q$8)+6)<>\"\",OFFSET(INDIRECT($B50),0,MATCH('Output Escalated'!K$1,'Review Inputs'!$M$8:$Q$8)+6),IF(J199=0,J50,J50*(K199/J199)))","v":{"$error":"#VALUE!"}},{"$error":"#VALUE!"},{"$error":"#VALUE!"},{"$f":"M50*(1+INDIRECT(\"esc_factor_\"&$F50))","v":{"$error":"#VALUE!"}},{"$error":"#VALUE!"},{"$error":"#VALUE!"},{"$error":"#VALUE!"},{"$error":"#VALUE!"},{"$error":"#VALUE!"},{"$error":"#VALUE!"},{"$error":"#VALUE!"},{"$error":"#VALUE!"},{"$error":"#VALUE!"},{"$error":"#VALUE!"},{"$error":"#VALUE!"},{"$error":"#VALUE!"},{"$error":"#VALUE!"},{"$error":"#VALUE!"},{"$error":"#VALUE!"},{"$error":"#VALUE!"},{"$error":"#VALUE!"},{"$error":"#VALUE!"},{"$error":"#VALUE!"},{"$error":"#VALUE!"},{"$error":"#VALUE!"},{"$error":"#VALUE!"},{"$error":"#VALUE!"}]
[null,{"$f":"'Review Inputs'!B57","v":"p_input33"},"e_input33","Average Price of Wholesale Energy","$/kWh","energy_price",{"$f":"OFFSET(INDIRECT($B51),0,MATCH('Output Escalated'!G$1,'Review Inputs'!$M$8:$Q$8)+6)","v":""},{"$f":"IF(OFFSET(INDIRECT($B51),0,MATCH('Output Escalated'!H$1,'Review Inputs'!$M$8:$Q$8)+6)<>\"\",OFFSET(INDIRECT($B51),0,MATCH('Output Escalated'!H$1,'Review Inputs'!$M$8:$Q$8)+6),IF(G200=0,G51,G51*(H200/G200)))","v":{"$error":"#VALUE!"}},{"$f":"IF(OFFSET(INDIRECT($B51),0,MATCH('Output Escalated'!I$1,'Review Inputs'!$M$8:$Q$8)+6)<>\"\",OFFSET(INDIRECT($B51),0,MATCH('Output Escalated'!I$1,'Review Inputs'!$M$8:$Q$8)+6),IF(H200=0,H51,H51*(I200/H200)))","v":{"$error":"#VALUE!"}},{"$f":"IF(OFFSET(INDIRECT($B51),0,MATCH('Output Escalated'!J$1,'Review Inputs'!$M$8:$Q$8)+6)<>\"\",OFFSET(INDIRECT($B51),0,MATCH('Output Escalated'!J$1,'Review Inputs'!$M$8:$Q$8)+6),IF(I200=0,I51,I51*(J200/I200)))","v":{"$error":"#VALUE!"}},{"$f":"IF(OFFSET(INDIRECT($B51),0,MATCH('Output Escalated'!K$1,'Review Inputs'!$M$8:$Q$8)+6)<>\"\",OFFSET(INDIRECT($B51),0,MATCH('Output Escalated'!K$1,'Review Inputs'!$M$8:$Q$8)+6),IF(J200=0,J51,J51*(K200/J200)))","v":{"$error":"#VALUE!"}},{"$error":"#VALUE!"},{"$error":"#VALUE!"},{"$f":"M51*(1+INDIRECT(\"esc_factor_\"&$F51))","v":{"$error":"#VALUE!"}},{"$error":"#VALUE!"},{"$error":"#VALUE!"},{"$error":"#VALUE!"},{"$error":"#VALUE!"},{"$error":"#VALUE!"},{"$error":"#VALUE!"},{"$error":"#VALUE!"},{"$error":"#VALUE!"},{"$error":"#VALUE!"},{"$error":"#VALUE!"},{"$error":"#VALUE!"},{"$error":"#VALUE!"},{"$error":"#VALUE!"},{"$error":"#VALUE!"},{"$error":"#VALUE!"},{"$error":"#VALUE!"},{"$error":"#VALUE!"},{"$error":"#VALUE!"},{"$error":"#VALUE!"},{"$error":"#VALUE!"},{"$error":"#VALUE!"},{"$error":"#VALUE!"},{"$error":"#VALUE!"}]
[null,{"$f":"'Review Inputs'!B58","v":"p_input35"},"e_input35","Total Residential Electricity Cost","$","energy_population",{"$f":"OFFSET(INDIRECT($B52),0,MATCH('Output Escalated'!G$1,'Review Inputs'!$M$8:$Q$8)+6)","v":""},{"$f":"IF(OFFSET(INDIRECT($B52),0,MATCH('Output Escalated'!H$1,'Review Inputs'!$M$8:$Q$8)+6)<>\"\",OFFSET(INDIRECT($B52),0,MATCH('Output Escalated'!H$1,'Review Inputs'!$M$8:$Q$8)+6),IF(G201=0,G52,G52*(H201/G201)))","v":{"$error":"#VALUE!"}},{"$f":"IF(OFFSET(INDIRECT($B52),0,MATCH('Output Escalated'!I$1,'Review Inputs'!$M$8:$Q$8)+6)<>\"\",OFFSET(INDIRECT($B52),0,MATCH('Output Escalated'!I$1,'Review Inputs'!$M$8:$Q$8)+6),IF(H201=0,H52,H52*(I201/H201)))","v":{"$error":"#VALUE!"}},{"$f":"IF(OFFSET(INDIRECT($B52),0,MATCH('Output Escalated'!J$1,'Review Inputs'!$M$8:$Q$8)+6)<>\"\",OFFSET(INDIRECT($B52),0,MATCH('Output Escalated'!J$1,'Review Inputs'!$M$8:$Q$8)+6),IF(I201=0,I52,I52*(J201/I201)))","v":{"$error":"#VALUE!"}},{"$f":"IF(OFFSET(INDIRECT($B52),0,MATCH('Output Escalated'!K$1,'Review Inputs'!$M$8:$Q$8)+6)<>\"\",OFFSET(INDIRECT($B52),0,MATCH('Output Escalated'!K$1,'Review Inputs'!$M$8:$Q$8)+6),IF(J201=0,J52,J52*(K201/J201)))","v":{"$error":"#VALUE!"}},{"$error":"#VALUE!"},{"$error":"#VALUE!"},{"$f":"M52*(1+INDIRECT(\"esc_factor_\"&$F52))","v":{"$error":"#VALUE!"}},{"$error":"#VALUE!"},{"$error":"#VALUE!"},{"$error":"#VALUE!"},{"$error":"#VALUE!"},{"$error":"#VALUE!"},{"$error":"#VALUE!"},{"$error":"#VALUE!"},{"$error":"#VALUE!"},{"$error":"#VALUE!"},{"$error":"#VALUE!"},{"$error":"#VALUE!"},{"$error":"#VALUE!"},{"$error":"#VALUE!"},{"$error":"#VALUE!"},{"$error":"#VALUE!"},{"$error":"#VALUE!"},{"$error":"#VALUE!"},{"$error":"#VALUE!"},{"$error":"#VALUE!"},{"$error":"#VALUE!"},{"$error":"#VALUE!"},{"$error":"#VALUE!"},{"$error":"#VALUE!"}]
[null,{"$f":"'Review Inputs'!B59","v":"p_input36"},"e_input36","Total Commercial Electricity Cost","$","energy_population",{"$f":"OFFSET(INDIRECT($B53),0,MATCH('Output Escalated'!G$1,'Review Inputs'!$M$8:$Q$8)+6)","v":""},{"$f":"IF(OFFSET(INDIRECT($B53),0,MATCH('Output Escalated'!H$1,'Review Inputs'!$M$8:$Q$8)+6)<>\"\",OFFSET(INDIRECT($B53),0,MATCH('Output Escalated'!H$1,'Review Inputs'!$M$8:$Q$8)+6),IF(G202=0,G53,G53*(H202/G202)))","v":{"$error":"#VALUE!"}},{"$f":"IF(OFFSET(INDIRECT($B53),0,MATCH('Output Escalated'!I$1,'Review Inputs'!$M$8:$Q$8)+6)<>\"\",OFFSET(INDIRECT($B53),0,MATCH('Output Escalated'!I$1,'Review Inputs'!$M$8:$Q$8)+6),IF(H202=0,H53,H53*(I202/H202)))","v":{"$error":"#VALUE!"}},{"$f":"IF(OFFSET(INDIRECT($B53),0,MATCH('Output Escalated'!J$1,'Review Inputs'!$M$8:$Q$8)+6)<>\"\",OFFSET(INDIRECT($B53),0,MATCH('Output Escalated'!J$1,'Review Inputs'!$M$8:$Q$8)+6),IF(I202=0,I53,I53*(J202/I202)))","v":{"$error":"#VALUE!"}},{"$f":"IF(OFFSET(INDIRECT($B53),0,MATCH('Output Escalated'!K$1,'Review Inputs'!$M$8:$Q$8)+6)<>\"\",OFFSET(INDIRECT($B53),0,MATCH('Output Escalated'!K$1,'Review Inputs'!$M$8:$Q$8)+6),IF(J202=0,J53,J53*(K202/J202)))","v":{"$error":"#VALUE!"}},{"$error":"#VALUE!"},{"$error":"#VALUE!"},{"$f":"M53*(1+INDIRECT(\"esc_factor_\"&$F53))","v":{"$error":"#VALUE!"}},{"$error":"#VALUE!"},{"$error":"#VALUE!"},{"$error":"#VALUE!"},{"$error":"#VALUE!"},{"$error":"#VALUE!"},{"$error":"#VALUE!"},{"$error":"#VALUE!"},{"$error":"#VALUE!"},{"$error":"#VALUE!"},{"$error":"#VALUE!"},{"$error":"#VALUE!"},{"$error":"#VALUE!"},{"$error":"#VALUE!"},{"$error":"#VALUE!"},{"$error":"#VALUE!"},{"$error":"#VALUE!"},{"$error":"#VALUE!"},{"$error":"#VALUE!"},{"$error":"#VALUE!"},{"$error":"#VALUE!"},{"$error":"#VALUE!"},{"$error":"#VALUE!"},{"$error":"#VALUE!"}]
[null,{"$f":"'Review Inputs'!B60","v":"p_input37"},"e_input37","Total Industrial Electricity Cost","$","energy_population",{"$f":"OFFSET(INDIRECT($B54),0,MATCH('Output Escalated'!G$1,'Review Inputs'!$M$8:$Q$8)+6)","v":""},{"$f":"IF(OFFSET(INDIRECT($B54),0,MATCH('Output Escalated'!H$1,'Review Inputs'!$M$8:$Q$8)+6)<>\"\",OFFSET(INDIRECT($B54),0,MATCH('Output Escalated'!H$1,'Review Inputs'!$M$8:$Q$8)+6),IF(G203=0,G54,G54*(H203/G203)))","v":{"$error":"#VALUE!"}},{"$f":"IF(OFFSET(INDIRECT($B54),0,MATCH('Output Escalated'!I$1,'Review Inputs'!$M$8:$Q$8)+6)<>\"\",OFFSET(INDIRECT($B54),0,MATCH('Output Escalated'!I$1,'Review Inputs'!$M$8:$Q$8)+6),IF(H203=0,H54,H54*(I203/H203)))","v":{"$error":"#VALUE!"}},{"$f":"IF(OFFSET(INDIRECT($B54),0,MATCH('Output Escalated'!J$1,'Review Inputs'!$M$8:$Q$8)+6)<>\"\",OFFSET(INDIRECT($B54),0,MATCH('Output Escalated'!J$1,'Review Inputs'!$M$8:$Q$8)+6),IF(I203=0,I54,I54*(J203/I203)))","v":{"$error":"#VALUE!"}},{"$f":"IF(OFFSET(INDIRECT($B54),0,MATCH('Output Escalated'!K$1,'Review Inputs'!$M$8:$Q$8)+6)<>\"\",OFFSET(INDIRECT($B54),0,MATCH('Output Escalated'!K$1,'Review Inputs'!$M$8:$Q$8)+6),IF(J203=0,J54,J54*(K203/J203)))","v":{"$error":"#VALUE!"}},{"$error":"#VALUE!"},{"$error":"#VALUE!"},{"$f":"M54*(1+INDIRECT(\"esc_factor_\"&$F54))","v":{"$error":"#VALUE!"}},{"$error":"#VALUE!"},{"$error":"#VALUE!"},{"$error":"#VALUE!"},{"$error":"#VALUE!"},{"$error":"#VALUE!"},{"$error":"#VALUE!"},{"$error":"#VALUE!"},{"$error":"#VALUE!"},{"$error":"#VALUE!"},{"$error":"#VALUE!"},{"$error":"#VALUE!"},{"$error":"#VALUE!"},{"$error":"#VALUE!"},{"$error":"#VALUE!"},{"$error":"#VALUE!"},{"$error":"#VALUE!"},{"$error":"#VALUE!"},{"$error":"#VALUE!"},{"$error":"#VALUE!"},{"$error":"#VALUE!"},{"$error":"#VALUE!"},{"$error":"#VALUE!"},{"$error":"#VALUE!"}]
[null,{"$f":"'Review Inputs'!B61","v":"p_input38"},"e_input38","SAIDI (system)","Index","none",{"$f":"OFFSET(INDIRECT($B55),0,MATCH('Output Escalated'!G$1,'Review Inputs'!$M$8:$Q$8)+6)","v":""},{"$f":"IF(OFFSET(INDIRECT($B55),0,MATCH('Output Escalated'!H$1,'Review Inputs'!$M$8:$Q$8)+6)<>\"\",OFFSET(INDIRECT($B55),0,MATCH('Output Escalated'!H$1,'Review Inputs'!$M$8:$Q$8)+6),IF(G204=0,G55,G55*(H204/G204)))","v":{"$error":"#VALUE!"}},{"$f":"IF(OFFSET(INDIRECT($B55),0,MATCH('Output Escalated'!I$1,'Review Inputs'!$M$8:$Q$8)+6)<>\"\",OFFSET(INDIRECT($B55),0,MATCH('Output Escalated'!I$1,'Review Inputs'!$M$8:$Q$8)+6),IF(H204=0,H55,H55*(I204/H204)))","v":{"$error":"#VALUE!"}},{"$f":"IF(OFFSET(INDIRECT($B55),0,MATCH('Output Escalated'!J$1,'Review Inputs'!$M$8:$Q$8)+6)<>\"\",OFFSET(INDIRECT($B55),0,MATCH('Output Escalated'!J$1,'Review Inputs'!$M$8:$Q$8)+6),IF(I204=0,I55,I55*(J204/I204)))","v":{"$error":"#VALUE!"}},{"$f":"IF(OFFSET(INDIRECT($B55),0,MATCH('Output Escalated'!K$1,'Review Inputs'!$M$8:$Q$8)+6)<>\"\",OFFSET(INDIRECT($B55),0,MATCH('Output Escalated'!K$1,'Review Inputs'!$M$8:$Q$8)+6),IF(J204=0,J55,J55*(K204/J204)))","v":{"$error":"#VALUE!"}},{"$f":"AVERAGE(I55:K55)","v":{"$error":"#VALUE!"}},{"$f":"L55","v":{"$error":"#VALUE!"}},{"$f":"M55","v":{"$error":"#VALUE!"}},{"$error":"#VALUE!"},{"$error":"#VALUE!"},{"$error":"#VALUE!"},{"$error":"#VALUE!"},{"$error":"#VALUE!"},{"$error":"#VALUE!"},{"$error":"#VALUE!"},{"$error":"#VALUE!"},{"$error":"#VALUE!"},{"$error":"#VALUE!"},{"$error":"#VALUE!"},{"$error":"#VALUE!"},{"$error":"#VALUE!"},{"$error":"#VALUE!"},{"$error":"#VALUE!"},{"$error":"#VALUE!"},{"$error":"#VALUE!"},{"$error":"#VALUE!"},{"$error":"#VALUE!"},{"$error":"#VALUE!"},{"$error":"#VALUE!"},{"$error":"#VALUE!"},{"$error":"#VALUE!"}]
[null,{"$f":"'Review Inputs'!B62","v":"p_input39"},"e_input39","CAIDI (system)","Index","none",{"$f":"OFFSET(INDIRECT($B56),0,MATCH('Output Escalated'!G$1,'Review Inputs'!$M$8:$Q$8)+6)","v":""},{"$f":"IF(OFFSET(INDIRECT($B56),0,MATCH('Output Escalated'!H$1,'Review Inputs'!$M$8:$Q$8)+6)<>\"\",OFFSET(INDIRECT($B56),0,MATCH('Output Escalated'!H$1,'Review Inputs'!$M$8:$Q$8)+6),IF(G205=0,G56,G56*(H205/G205)))","v":{"$error":"#VALUE!"}},{"$f":"IF(OFFSET(INDIRECT($B56),0,MATCH('Output Escalated'!I$1,'Review Inputs'!$M$8:$Q$8)+6)<>\"\",OFFSET(INDIRECT($B56),0,MATCH('Output Escalated'!I$1,'Review Inputs'!$M$8:$Q$8)+6),IF(H205=0,H56,H56*(I205/H205)))","v":{"$error":"#VALUE!"}},{"$f":"IF(OFFSET(INDIRECT($B56),0,MATCH('Output Escalated'!J$1,'Review Inputs'!$M$8:$Q$8)+6)<>\"\",OFFSET(INDIRECT($B56),0,MATCH('Output Escalated'!J$1,'Review Inputs'!$M$8:$Q$8)+6),IF(I205=0,I56,I56*(J205/I205)))","v":{"$error":"#VALUE!"}},{"$f":"IF(OFFSET(INDIRECT($B56),0,MATCH('Output Escalated'!K$1,'Review Inputs'!$M$8:$Q$8)+6)<>\"\",OFFSET(INDIRECT($B56),0,MATCH('Output Escalated'!K$1,'Review Inputs'!$M$8:$Q$8)+6),IF(J205=0,J56,J56*(K205/J205)))","v":{"$error":"#VALUE!"}},{"$f":"AVERAGE(I56:K56)","v":{"$error":"#VALUE!"}},{"$f":"L56","v":{"$error":"#VALUE!"}},{"$error":"#VALUE!"},{"$error":"#VALUE!"},{"$error":"#VALUE!"},{"$error":"#VALUE!"},{"$error":"#VALUE!"},{"$error":"#VALUE!"},{"$error":"#VALUE!"},{"$error":"#VALUE!"},{"$error":"#VALUE!"},{"$error":"#VALUE!"},{"$error":"#VALUE!"},{"$error":"#VALUE!"},{"$error":"#VALUE!"},{"$error":"#VALUE!"},{"$error":"#VALUE!"},{"$error":"#VALUE!"},{"$error":"#VALUE!"},{"$error":"#VALUE!"},{"$error":"#VALUE!"},{"$error":"#VALUE!"},{"$error":"#VALUE!"},{"$error":"#VALUE!"},{"$error":"#VALUE!"},{"$error":"#VALUE!"}]
[null,{"$f":"'Review Inputs'!B63","v":"p_input99"},"e_input99","SAIDI (Impacted Feeders or Lines)","Index","none",{"$f":"OFFSET(INDIRECT($B57),0,MATCH('Output Escalated'!G$1,'Review Inputs'!$M$8:$Q$8)+6)","v":""},{"$f":"IF(OFFSET(INDIRECT($B57),0,MATCH('Output Escalated'!H$1,'Review Inputs'!$M$8:$Q$8)+6)<>\"\",OFFSET(INDIRECT($B57),0,MATCH('Output Escalated'!H$1,'Review Inputs'!$M$8:$Q$8)+6),IF(G206=0,G57,G57*(H206/G206)))","v":{"$error":"#VALUE!"}},{"$f":"IF(OFFSET(INDIRECT($B57),0,MATCH('Output Escalated'!I$1,'Review Inputs'!$M$8:$Q$8)+6)<>\"\",OFFSET(INDIRECT($B57),0,MATCH('Output Escalated'!I$1,'Review Inputs'!$M$8:$Q$8)+6),IF(H206=0,H57,H57*(I206/H206)))","v":{"$error":"#VALUE!"}},{"$f":"IF(OFFSET(INDIRECT($B57),0,MATCH('Output Escalated'!J$1,'Review Inputs'!$M$8:$Q$8)+6)<>\"\",OFFSET(INDIRECT($B57),0,MATCH('Output Escalated'!J$1,'Review Inputs'!$M$8:$Q$8)+6),IF(I206=0,I57,I57*(J206/I206)))","v":{"$error":"#VALUE!"}},{"$f":"IF(OFFSET(INDIRECT($B57),0,MATCH('Output Escalated'!K$1,'Review Inputs'!$M$8:$Q$8)+6)<>\"\",OFFSET(INDIRECT($B57),0,MATCH('Output Escalated'!K$1,'Review Inputs'!$M$8:$Q$8)+6),IF(J206=0,J57,J57*(K206/J206)))","v":{"$error":"#VALUE!"}},{"$f":"AVERAGE(I57:K57)","v":{"$error":"#VALUE!"}},{"$error":"#VALUE!"},{"$error":"#VALUE!"},{"$error":"#VALUE!"},{"$error":"#VALUE!"},{"$error":"#VALUE!"},{"$error":"#VALUE!"},{"$error":"#VALUE!"},{"$error":"#VALUE!"},{"$error":"#VALUE!"},{"$error":"#VALUE!"},{"$error":"#VALUE!"},{"$error":"#VALUE!"},{"$error":"#VALUE!"},{"$error":"#VALUE!"},{"$error":"#VALUE!"},{"$error":"#VALUE!"},{"$error":"#VALUE!"},{"$error":"#VALUE!"},{"$error":"#VALUE!"},{"$error":"#VALUE!"},{"$error":"#VALUE!"},{"$error":"#VALUE!"},{"$error":"#VALUE!"},{"$error":"#VALUE!"},{"$error":"#VALUE!"}]
[null,{"$f":"'Review Inputs'!B64","v":"p_input100"},"e_input100","CAIDI (Impacted Feeders or Lines)","Index","none",{"$f":"OFFSET(INDIRECT($B58),0,MATCH('Output Escalated'!G$1,'Review Inputs'!$M$8:$Q$8)+6)","v":""},{"$f":"IF(OFFSET(INDIRECT($B58),0,MATCH('Output Escalated'!H$1,'Review Inputs'!$M$8:$Q$8)+6)<>\"\",OFFSET(INDIRECT($B58),0,MATCH('Output Escalated'!H$1,'Review Inputs'!$M$8:$Q$8)+6),IF(G207=0,G58,G58*(H207/G207)))","v":{"$error":"#VALUE!"}},{"$f":"IF(OFFSET(INDIRECT($B58),0,MATCH('Output Escalated'!I$1,'Review Inputs'!$M$8:$Q$8)+6)<>\"\",OFFSET(INDIRECT($B58),0,MATCH('Output Escalated'!I$1,'Review Inputs'!$M$8:$Q$8)+6),IF(H207=0,H58,H58*(I207/H207)))","v":{"$error":"#VALUE!"}},{"$f":"IF(OFFSET(INDIRECT($B58),0,MATCH('Output Escalated'!J$1,'Review Inputs'!$M$8:$Q$8)+6)<>\"\",OFFSET(INDIRECT($B58),0,MATCH('Output Escalated'!J$1,'Review Inputs'!$M$8:$Q$8)+6),IF(I207=0,I58,I58*(J207/I207)))","v":{"$error":"#VALUE!"}},{"$f":"IF(OFFSET(INDIRECT($B58),0,MATCH('Output Escalated'!K$1,'Review Inputs'!$M$8:$Q$8)+6)<>\"\",OFFSET(INDIRECT($B58),0,MATCH('Output Escalated'!K$1,'Review Inputs'!$M$8:$Q$8)+6),IF(J207=0,J58,J58*(K207/J207)))","v":{"$error":"#VALUE!"}},{"$error":"#VALUE!"},{"$error":"#VALUE!"},{"$error":"#VALUE!"},{"$error":"#VALUE!"},{"$error":"#VALUE!"},{"$error":"#VALUE!"},{"$error":"#VALUE!"},{"$error":"#VALUE!"},{"$error":"#VALUE!"},{"$error":"#VALUE!"},{"$error":"#VALUE!"},{"$error":"#VALUE!"},{"$error":"#VALUE!"},{"$error":"#VALUE!"},{"$error":"#VALUE!"},{"$error":"#VALUE!"},{"$error":"#VALUE!"},{"$error":"#VALUE!"},{"$error":"#VALUE!"},{"$error":"#VALUE!"},{"$error":"#VALUE!"},{"$error":"#VALUE!"},{"$error":"#VALUE!"},{"$error":"#VALUE!"},{"$error":"#VALUE!"},{"$error":"#VALUE!"}]
[null,{"$f":"'Review Inputs'!B65","v":"p_input41"},"e_input41","Total Residential Customers Served by Impacted Feeders or Lines","#","none",{"$f":"OFFSET(INDIRECT($B59),0,MATCH('Output Escalated'!G$1,'Review Inputs'!$M$8:$Q$8)+6)","v":""},{"$f":"IF(OFFSET(INDIRECT($B59),0,MATCH('Output Escalated'!H$1,'Review Inputs'!$M$8:$Q$8)+6)<>\"\",OFFSET(INDIRECT($B59),0,MATCH('Output Escalated'!H$1,'Review Inputs'!$M$8:$Q$8)+6),IF(G208=0,G59,G59*(H208/G208)))","v":{"$error":"#VALUE!"}},{"$f":"IF(OFFSET(INDIRECT($B59),0,MATCH('Output Escalated'!I$1,'Review Inputs'!$M$8:$Q$8)+6)<>\"\",OFFSET(INDIRECT($B59),0,MATCH('Output Escalated'!I$1,'Review Inputs'!$M$8:$Q$8)+6),IF(H208=0,H59,H59*(I208/H208)))","v":{"$error":"#VALUE!"}},{"$f":"IF(OFFSET(INDIRECT($B59),0,MATCH('Output Escalated'!J$1,'Review Inputs'!$M$8:$Q$8)+6)<>\"\",OFFSET(INDIRECT($B59),0,MATCH('Output Escalated'!J$1,'Review Inputs'!$M$8:$Q$8)+6),IF(I208=0,I59,I59*(J208/I208)))","v":{"$error":"#VALUE!"}},{"$f":"IF(OFFSET(INDIRECT($B59),0,MATCH('Output Escalated'!K$1,'Review Inputs'!$M$8:$Q$8)+6)<>\"\",OFFSET(INDIRECT($B59),0,MATCH('Output Escalated'!K$1,'Review Inputs'!$M$8:$Q$8)+6),IF(J208=0,J59,J59*(K208/J208)))","v":{"$error":"#VALUE!"}},{"$error":"#VALUE!"},{"$error":"#VALUE!"},{"$f":"M59*(1+INDIRECT(\"esc_factor_\"&$F59))","v":{"$error":"#VALUE!"}},{"$error":"#VALUE!"},{"$error":"#VALUE!"},{"$error":"#VALUE!"},{"$error":"#VALUE!"},{"$error":"#VALUE!"},{"$error":"#VALUE!"},{"$error":"#VALUE!"},{"$error":"#VALUE!"},{"$error":"#VALUE!"},{"$error":"#VALUE!"},{"$error":"#VALUE!"},{"$error":"#VALUE!"},{"$error":"#VALUE!"},{"$error":"#VALUE!"},{"$error":"#VALUE!"},{"$error":"#VALUE!"},{"$error":"#VALUE!"},{"$error":"#VALUE!"},{"$error":"#VALUE!"},{"$error":"#VALUE!"},{"$error":"#VALUE!"},{"$error":"#VALUE!"},{"$error":"#VALUE!"}]
[null,{"$f":"'Review Inputs'!B66","v":"p_input42"},"e_input42","Total Commercial Customers Served by Impacted Feeders or Lines","#","none",{"$f":"OFFSET(INDIRECT($B60),0,MATCH('Output Escalated'!G$1,'Review Inputs'!$M$8:$Q$8)+6)","v":""},{"$f":"IF(OFFSET(INDIRECT($B60),0,MATCH('Output Escalated'!H$1,'Review Inputs'!$M$8:$Q$8)+6)<>\"\",OFFSET(INDIRECT($B60),0,MATCH('Output Escalated'!H$1,'Review Inputs'!$M$8:$Q$8)+6),IF(G209=0,G60,G60*(H209/G209)))","v":{"$error":"#VALUE!"}},{"$f":"IF(OFFSET(INDIRECT($B60),0,MATCH('Output Escalated'!I$1,'Review Inputs'!$M$8:$Q$8)+6)<>\"\",OFFSET(INDIRECT($B60),0,MATCH('Output Escalated'!I$1,'Review Inputs'!$M$8:$Q$8)+6),IF(H209=0,H60,H60*(I209/H209)))","v":{"$error":"#VALUE!"}},{"$f":"IF(OFFSET(INDIRECT($B60),0,MATCH('Output Escalated'!J$1,'Review Inputs'!$M$8:$Q$8)+6)<>\"\",OFFSET(INDIRECT($B60),0,MATCH('Output Escalated'!J$1,'Review Inputs'!$M$8:$Q$8)+6),IF(I209=0,I60,I60*(J209/I209)))","v":{"$error":"#VALUE!"}},{"$f":"IF(OFFSET(INDIRECT($B60),0,MATCH('Output Escalated'!K$1,'Review Inputs'!$M$8:$Q$8)+6)<>\"\",OFFSET(INDIRECT($B60),0,MATCH('Output Escalated'!K$1,'Review Inputs'!$M$8:$Q$8)+6),IF(J209=0,J60,J60*(K209/J209)))","v":{"$error":"#VALUE!"}},{"$error":"#VALUE!"},{"$error":"#VALUE!"},{"$f":"M60*(1+INDIRECT(\"esc_factor_\"&$F60))","v":{"$error":"#VALUE!"}},{"$error":"#VALUE!"},{"$error":"#VALUE!"},{"$error":"#VALUE!"},{"$error":"#VALUE!"},{"$error":"#VALUE!"},{"$error":"#VALUE!"},{"$error":"#VALUE!"},{"$error":"#VALUE!"},{"$error":"#VALUE!"},{"$error":"#VALUE!"},{"$error":"#VALUE!"},{"$error":"#VALUE!"},{"$error":"#VALUE!"},{"$error":"#VALUE!"},{"$error":"#VALUE!"},{"$error":"#VALUE!"},{"$error":"#VALUE!"},{"$error":"#VALUE!"},{"$error":"#VALUE!"},{"$error":"#VALUE!"},{"$error":"#VALUE!"},{"$error":"#VALUE!"},{"$error":"#VALUE!"}]
[null,{"$f":"'Review Inputs'!B67","v":"p_input44"},"e_input44","Total Industrial Customers Served by Impacted Feeders or Lines","#","none",{"$f":"OFFSET(INDIRECT($B61),0,MATCH('Output Escalated'!G$1,'Review Inputs'!$M$8:$Q$8)+6)","v":""},{"$f":"IF(OFFSET(INDIRECT($B61),0,MATCH('Output Escalated'!H$1,'Review Inputs'!$M$8:$Q$8)+6)<>\"\",OFFSET(INDIRECT($B61),0,MATCH('Output Escalated'!H$1,'Review Inputs'!$M$8:$Q$8)+6),IF(G210=0,G61,G61*(H210/G210)))","v":{"$error":"#VALUE!"}},{"$f":"IF(OFFSET(INDIRECT($B61),0,MATCH('Output Escalated'!I$1,'Review Inputs'!$M$8:$Q$8)+6)<>\"\",OFFSET(INDIRECT($B61),0,MATCH('Output Escalated'!I$1,'Review Inputs'!$M$8:$Q$8)+6),IF(H210=0,H61,H61*(I210/H210)))","v":{"$error":"#VALUE!"}},{"$f":"IF(OFFSET(INDIRECT($B61),0,MATCH('Output Escalated'!J$1,'Review Inputs'!$M$8:$Q$8)+6)<>\"\",OFFSET(INDIRECT($B61),0,MATCH('Output Escalated'!J$1,'Review Inputs'!$M$8:$Q$8)+6),IF(I210=0,I61,I61*(J210/I210)))","v":{"$error":"#VALUE!"}},{"$f":"IF(OFFSET(INDIRECT($B61),0,MATCH('Output Escalated'!K$1,'Review Inputs'!$M$8:$Q$8)+6)<>\"\",OFFSET(INDIRECT($B61),0,MATCH('Output Escalated'!K$1,'Review Inputs'!$M$8:$Q$8)+6),IF(J210=0,J61,J61*(K210/J210)))","v":{"$error":"#VALUE!"}},{"$error":"#VALUE!"},{"$error":"#VALUE!"},{"$f":"M61*(1+INDIRECT(\"esc_factor_\"&$F61))","v":{"$error":"#VALUE!"}},{"$error":"#VALUE!"},{"$error":"#VALUE!"},{"$error":"#VALUE!"},{"$error":"#VALUE!"},{"$error":"#VALUE!"},{"$error":"#VALUE!"},{"$error":"#VALUE!"},{"$error":"#VALUE!"},{"$error":"#VALUE!"},{"$error":"#VALUE!"},{"$error":"#VALUE!"},{"$error":"#VALUE!"},{"$error":"#VALUE!"},{"$error":"#VALUE!"},{"$error":"#VALUE!"},{"$error":"#VALUE!"},{"$error":"#VALUE!"},{"$error":"#VALUE!"},{"$error":"#VALUE!"},{"$error":"#VALUE!"},{"$error":"#VALUE!"},{"$error":"#VALUE!"},{"$error":"#VALUE!"}]
[null,{"$f":"'Review Inputs'!B68","v":"p_input50"},"e_input50","Outage Time of Major Outage - Residential","hr","none",{"$f":"OFFSET(INDIRECT($B62),0,MATCH('Output Escalated'!G$1,'Review Inputs'!$M$8:$Q$8)+6)","v":""},{"$f":"IF(OFFSET(INDIRECT($B62),0,MATCH('Output Escalated'!H$1,'Review Inputs'!$M$8:$Q$8)+6)<>\"\",OFFSET(INDIRECT($B62),0,MATCH('Output Escalated'!H$1,'Review Inputs'!$M$8:$Q$8)+6),IF(G211=0,G62,G62*(H211/G211)))","v":{"$error":"#VALUE!"}},{"$f":"IF(OFFSET(INDIRECT($B62),0,MATCH('Output Escalated'!I$1,'Review Inputs'!$M$8:$Q$8)+6)<>\"\",OFFSET(INDIRECT($B62),0,MATCH('Output Escalated'!I$1,'Review Inputs'!$M$8:$Q$8)+6),IF(H211=0,H62,H62*(I211/H211)))","v":{"$error":"#VALUE!"}},{"$f":"IF(OFFSET(INDIRECT($B62),0,MATCH('Output Escalated'!J$1,'Review Inputs'!$M$8:$Q$8)+6)<>\"\",OFFSET(INDIRECT($B62),0,MATCH('Output Escalated'!J$1,'Review Inputs'!$M$8:$Q$8)+6),IF(I211=0,I62,I62*(J211/I211)))","v":{"$error":"#VALUE!"}},{"$f":"IF(OFFSET(INDIRECT($B62),0,MATCH('Output Escalated'!K$1,'Review Inputs'!$M$8:$Q$8)+6)<>\"\",OFFSET(INDIRECT($B62),0,MATCH('Output Escalated'!K$1,'Review Inputs'!$M$8:$Q$8)+6),IF(J211=0,J62,J62*(K211/J211)))","v":{"$error":"#VALUE!"}},{"$error":"#VALUE!"},{"$error":"#VALUE!"},{"$f":"M62*(1+INDIRECT(\"esc_factor_\"&$F62))","v":{"$error":"#VALUE!"}},{"$error":"#VALUE!"},{"$error":"#VALUE!"},{"$error":"#VALUE!"},{"$error":"#VALUE!"},{"$error":"#VALUE!"},{"$error":"#VALUE!"},{"$error":"#VALUE!"},{"$error":"#VALUE!"},{"$error":"#VALUE!"},{"$error":"#VALUE!"},{"$error":"#VALUE!"},{"$error":"#VALUE!"},{"$error":"#VALUE!"},{"$error":"#VALUE!"},{"$error":"#VALUE!"},{"$error":"#VALUE!"},{"$error":"#VALUE!"},{"$error":"#VALUE!"},{"$error":"#VALUE!"},{"$error":"#VALUE!"},{"$error":"#VALUE!"},{"$error":"#VALUE!"},{"$error":"#VALUE!"}]
[null,{"$f":"'Review Inputs'!B69","v":"p_input51"},"e_input51","Number of Customers Affected by Major Outage - Residential ","#","none",{"$f":"OFFSET(INDIRECT($B63),0,MATCH('Output Escalated'!G$1,'Review Inputs'!$M$8:$Q$8)+6)","v":""},{"$f":"IF(OFFSET(INDIRECT($B63),0,MATCH('Output Escalated'!H$1,'Review Inputs'!$M$8:$Q$8)+6)<>\"\",OFFSET(INDIRECT($B63),0,MATCH('Output Escalated'!H$1,'Review Inputs'!$M$8:$Q$8)+6),IF(G212=0,G63,G63*(H212/G212)))","v":{"$error":"#VALUE!"}},{"$f":"IF(OFFSET(INDIRECT($B63),0,MATCH('Output Escalated'!I$1,'Review Inputs'!$M$8:$Q$8)+6)<>\"\",OFFSET(INDIRECT($B63),0,MATCH('Output Escalated'!I$1,'Review Inputs'!$M$8:$Q$8)+6),IF(H212=0,H63,H63*(I212/H212)))","v":{"$error":"#VALUE!"}},{"$f":"IF(OFFSET(INDIRECT($B63),0,MATCH('Output Escalated'!J$1,'Review Inputs'!$M$8:$Q$8)+6)<>\"\",OFFSET(INDIRECT($B63),0,MATCH('Output Escalated'!J$1,'Review Inputs'!$M$8:$Q$8)+6),IF(I212=0,I63,I63*(J212/I212)))","v":{"$error":"#VALUE!"}},{"$f":"IF(OFFSET(INDIRECT($B63),0,MATCH('Output Escalated'!K$1,'Review Inputs'!$M$8:$Q$8)+6)<>\"\",OFFSET(INDIRECT($B63),0,MATCH('Output Escalated'!K$1,'Review Inputs'!$M$8:$Q$8)+6),IF(J212=0,J63,J63*(K212/J212)))","v":{"$error":"#VALUE!"}},{"$error":"#VALUE!"},{"$error":"#VALUE!"},{"$f":"M63*(1+INDIRECT(\"esc_factor_\"&$F63))","v":{"$error":"#VALUE!"}},{"$error":"#VALUE!"},{"$error":"#VALUE!"},{"$error":"#VALUE!"},{"$error":"#VALUE!"},{"$error":"#VALUE!"},{"$error":"#VALUE!"},{"$error":"#VALUE!"},{"$error":"#VALUE!"},{"$error":"#VALUE!"},{"$error":"#VALUE!"},{"$error":"#VALUE!"},{"$error":"#VALUE!"},{"$error":"#VALUE!"},{"$error":"#VALUE!"},{"$error":"#VALUE!"},{"$error":"#VALUE!"},{"$error":"#VALUE!"},{"$error":"#VALUE!"},{"$error":"#VALUE!"},{"$error":"#VALUE!"},{"$error":"#VALUE!"},{"$error":"#VALUE!"},{"$error":"#VALUE!"}]
[null,{"$f":"'Review Inputs'!B70","v":"p_input52"},"e_input52","Outage Time of Major Outage - Commercial","hr","none",{"$f":"OFFSET(INDIRECT($B64),0,MATCH('Output Escalated'!G$1,'Review Inputs'!$M$8:$Q$8)+6)","v":""},{"$f":"IF(OFFSET(INDIRECT($B64),0,MATCH('Output Escalated'!H$1,'Review Inputs'!$M$8:$Q$8)+6)<>\"\",OFFSET(INDIRECT($B64),0,MATCH('Output Escalated'!H$1,'Review Inputs'!$M$8:$Q$8)+6),IF(G213=0,G64,G64*(H213/G213)))","v":{"$error":"#VALUE!"}},{"$f":"IF(OFFSET(INDIRECT($B64),0,MATCH('Output Escalated'!I$1,'Review Inputs'!$M$8:$Q$8)+6)<>\"\",OFFSET(INDIRECT($B64),0,MATCH('Output Escalated'!I$1,'Review Inputs'!$M$8:$Q$8)+6),IF(H213=0,H64,H64*(I213/H213)))","v":{"$error":"#VALUE!"}},{"$f":"IF(OFFSET(INDIRECT($B64),0,MATCH('Output Escalated'!J$1,'Review Inputs'!$M$8:$Q$8)+6)<>\"\",OFFSET(INDIRECT($B64),0,MATCH('Output Escalated'!J$1,'Review Inputs'!$M$8:$Q$8)+6),IF(I213=0,I64,I64*(J213/I213)))","v":{"$error":"#VALUE!"}},{"$f":"IF(OFFSET(INDIRECT($B64),0,MATCH('Output Escalated'!K$1,'Review Inputs'!$M$8:$Q$8)+6)<>\"\",OFFSET(INDIRECT($B64),0,MATCH('Output Escalated'!K$1,'Review Inputs'!$M$8:$Q$8)+6),IF(J213=0,J64,J64*(K213/J213)))","v":{"$error":"#VALUE!"}},{"$error":"#VALUE!"},{"$error":"#VALUE!"},{"$f":"M64*(1+INDIRECT(\"esc_factor_\"&$F64))","v":{"$error":"#VALUE!"}},{"$error":"#VALUE!"},{"$error":"#VALUE!"},{"$error":"#VALUE!"},{"$error":"#VALUE!"},{"$error":"#VALUE!"},{"$error":"#VALUE!"},{"$error":"#VALUE!"},{"$error":"#VALUE!"},{"$error":"#VALUE!"},{"$error":"#VALUE!"},{"$error":"#VALUE!"},{"$error":"#VALUE!"},{"$error":"#VALUE!"},{"$error":"#VALUE!"},{"$error":"#VALUE!"},{"$error":"#VALUE!"},{"$error":"#VALUE!"},{"$error":"#VALUE!"},{"$error":"#VALUE!"},{"$error":"#VALUE!"},{"$error":"#VALUE!"},{"$error":"#VALUE!"},{"$error":"#VALUE!"}]
[null,{"$f":"'Review Inputs'!B71","v":"p_input53"},"e_input53","Number of Customers Affected by Major Outage - Commercial","#","none",{"$f":"OFFSET(INDIRECT($B65),0,MATCH('Output Escalated'!G$1,'Review Inputs'!$M$8:$Q$8)+6)","v":""},{"$f":"IF(OFFSET(INDIRECT($B65),0,MATCH('Output Escalated'!H$1,'Review Inputs'!$M$8:$Q$8)+6)<>\"\",OFFSET(INDIRECT($B65),0,MATCH('Output Escalated'!H$1,'Review Inputs'!$M$8:$Q$8)+6),IF(G214=0,G65,G65*(H214/G214)))","v":{"$error":"#VALUE!"}},{"$f":"IF(OFFSET(INDIRECT($B65),0,MATCH('Output Escalated'!I$1,'Review Inputs'!$M$8:$Q$8)+6)<>\"\",OFFSET(INDIRECT($B65),0,MATCH('Output Escalated'!I$1,'Review Inputs'!$M$8:$Q$8)+6),IF(H214=0,H65,H65*(I214/H214)))","v":{"$error":"#VALUE!"}},{"$f":"IF(OFFSET(INDIRECT($B65),0,MATCH('Output Escalated'!J$1,'Review Inputs'!$M$8:$Q$8)+6)<>\"\",OFFSET(INDIRECT($B65),0,MATCH('Output Escalated'!J$1,'Review Inputs'!$M$8:$Q$8)+6),IF(I214=0,I65,I65*(J214/I214)))","v":{"$error":"#VALUE!"}},{"$f":"IF(OFFSET(INDIRECT($B65),0,MATCH('Output Escalated'!K$1,'Review Inputs'!$M$8:$Q$8)+6)<>\"\",OFFSET(INDIRECT($B65),0,MATCH('Output Escalated'!K$1,'Review Inputs'!$M$8:$Q$8)+6),IF(J214=0,J65,J65*(K214/J214)))","v":{"$error":"#VALUE!"}},{"$error":"#VALUE!"},{"$error":"#VALUE!"},{"$f":"M65*(1+INDIRECT(\"esc_factor_\"&$F65))","v":{"$error":"#VALUE!"}},{"$error":"#VALUE!"},{"$error":"#VALUE!"},{"$error":"#VALUE!"},{"$error":"#VALUE!"},{"$error":"#VALUE!"},{"$error":"#VALUE!"},{"$error":"#VALUE!"},{"$error":"#VALUE!"},{"$error":"#VALUE!"},{"$error":"#VALUE!"},{"$error":"#VALUE!"},{"$error":"#VALUE!"},{"$error":"#VALUE!"},{"$error":"#VALUE!"},{"$error":"#VALUE!"},{"$error":"#VALUE!"},{"$error":"#VALUE!"},{"$error":"#VALUE!"},{"$error":"#VALUE!"},{"$error":"#VALUE!"},{"$error":"#VALUE!"},{"$error":"#VALUE!"},{"$error":"#VALUE!"}]
[null,{"$f":"'Review Inputs'!B72","v":"p_input54"},"e_input54","Outage Time of Major Outage - Industrial","hr","none",{"$f":"OFFSET(INDIRECT($B66),0,MATCH('Output Escalated'!G$1,'Review Inputs'!$M$8:$Q$8)+6)","v":""},{"$f":"IF(OFFSET(INDIRECT($B66),0,MATCH('Output Escalated'!H$1,'Review Inputs'!$M$8:$Q$8)+6)<>\"\",OFFSET(INDIRECT($B66),0,MATCH('Output Escalated'!H$1,'Review Inputs'!$M$8:$Q$8)+6),IF(G215=0,G66,G66*(H215/G215)))","v":{"$error":"#VALUE!"}},{"$f":"IF(OFFSET(INDIRECT($B66),0,MATCH('Output Escalated'!I$1,'Review Inputs'!$M$8:$Q$8)+6)<>\"\",OFFSET(INDIRECT($B66),0,MATCH('Output Escalated'!I$1,'Review Inputs'!$M$8:$Q$8)+6),IF(H215=0,H66,H66*(I215/H215)))","v":{"$error":"#VALUE!"}},{"$f":"IF(OFFSET(INDIRECT($B66),0,MATCH('Output Escalated'!J$1,'Review Inputs'!$M$8:$Q$8)+6)<>\"\",OFFSET(INDIRECT($B66),0,MATCH('Output Escalated'!J$1,'Review Inputs'!$M$8:$Q$8)+6),IF(I215=0,I66,I66*(J215/I215)))","v":{"$error":"#VALUE!"}},{"$f":"IF(OFFSET(INDIRECT($B66),0,MATCH('Output Escalated'!K$1,'Review Inputs'!$M$8:$Q$8)+6)<>\"\",OFFSET(INDIRECT($B66),0,MATCH('Output Escalated'!K$1,'Review Inputs'!$M$8:$Q$8)+6),IF(J215=0,J66,J66*(K215/J215)))","v":{"$error":"#VALUE!"}},{"$error":"#VALUE!"},{"$error":"#VALUE!"},{"$f":"M66*(1+INDIRECT(\"esc_factor_\"&$F66))","v":{"$error":"#VALUE!"}},{"$error":"#VALUE!"},{"$error":"#VALUE!"},{"$error":"#VALUE!"},{"$error":"#VALUE!"},{"$error":"#VALUE!"},{"$error":"#VALUE!"},{"$error":"#VALUE!"},{"$error":"#VALUE!"},{"$error":"#VALUE!"},{"$error":"#VALUE!"},{"$error":"#VALUE!"},{"$error":"#VALUE!"},{"$error":"#VALUE!"},{"$error":"#VALUE!"},{"$error":"#VALUE!"},{"$error":"#VALUE!"},{"$error":"#VALUE!"},{"$error":"#VALUE!"},{"$error":"#VALUE!"},{"$error":"#VALUE!"},{"$error":"#VALUE!"},{"$error":"#VALUE!"},{"$error":"#VALUE!"}]
[null,{"$f":"'Review Inputs'!B73","v":"p_input55"},"e_input55","Number of Customers Affected by Major Outage - Industrial","#","none",{"$f":"OFFSET(INDIRECT($B67),0,MATCH('Output Escalated'!G$1,'Review Inputs'!$M$8:$Q$8)+6)","v":""},{"$f":"IF(OFFSET(INDIRECT($B67),0,MATCH('Output Escalated'!H$1,'Review Inputs'!$M$8:$Q$8)+6)<>\"\",OFFSET(INDIRECT($B67),0,MATCH('Output Escalated'!H$1,'Review Inputs'!$M$8:$Q$8)+6),IF(G216=0,G67,G67*(H216/G216)))","v":{"$error":"#VALUE!"}},{"$f":"IF(OFFSET(INDIRECT($B67),0,MATCH('Output Escalated'!I$1,'Review Inputs'!$M$8:$Q$8)+6)<>\"\",OFFSET(INDIRECT($B67),0,MATCH('Output Escalated'!I$1,'Review Inputs'!$M$8:$Q$8)+6),IF(H216=0,H67,H67*(I216/H216)))","v":{"$error":"#VALUE!"}},{"$f":"IF(OFFSET(INDIRECT($B67),0,MATCH('Output Escalated'!J$1,'Review Inputs'!$M$8:$Q$8)+6)<>\"\",OFFSET(INDIRECT($B67),0,MATCH('Output Escalated'!J$1,'Review Inputs'!$M$8:$Q$8)+6),IF(I216=0,I67,I67*(J216/I216)))","v":{"$error":"#VALUE!"}},{"$f":"IF(OFFSET(INDIRECT($B67),0,MATCH('Output Escalated'!K$1,'Review Inputs'!$M$8:$Q$8)+6)<>\"\",OFFSET(INDIRECT($B67),0,MATCH('Output Escalated'!K$1,'Review Inputs'!$M$8:$Q$8)+6),IF(J216=0,J67,J67*(K216/J216)))","v":{"$error":"#VALUE!"}},{"$error":"#VALUE!"},{"$error":"#VALUE!"},{"$f":"M67*(1+INDIRECT(\"esc_factor_\"&$F67))","v":{"$error":"#VALUE!"}},{"$error":"#VALUE!"},{"$error":"#VALUE!"},{"$error":"#VALUE!"},{"$error":"#VALUE!"},{"$error":"#VALUE!"},{"$error":"#VALUE!"},{"$error":"#VALUE!"},{"$error":"#VALUE!"},{"$error":"#VALUE!"},{"$error":"#VALUE!"},{"$error":"#VALUE!"},{"$error":"#VALUE!"},{"$error":"#VALUE!"},{"$error":"#VALUE!"},{"$error":"#VALUE!"},{"$error":"#VALUE!"},{"$error":"#VALUE!"},{"$error":"#VALUE!"},{"$error":"#VALUE!"},{"$error":"#VALUE!"},{"$error":"#VALUE!"},{"$error":"#VALUE!"},{"$error":"#VALUE!"}]
[null,{"$f":"'Review Inputs'!B74","v":"p_input40"},"e_input40","Value of Service - Residential ","$/kWh","inflation",{"$f":"OFFSET(INDIRECT($B68),0,MATCH('Output Escalated'!G$1,'Review Inputs'!$M$8:$Q$8)+6)","v":""},{"$f":"IF(OFFSET(INDIRECT($B68),0,MATCH('Output Escalated'!H$1,'Review Inputs'!$M$8:$Q$8)+6)<>\"\",OFFSET(INDIRECT($B68),0,MATCH('Output Escalated'!H$1,'Review Inputs'!$M$8:$Q$8)+6),IF(G217=0,G68,G68*(H217/G217)))","v":{"$error":"#VALUE!"}},{"$f":"IF(OFFSET(INDIRECT($B68),0,MATCH('Output Escalated'!I$1,'Review Inputs'!$M$8:$Q$8)+6)<>\"\",OFFSET(INDIRECT($B68),0,MATCH('Output Escalated'!I$1,'Review Inputs'!$M$8:$Q$8)+6),IF(H217=0,H68,H68*(I217/H217)))","v":{"$error":"#VALUE!"}},{"$f":"IF(OFFSET(INDIRECT($B68),0,MATCH('Output Escalated'!J$1,'Review Inputs'!$M$8:$Q$8)+6)<>\"\",OFFSET(INDIRECT($B68),0,MATCH('Output Escalated'!J$1,'Review Inputs'!$M$8:$Q$8)+6),IF(I217=0,I68,I68*(J217/I217)))","v":{"$error":"#VALUE!"}},{"$f":"IF(OFFSET(INDIRECT($B68),0,MATCH('Output Escalated'!K$1,'Review Inputs'!$M$8:$Q$8)+6)<>\"\",OFFSET(INDIRECT($B68),0,MATCH('Output Escalated'!K$1,'Review Inputs'!$M$8:$Q$8)+6),IF(J217=0,J68,J68*(K217/J217)))","v":{"$error":"#VALUE!"}},{"$error":"#VALUE!"},{"$error":"#VALUE!"},{"$f":"M68*(1+INDIRECT(\"esc_factor_\"&$F68))","v":{"$error":"#VALUE!"}},{"$error":"#VALUE!"},{"$error":"#VALUE!"},{"$error":"#VALUE!"},{"$error":"#VALUE!"},{"$error":"#VALUE!"},{"$error":"#VALUE!"},{"$error":"#VALUE!"},{"$error":"#VALUE!"},{"$error":"#VALUE!"},{"$error":"#VALUE!"},{"$error":"#VALUE!"},{"$error":"#VALUE!"},{"$error":"#VALUE!"},{"$error":"#VALUE!"},{"$error":"#VALUE!"},{"$error":"#VALUE!"},{"$error":"#VALUE!"},{"$error":"#VALUE!"},{"$error":"#VALUE!"},{"$error":"#VALUE!"},{"$error":"#VALUE!"},{"$error":"#VALUE!"},{"$error":"#VALUE!"}]
[null,{"$f":"'Review Inputs'!B75","v":"p_input43"},"e_input43","Value of Service - Commercial","$/kWh","inflation",{"$f":"OFFSET(INDIRECT($B69),0,MATCH('Output Escalated'!G$1,'Review Inputs'!$M$8:$Q$8)+6)","v":""},{"$f":"IF(OFFSET(INDIRECT($B69),0,MATCH('Output Escalated'!H$1,'Review Inputs'!$M$8:$Q$8)+6)<>\"\",OFFSET(INDIRECT($B69),0,MATCH('Output Escalated'!H$1,'Review Inputs'!$M$8:$Q$8)+6),IF(G218=0,G69,G69*(H218/G218)))","v":{"$error":"#VALUE!"}},{"$f":"IF(OFFSET(INDIRECT($B69),0,MATCH('Output Escalated'!I$1,'Review Inputs'!$M$8:$Q$8)+6)<>\"\",OFFSET(INDIRECT($B69),0,MATCH('Output Escalated'!I$1,'Review Inputs'!$M$8:$Q$8)+6),IF(H218=0,H69,H69*(I218/H218)))","v":{"$error":"#VALUE!"}},{"$f":"IF(OFFSET(INDIRECT($B69),0,MATCH('Output Escalated'!J$1,'Review Inputs'!$M$8:$Q$8)+6)<>\"\",OFFSET(INDIRECT($B69),0,MATCH('Output Escalated'!J$1,'Review Inputs'!$M$8:$Q$8)+6),IF(I218=0,I69,I69*(J218/I218)))","v":{"$error":"#VALUE!"}},{"$f":"IF(OFFSET(INDIRECT($B69),0,MATCH('Output Escalated'!K$1,'Review Inputs'!$M$8:$Q$8)+6)<>\"\",OFFSET(INDIRECT($B69),0,MATCH('Output Escalated'!K$1,'Review Inputs'!$M$8:$Q$8)+6),IF(J218=0,J69,J69*(K218/J218)))","v":{"$error":"#VALUE!"}},{"$error":"#VALUE!"},{"$error":"#VALUE!"},{"$f":"M69*(1+INDIRECT(\"esc_factor_\"&$F69))","v":{"$error":"#VALUE!"}},{"$error":"#VALUE!"},{"$error":"#VALUE!"},{"$error":"#VALUE!"},{"$error":"#VALUE!"},{"$error":"#VALUE!"},{"$error":"#VALUE!"},{"$error":"#VALUE!"},{"$error":"#VALUE!"},{"$error":"#VALUE!"},{"$error":"#VALUE!"},{"$error":"#VALUE!"},{"$error":"#VALUE!"},{"$error":"#VALUE!"},{"$error":"#VALUE!"},{"$error":"#VALUE!"},{"$error":"#VALUE!"},{"$error":"#VALUE!"},{"$error":"#VALUE!"},{"$error":"#VALUE!"},{"$error":"#VALUE!"},{"$error":"#VALUE!"},{"$error":"#VALUE!"},{"$error":"#VALUE!"}]
[null,{"$f":"'Review Inputs'!B76","v":"p_input46"},"e_input46","Value of Service - Industrial","$/kWh","inflation",{"$f":"OFFSET(INDIRECT($B70),0,MATCH('Output Escalated'!G$1,'Review Inputs'!$M$8:$Q$8)+6)","v":""},{"$f":"IF(OFFSET(INDIRECT($B70),0,MATCH('Output Escalated'!H$1,'Review Inputs'!$M$8:$Q$8)+6)<>\"\",OFFSET(INDIRECT($B70),0,MATCH('Output Escalated'!H$1,'Review Inputs'!$M$8:$Q$8)+6),IF(G219=0,G70,G70*(H219/G219)))","v":{"$error":"#VALUE!"}},{"$f":"IF(OFFSET(INDIRECT($B70),0,MATCH('Output Escalated'!I$1,'Review Inputs'!$M$8:$Q$8)+6)<>\"\",OFFSET(INDIRECT($B70),0,MATCH('Output Escalated'!I$1,'Review Inputs'!$M$8:$Q$8)+6),IF(H219=0,H70,H70*(I219/H219)))","v":{"$error":"#VALUE!"}},{"$f":"IF(OFFSET(INDIRECT($B70),0,MATCH('Output Escalated'!J$1,'Review Inputs'!$M$8:$Q$8)+6)<>\"\",OFFSET(INDIRECT($B70),0,MATCH('Output Escalated'!J$1,'Review Inputs'!$M$8:$Q$8)+6),IF(I219=0,I70,I70*(J219/I219)))","v":{"$error":"#VALUE!"}},{"$f":"IF(OFFSET(INDIRECT($B70),0,MATCH('Output Escalated'!K$1,'Review Inputs'!$M$8:$Q$8)+6)<>\"\",OFFSET(INDIRECT($B70),0,MATCH('Output Escalated'!K$1,'Review Inputs'!$M$8:$Q$8)+6),IF(J219=0,J70,J70*(K219/J219)))","v":{"$error":"#VALUE!"}},{"$error":"#VALUE!"},{"$error":"#VALUE!"},{"$f":"M70*(1+INDIRECT(\"esc_factor_\"&$F70))","v":{"$error":"#VALUE!"}},{"$error":"#VALUE!"},{"$error":"#VALUE!"},{"$error":"#VALUE!"},{"$error":"#VALUE!"},{"$error":"#VALUE!"},{"$error":"#VALUE!"},{"$error":"#VALUE!"},{"$error":"#VALUE!"},{"$error":"#VALUE!"},{"$error":"#VALUE!"},{"$error":"#VALUE!"},{"$error":"#VALUE!"},{"$error":"#VALUE!"},{"$error":"#VALUE!"},{"$error":"#VALUE!"},{"$error":"#VALUE!"},{"$error":"#VALUE!"},{"$error":"#VALUE!"},{"$error":"#VALUE!"},{"$error":"#VALUE!"},{"$error":"#VALUE!"},{"$error":"#VALUE!"},{"$error":"#VALUE!"}]
[null,"p_input109","e_input109",{"$f":"INDIRECT(B71)","v":"Average Hourly Load Not Served During Outage per Customer - Residential"},{"$f":"OFFSET(INDIRECT(B71),0,1)","v":"kW"},"load",{"$f":"OFFSET(INDIRECT($B71),0,MATCH('Output Escalated'!G$1,'Review Inputs'!$M$8:$Q$8)+6)","v":""},{"$f":"IF(OFFSET(INDIRECT($B71),0,MATCH('Output Escalated'!H$1,'Review Inputs'!$M$8:$Q$8)+6)<>\"\",OFFSET(INDIRECT($B71),0,MATCH('Output Escalated'!H$1,'Review Inputs'!$M$8:$Q$8)+6),IF(G220=0,G71,G71*(H220/G220)))","v":{"$error":"#VALUE!"}},{"$f":"IF(OFFSET(INDIRECT($B71),0,MATCH('Output Escalated'!I$1,'Review Inputs'!$M$8:$Q$8)+6)<>\"\",OFFSET(INDIRECT($B71),0,MATCH('Output Escalated'!I$1,'Review Inputs'!$M$8:$Q$8)+6),IF(H220=0,H71,H71*(I220/H220)))","v":{"$error":"#VALUE!"}},{"$f":"IF(OFFSET(INDIRECT($B71),0,MATCH('Output Escalated'!J$1,'Review Inputs'!$M$8:$Q$8)+6)<>\"\",OFFSET(INDIRECT($B71),0,MATCH('Output Escalated'!J$1,'Review Inputs'!$M$8:$Q$8)+6),IF(I220=0,I71,I71*(J220/I220)))","v":{"$error":"#VALUE!"}},{"$f":"IF(OFFSET(INDIRECT($B71),0,MATCH('Output Escalated'!K$1,'Review Inputs'!$M$8:$Q$8)+6)<>\"\",OFFSET(INDIRECT($B71),0,MATCH('Output Escalated'!K$1,'Review Inputs'!$M$8:$Q$8)+6),IF(J220=0,J71,J71*(K220/J220)))","v":{"$error":"#VALUE!"}},{"$f":"K71*(1+INDIRECT(\"esc_factor_\"&$F71))","v":{"$error":"#VALUE!"}},{"$f":"L71*(1+INDIRECT(\"esc_factor_\"&$F71))","v":{"$error":"#VALUE!"}},{"$error":"#VALUE!"},{"$error":"#VALUE!"},{"$error":"#VALUE!"},{"$error":"#VALUE!"},{"$error":"#VALUE!"},{"$error":"#VALUE!"},{"$error":"#VALUE!"},{"$error":"#VALUE!"},{"$error":"#VALUE!"},{"$error":"#VALUE!"},{"$error":"#VALUE!"},{"$error":"#VALUE!"},{"$error":"#VALUE!"},{"$error":"#VALUE!"},{"$error":"#VALUE!"},{"$error":"#VALUE!"},{"$error":"#VALUE!"},{"$error":"#VALUE!"},{"$error":"#VALUE!"},{"$error":"#VALUE!"},{"$error":"#VALUE!"},{"$error":"#VALUE!"},{"$error":"#VALUE!"},{"$error":"#VALUE!"}]
[null,"p_input110","e_input110","Average Hourly Load Not Served During Outage per Customer - Commercial","kW","load",{"$f":"OFFSET(INDIRECT($B72),0,MATCH('Output Escalated'!G$1,'Review Inputs'!$M$8:$Q$8)+6)","v":""},{"$f":"IF(OFFSET(INDIRECT($B72),0,MATCH('Output Escalated'!H$1,'Review Inputs'!$M$8:$Q$8)+6)<>\"\",OFFSET(INDIRECT($B72),0,MATCH('Output Escalated'!H$1,'Review Inputs'!$M$8:$Q$8)+6),IF(G221=0,G72,G72*(H221/G221)))","v":{"$error":"#VALUE!"}},{"$f":"IF(OFFSET(INDIRECT($B72),0,MATCH('Output Escalated'!I$1,'Review Inputs'!$M$8:$Q$8)+6)<>\"\",OFFSET(INDIRECT($B72),0,MATCH('Output Escalated'!I$1,'Review Inputs'!$M$8:$Q$8)+6),IF(H221=0,H72,H72*(I221/H221)))","v":{"$error":"#VALUE!"}},{"$f":"IF(OFFSET(INDIRECT($B72),0,MATCH('Output Escalated'!J$1,'Review Inputs'!$M$8:$Q$8)+6)<>\"\",OFFSET(INDIRECT($B72),0,MATCH('Output Escalated'!J$1,'Review Inputs'!$M$8:$Q$8)+6),IF(I221=0,I72,I72*(J221/I221)))","v":{"$error":"#VALUE!"}},{"$f":"IF(OFFSET(INDIRECT($B72),0,MATCH('Output Escalated'!K$1,'Review Inputs'!$M$8:$Q$8)+6)<>\"\",OFFSET(INDIRECT($B72),0,MATCH('Output Escalated'!K$1,'Review Inputs'!$M$8:$Q$8)+6),IF(J221=0,J72,J72*(K221/J221)))","v":{"$error":"#VALUE!"}},{"$error":"#VALUE!"},{"$error":"#VALUE!"},{"$error":"#VALUE!"},{"$error":"#VALUE!"},{"$error":"#VALUE!"},{"$error":"#VALUE!"},{"$error":"#VALUE!"},{"$error":"#VALUE!"},{"$error":"#VALUE!"},{"$error":"#VALUE!"},{"$error":"#VALUE!"},{"$error":"#VALUE!"},{"$error":"#VALUE!"},{"$error":"#VALUE!"},{"$error":"#VALUE!"},{"$error":"#VALUE!"},{"$error":"#VALUE!"},{"$error":"#VALUE!"},{"$error":"#VALUE!"},{"$error":"#VALUE!"},{"$error":"#VALUE!"},{"$error":"#VALUE!"},{"$error":"#VALUE!"},{"$error":"#VALUE!"},{"$error":"#VALUE!"},{"$error":"#VALUE!"}]
[null,"p_input111","e_input111","Average Hourly Load Not Served During Outage per Customer - Industrial","kW","load",{"$f":"OFFSET(INDIRECT($B73),0,MATCH('Output Escalated'!G$1,'Review Inputs'!$M$8:$Q$8)+6)","v":""},{"$f":"IF(OFFSET(INDIRECT($B73),0,MATCH('Output Escalated'!H$1,'Review Inputs'!$M$8:$Q$8)+6)<>\"\",OFFSET(INDIRECT($B73),0,MATCH('Output Escalated'!H$1,'Review Inputs'!$M$8:$Q$8)+6),IF(G222=0,G73,G73*(H222/G222)))","v":{"$error":"#VALUE!"}},{"$f":"IF(OFFSET(INDIRECT($B73),0,MATCH('Output Escalated'!I$1,'Review Inputs'!$M$8:$Q$8)+6)<>\"\",OFFSET(INDIRECT($B73),0,MATCH('Output Escalated'!I$1,'Review Inputs'!$M$8:$Q$8)+6),IF(H222=0,H73,H73*(I222/H222)))","v":{"$error":"#VALUE!"}},{"$f":"IF(OFFSET(INDIRECT($B73),0,MATCH('Output Escalated'!J$1,'Review Inputs'!$M$8:$Q$8)+6)<>\"\",OFFSET(INDIRECT($B73),0,MATCH('Output Escalated'!J$1,'Review Inputs'!$M$8:$Q$8)+6),IF(I222=0,I73,I73*(J222/I222)))","v":{"$error":"#VALUE!"}},{"$f":"IF(OFFSET(INDIRECT($B73),0,MATCH('Output Escalated'!K$1,'Review Inputs'!$M$8:$Q$8)+6)<>\"\",OFFSET(INDIRECT($B73),0,MATCH('Output Escalated'!K$1,'Review Inputs'!$M$8:$Q$8)+6),IF(J222=0,J73,J73*(K222/J222)))","v":{"$error":"#VALUE!"}},{"$error":"#VALUE!"},{"$error":"#VALUE!"},{"$error":"#VALUE!"},{"$error":"#VALUE!"},{"$error":"#VALUE!"},{"$error":"#VALUE!"},{"$error":"#VALUE!"},{"$error":"#VALUE!"},{"$error":"#VALUE!"},{"$error":"#VALUE!"},{"$error":"#VALUE!"},{"$error":"#VALUE!"},{"$error":"#VALUE!"},{"$error":"#VALUE!"},{"$error":"#VALUE!"},{"$error":"#VALUE!"},{"$error":"#VALUE!"},{"$error":"#VALUE!"},{"$error":"#VALUE!"},{"$error":"#VALUE!"},{"$error":"#VALUE!"},{"$error":"#VALUE!"},{"$error":"#VALUE!"},{"$error":"#VALUE!"},{"$error":"#VALUE!"},{"$error":"#VALUE!"}]
[null,{"$f":"'Review Inputs'!B80","v":"p_input56"},"e_input56","Distribution Restoration Cost","$","inflation",{"$f":"OFFSET(INDIRECT($B74),0,MATCH('Output Escalated'!G$1,'Review Inputs'!$M$8:$Q$8)+6)","v":""},{"$f":"IF(OFFSET(INDIRECT($B74),0,MATCH('Output Escalated'!H$1,'Review Inputs'!$M$8:$Q$8)+6)<>\"\",OFFSET(INDIRECT($B74),0,MATCH('Output Escalated'!H$1,'Review Inputs'!$M$8:$Q$8)+6),IF(G223=0,G74,G74*(H223/G223)))","v":{"$error":"#VALUE!"}},{"$f":"IF(OFFSET(INDIRECT($B74),0,MATCH('Output Escalated'!I$1,'Review Inputs'!$M$8:$Q$8)+6)<>\"\",OFFSET(INDIRECT($B74),0,MATCH('Output Escalated'!I$1,'Review Inputs'!$M$8:$Q$8)+6),IF(H223=0,H74,H74*(I223/H223)))","v":{"$error":"#VALUE!"}},{"$f":"IF(OFFSET(INDIRECT($B74),0,MATCH('Output Escalated'!J$1,'Review Inputs'!$M$8:$Q$8)+6)<>\"\",OFFSET(INDIRECT($B74),0,MATCH('Output Escalated'!J$1,'Review Inputs'!$M$8:$Q$8)+6),IF(I223=0,I74,I74*(J223/I223)))","v":{"$error":"#VALUE!"}},{"$f":"IF(OFFSET(INDIRECT($B74),0,MATCH('Output Escalated'!K$1,'Review Inputs'!$M$8:$Q$8)+6)<>\"\",OFFSET(INDIRECT($B74),0,MATCH('Output Escalated'!K$1,'Review Inputs'!$M$8:$Q$8)+6),IF(J223=0,J74,J74*(K223/J223)))","v":{"$error":"#VALUE!"}},{"$error":"#VALUE!"},{"$error":"#VALUE!"},{"$f":"M74*(1+INDIRECT(\"esc_factor_\"&$F74))","v":{"$error":"#VALUE!"}},{"$error":"#VALUE!"},{"$error":"#VALUE!"},{"$error":"#VALUE!"},{"$error":"#VALUE!"},{"$error":"#VALUE!"},{"$error":"#VALUE!"},{"$error":"#VALUE!"},{"$error":"#VALUE!"},{"$error":"#VALUE!"},{"$error":"#VALUE!"},{"$error":"#VALUE!"},{"$error":"#VALUE!"},{"$error":"#VALUE!"},{"$error":"#VALUE!"},{"$error":"#VALUE!"},{"$error":"#VALUE!"},{"$error":"#VALUE!"},{"$error":"#VALUE!"},{"$error":"#VALUE!"},{"$error":"#VALUE!"},{"$error":"#VALUE!"},{"$error":"#VALUE!"},{"$error":"#VALUE!"}]
[null,{"$f":"'Review Inputs'!B81","v":"p_input57"},"e_input57","Transmission Restoration Cost",{"$f":"OFFSET(INDIRECT(B75),0,1)","v":"$"},"inflation",{"$f":"OFFSET(INDIRECT($B75),0,MATCH('Output Escalated'!G$1,'Review Inputs'!$M$8:$Q$8)+6)","v":""},{"$f":"IF(OFFSET(INDIRECT($B75),0,MATCH('Output Escalated'!H$1,'Review Inputs'!$M$8:$Q$8)+6)<>\"\",OFFSET(INDIRECT($B75),0,MATCH('Output Escalated'!H$1,'Review Inputs'!$M$8:$Q$8)+6),IF(G224=0,G75,G75*(H224/G224)))","v":{"$error":"#VALUE!"}},{"$f":"IF(OFFSET(INDIRECT($B75),0,MATCH('Output Escalated'!I$1,'Review Inputs'!$M$8:$Q$8)+6)<>\"\",OFFSET(INDIRECT($B75),0,MATCH('Output Escalated'!I$1,'Review Inputs'!$M$8:$Q$8)+6),IF(H224=0,H75,H75*(I224/H224)))","v":{"$error":"#VALUE!"}},{"$f":"IF(OFFSET(INDIRECT($B75),0,MATCH('Output Escalated'!J$1,'Review Inputs'!$M$8:$Q$8)+6)<>\"\",OFFSET(INDIRECT($B75),0,MATCH('Output Escalated'!J$1,'Review Inputs'!$M$8:$Q$8)+6),IF(I224=0,I75,I75*(J224/I224)))","v":{"$error":"#VALUE!"}},{"$f":"IF(OFFSET(INDIRECT($B75),0,MATCH('Output Escalated'!K$1,'Review Inputs'!$M$8:$Q$8)+6)<>\"\",OFFSET(INDIRECT($B75),0,MATCH('Output Escalated'!K$1,'Review Inputs'!$M$8:$Q$8)+6),IF(J224=0,J75,J75*(K224/J224)))","v":{"$error":"#VALUE!"}},{"$f":"K75*(1+INDIRECT(\"esc_factor_\"&$F75))","v":{"$error":"#VALUE!"}},{"$error":"#VALUE!"},{"$error":"#VALUE!"},{"$error":"#VALUE!"},{"$error":"#VALUE!"},{"$error":"#VALUE!"},{"$error":"#VALUE!"},{"$error":"#VALUE!"},{"$error":"#VALUE!"},{"$error":"#VALUE!"},{"$error":"#VALUE!"},{"$error":"#VALUE!"},{"$error":"#VALUE!"},{"$error":"#VALUE!"},{"$error":"#VALUE!"},{"$error":"#VALUE!"},{"$f":"AA75*(1+INDIRECT(\"esc_factor_\"&$F75))","v":{"$error":"#VALUE!"}},{"$error":"#VALUE!"},{"$error":"#VALUE!"},{"$error":"#VALUE!"},{"$error":"#VALUE!"},{"$error":"#VALUE!"},{"$error":"#VALUE!"},{"$error":"#VALUE!"},{"$error":"#VALUE!"},{"$error":"#VALUE!"}]
[null,{"$f":"'Review Inputs'!B82","v":"p_input58"},"e_input58",{"$f":"INDIRECT(B76)","v":"Number of Outage Events"},"# of events","none",{"$f":"OFFSET(INDIRECT($B76),0,MATCH('Output Escalated'!G$1,'Review Inputs'!$M$8:$Q$8)+6)","v":""},{"$f":"IF(OFFSET(INDIRECT($B76),0,MATCH('Output Escalated'!H$1,'Review Inputs'!$M$8:$Q$8)+6)<>\"\",OFFSET(INDIRECT($B76),0,MATCH('Output Escalated'!H$1,'Review Inputs'!$M$8:$Q$8)+6),IF(G225=0,G76,G76*(H225/G225)))","v":{"$error":"#VALUE!"}},{"$f":"IF(OFFSET(INDIRECT($B76),0,MATCH('Output Escalated'!I$1,'Review Inputs'!$M$8:$Q$8)+6)<>\"\",OFFSET(INDIRECT($B76),0,MATCH('Output Escalated'!I$1,'Review Inputs'!$M$8:$Q$8)+6),IF(H225=0,H76,H76*(I225/H225)))","v":{"$error":"#VALUE!"}},{"$f":"IF(OFFSET(INDIRECT($B76),0,MATCH('Output Escalated'!J$1,'Review Inputs'!$M$8:$Q$8)+6)<>\"\",OFFSET(INDIRECT($B76),0,MATCH('Output Escalated'!J$1,'Review Inputs'!$M$8:$Q$8)+6),IF(I225=0,I76,I76*(J225/I225)))","v":{"$error":"#VALUE!"}},{"$f":"IF(OFFSET(INDIRECT($B76),0,MATCH('Output Escalated'!K$1,'Review Inputs'!$M$8:$Q$8)+6)<>\"\",OFFSET(INDIRECT($B76),0,MATCH('Output Escalated'!K$1,'Review Inputs'!$M$8:$Q$8)+6),IF(J225=0,J76,J76*(K225/J225)))","v":{"$error":"#VALUE!"}},{"$f":"K76*(1+INDIRECT(\"esc_factor_\"&$F76))","v":{"$error":"#VALUE!"}},{"$error":"#VALUE!"},{"$error":"#VALUE!"},{"$error":"#VALUE!"},{"$error":"#VALUE!"},{"$error":"#VALUE!"},{"$error":"#VALUE!"},{"$error":"#VALUE!"},{"$error":"#VALUE!"},{"$error":"#VALUE!"},{"$error":"#VALUE!"},{"$error":"#VALUE!"},{"$error":"#VALUE!"},{"$error":"#VALUE!"},{"$error":"#VALUE!"},{"$error":"#VALUE!"},{"$f":"AA76*(1+INDIRECT(\"esc_factor_\"&$F76))","v":{"$error":"#VALUE!"}},{"$error":"#VALUE!"},{"$error":"#VALUE!"},{"$error":"#VALUE!"},{"$error":"#VALUE!"},{"$error":"#VALUE!"},{"$error":"#VALUE!"},{"$error":"#VALUE!"},{"$error":"#VALUE!"},{"$error":"#VALUE!"}]
[null,{"$f":"'Review Inputs'!B83","v":"p_input59"},"e_input59","Restoration Cost per Event","$/event","inflation",{"$f":"OFFSET(INDIRECT($B77),0,MATCH('Output Escalated'!G$1,'Review Inputs'!$M$8:$Q$8)+6)","v":""},{"$f":"IF(OFFSET(INDIRECT($B77),0,MATCH('Output Escalated'!H$1,'Review Inputs'!$M$8:$Q$8)+6)<>\"\",OFFSET(INDIRECT($B77),0,MATCH('Output Escalated'!H$1,'Review Inputs'!$M$8:$Q$8)+6),IF(G226=0,G77,G77*(H226/G226)))","v":{"$error":"#VALUE!"}},{"$f":"IF(OFFSET(INDIRECT($B77),0,MATCH('Output Escalated'!I$1,'Review Inputs'!$M$8:$Q$8)+6)<>\"\",OFFSET(INDIRECT($B77),0,MATCH('Output Escalated'!I$1,'Review Inputs'!$M$8:$Q$8)+6),IF(H226=0,H77,H77*(I226/H226)))","v":{"$error":"#VALUE!"}},{"$f":"IF(OFFSET(INDIRECT($B77),0,MATCH('Output Escalated'!J$1,'Review Inputs'!$M$8:$Q$8)+6)<>\"\",OFFSET(INDIRECT($B77),0,MATCH('Output Escalated'!J$1,'Review Inputs'!$M$8:$Q$8)+6),IF(I226=0,I77,I77*(J226/I226)))","v":{"$error":"#VALUE!"}},{"$f":"IF(OFFSET(INDIRECT($B77),0,MATCH('Output Escalated'!K$1,'Review Inputs'!$M$8:$Q$8)+6)<>\"\",OFFSET(INDIRECT($B77),0,MATCH('Output Escalated'!K$1,'Review Inputs'!$M$8:$Q$8)+6),IF(J226=0,J77,J77*(K226/J226)))","v":{"$error":"#VALUE!"}},{"$f":"K77*(1+INDIRECT(\"esc_factor_\"&$F77))","v":{"$error":"#VALUE!"}},{"$error":"#VALUE!"},{"$error":"#VALUE!"},{"$error":"#VALUE!"},{"$error":"#VALUE!"},{"$error":"#VALUE!"},{"$error":"#VALUE!"},{"$error":"#VALUE!"},{"$error":"#VALUE!"},{"$error":"#VALUE!"},{"$error":"#VALUE!"},{"$error":"#VALUE!"},{"$error":"#VALUE!"},{"$error":"#VALUE!"},{"$error":"#VALUE!"},{"$error":"#VALUE!"},{"$f":"AA77*(1+INDIRECT(\"esc_factor_\"&$F77))","v":{"$error":"#VALUE!"}},{"$error":"#VALUE!"},{"$error":"#VALUE!"},{"$error":"#VALUE!"},{"$error":"#VALUE!"},{"$error":"#VALUE!"},{"$error":"#VALUE!"},{"$error":"#VALUE!"},{"$error":"#VALUE!"},{"$error":"#VALUE!"}]
[null,{"$f":"'Review Inputs'!B84","v":"p_input60"},"e_input60","MAIFI (System)","Index","none",{"$f":"OFFSET(INDIRECT($B78),0,MATCH('Output Escalated'!G$1,'Review Inputs'!$M$8:$Q$8)+6)","v":""},{"$f":"IF(OFFSET(INDIRECT($B78),0,MATCH('Output Escalated'!H$1,'Review Inputs'!$M$8:$Q$8)+6)<>\"\",OFFSET(INDIRECT($B78),0,MATCH('Output Escalated'!H$1,'Review Inputs'!$M$8:$Q$8)+6),IF(G227=0,G78,G78*(H227/G227)))","v":{"$error":"#VALUE!"}},{"$f":"IF(OFFSET(INDIRECT($B78),0,MATCH('Output Escalated'!I$1,'Review Inputs'!$M$8:$Q$8)+6)<>\"\",OFFSET(INDIRECT($B78),0,MATCH('Output Escalated'!I$1,'Review Inputs'!$M$8:$Q$8)+6),IF(H227=0,H78,H78*(I227/H227)))","v":{"$error":"#VALUE!"}},{"$f":"IF(OFFSET(INDIRECT($B78),0,MATCH('Output Escalated'!J$1,'Review Inputs'!$M$8:$Q$8)+6)<>\"\",OFFSET(INDIRECT($B78),0,MATCH('Output Escalated'!J$1,'Review Inputs'!$M$8:$Q$8)+6),IF(I227=0,I78,I78*(J227/I227)))","v":{"$error":"#VALUE!"}},{"$f":"IF(OFFSET(INDIRECT($B78),0,MATCH('Output Escalated'!K$1,'Review Inputs'!$M$8:$Q$8)+6)<>\"\",OFFSET(INDIRECT($B78),0,MATCH('Output Escalated'!K$1,'Review Inputs'!$M$8:$Q$8)+6),IF(J227=0,J78,J78*(K227/J227)))","v":{"$error":"#VALUE!"}},{"$f":"AVERAGE(I78:K78)","v":{"$error":"#VALUE!"}},{"$f":"L78","v":{"$error":"#VALUE!"}},{"$error":"#VALUE!"},{"$error":"#VALUE!"},{"$error":"#VALUE!"},{"$error":"#VALUE!"},{"$error":"#VALUE!"},{"$error":"#VALUE!"},{"$error":"#VALUE!"},{"$error":"#VALUE!"},{"$error":"#VALUE!"},{"$error":"#VALUE!"},{"$error":"#VALUE!"},{"$error":"#VALUE!"},{"$error":"#VALUE!"},{"$error":"#VALUE!"},{"$error":"#VALUE!"},{"$error":"#VALUE!"},{"$error":"#VALUE!"},{"$error":"#VALUE!"},{"$error":"#VALUE!"},{"$error":"#VALUE!"},{"$error":"#VALUE!"},{"$error":"#VALUE!"},{"$error":"#VALUE!"},{"$error":"#VALUE!"}]
[null,{"$f":"'Review Inputs'!B85","v":"p_input62"},"e_input62","Value of Service - PQ","$/# of customer interruptions","inflation",{"$f":"OFFSET(INDIRECT($B79),0,MATCH('Output Escalated'!G$1,'Review Inputs'!$M$8:$Q$8)+6)","v":""},{"$f":"IF(OFFSET(INDIRECT($B79),0,MATCH('Output Escalated'!H$1,'Review Inputs'!$M$8:$Q$8)+6)<>\"\",OFFSET(INDIRECT($B79),0,MATCH('Output Escalated'!H$1,'Review Inputs'!$M$8:$Q$8)+6),IF(G228=0,G79,G79*(H228/G228)))","v":{"$error":"#VALUE!"}},{"$f":"IF(OFFSET(INDIRECT($B79),0,MATCH('Output Escalated'!I$1,'Review Inputs'!$M$8:$Q$8)+6)<>\"\",OFFSET(INDIRECT($B79),0,MATCH('Output Escalated'!I$1,'Review Inputs'!$M$8:$Q$8)+6),IF(H228=0,H79,H79*(I228/H228)))","v":{"$error":"#VALUE!"}},{"$f":"IF(OFFSET(INDIRECT($B79),0,MATCH('Output Escalated'!J$1,'Review Inputs'!$M$8:$Q$8)+6)<>\"\",OFFSET(INDIRECT($B79),0,MATCH('Output Escalated'!J$1,'Review Inputs'!$M$8:$Q$8)+6),IF(I228=0,I79,I79*(J228/I228)))","v":{"$error":"#VALUE!"}},{"$f":"IF(OFFSET(INDIRECT($B79),0,MATCH('Output Escalated'!K$1,'Review Inputs'!$M$8:$Q$8)+6)<>\"\",OFFSET(INDIRECT($B79),0,MATCH('Output Escalated'!K$1,'Review Inputs'!$M$8:$Q$8)+6),IF(J228=0,J79,J79*(K228/J228)))","v":{"$error":"#VALUE!"}},{"$f":"K79*(1+INDIRECT(\"esc_factor_\"&$F79))","v":{"$error":"#VALUE!"}},{"$error":"#VALUE!"},{"$error":"#VALUE!"},{"$error":"#VALUE!"},{"$error":"#VALUE!"},{"$error":"#VALUE!"},{"$error":"#VALUE!"},{"$error":"#VALUE!"},{"$error":"#VALUE!"},{"$error":"#VALUE!"},{"$error":"#VALUE!"},{"$error":"#VALUE!"},{"$error":"#VALUE!"},{"$error":"#VALUE!"},{"$error":"#VALUE!"},{"$error":"#VALUE!"},{"$f":"AA79*(1+INDIRECT(\"esc_factor_\"&$F79))","v":{"$error":"#VALUE!"}},{"$error":"#VALUE!"},{"$error":"#VALUE!"},{"$error":"#VALUE!"},{"$error":"#VALUE!"},{"$error":"#VALUE!"},{"$error":"#VALUE!"},{"$error":"#VALUE!"},{"$error":"#VALUE!"},{"$error":"#VALUE!"}]
[null,{"$f":"'Review Inputs'!B86","v":"p_input101"},"e_input101","MAIFI (Impacted Feeders)","Index","none",{"$f":"OFFSET(INDIRECT($B80),0,MATCH('Output Escalated'!G$1,'Review Inputs'!$M$8:$Q$8)+6)","v":""},{"$f":"IF(OFFSET(INDIRECT($B80),0,MATCH('Output Escalated'!H$1,'Review Inputs'!$M$8:$Q$8)+6)<>\"\",OFFSET(INDIRECT($B80),0,MATCH('Output Escalated'!H$1,'Review Inputs'!$M$8:$Q$8)+6),IF(G229=0,G80,G80*(H229/G229)))","v":{"$error":"#VALUE!"}},{"$f":"IF(OFFSET(INDIRECT($B80),0,MATCH('Output Escalated'!I$1,'Review Inputs'!$M$8:$Q$8)+6)<>\"\",OFFSET(INDIRECT($B80),0,MATCH('Output Escalated'!I$1,'Review Inputs'!$M$8:$Q$8)+6),IF(H229=0,H80,H80*(I229/H229)))","v":{"$error":"#VALUE!"}},{"$f":"IF(OFFSET(INDIRECT($B80),0,MATCH('Output Escalated'!J$1,'Review Inputs'!$M$8:$Q$8)+6)<>\"\",OFFSET(INDIRECT($B80),0,MATCH('Output Escalated'!J$1,'Review Inputs'!$M$8:$Q$8)+6),IF(I229=0,I80,I80*(J229/I229)))","v":{"$error":"#VALUE!"}},{"$f":"IF(OFFSET(INDIRECT($B80),0,MATCH('Output Escalated'!K$1,'Review Inputs'!$M$8:$Q$8)+6)<>\"\",OFFSET(INDIRECT($B80),0,MATCH('Output Escalated'!K$1,'Review Inputs'!$M$8:$Q$8)+6),IF(J229=0,J80,J80*(K229/J229)))","v":{"$error":"#VALUE!"}},{"$f":"AVERAGE(I80:K80)","v":{"$error":"#VALUE!"}},{"$f":"L80","v":{"$error":"#VALUE!"}},{"$error":"#VALUE!"},{"$error":"#VALUE!"},{"$error":"#VALUE!"},{"$error":"#VALUE!"},{"$error":"#VALUE!"},{"$error":"#VALUE!"},{"$error":"#VALUE!"},{"$error":"#VALUE!"},{"$error":"#VALUE!"},{"$error":"#VALUE!"},{"$error":"#VALUE!"},{"$error":"#VALUE!"},{"$error":"#VALUE!"},{"$error":"#VALUE!"},{"$error":"#VALUE!"},{"$error":"#VALUE!"},{"$error":"#VALUE!"},{"$error":"#VALUE!"},{"$error":"#VALUE!"},{"$error":"#VALUE!"},{"$error":"#VALUE!"},{"$error":"#VALUE!"},{"$error":"#VALUE!"},{"$error":"#VALUE!"}]
[null,{"$f":"'Review Inputs'!B87","v":"p_input102"},"e_input102","Total Residential Customers Served on Impacted Feeders (momentary)","#","none",{"$f":"OFFSET(INDIRECT($B81),0,MATCH('Output Escalated'!G$1,'Review Inputs'!$M$8:$Q$8)+6)","v":""},{"$f":"IF(OFFSET(INDIRECT($B81),0,MATCH('Output Escalated'!H$1,'Review Inputs'!$M$8:$Q$8)+6)<>\"\",OFFSET(INDIRECT($B81),0,MATCH('Output Escalated'!H$1,'Review Inputs'!$M$8:$Q$8)+6),IF(G230=0,G81,G81*(H230/G230)))","v":{"$error":"#VALUE!"}},{"$f":"IF(OFFSET(INDIRECT($B81),0,MATCH('Output Escalated'!I$1,'Review Inputs'!$M$8:$Q$8)+6)<>\"\",OFFSET(INDIRECT($B81),0,MATCH('Output Escalated'!I$1,'Review Inputs'!$M$8:$Q$8)+6),IF(H230=0,H81,H81*(I230/H230)))","v":{"$error":"#VALUE!"}},{"$f":"IF(OFFSET(INDIRECT($B81),0,MATCH('Output Escalated'!J$1,'Review Inputs'!$M$8:$Q$8)+6)<>\"\",OFFSET(INDIRECT($B81),0,MATCH('Output Escalated'!J$1,'Review Inputs'!$M$8:$Q$8)+6),IF(I230=0,I81,I81*(J230/I230)))","v":{"$error":"#VALUE!"}},{"$f":"IF(OFFSET(INDIRECT($B81),0,MATCH('Output Escalated'!K$1,'Review Inputs'!$M$8:$Q$8)+6)<>\"\",OFFSET(INDIRECT($B81),0,MATCH('Output Escalated'!K$1,'Review Inputs'!$M$8:$Q$8)+6),IF(J230=0,J81,J81*(K230/J230)))","v":{"$error":"#VALUE!"}},{"$f":"K81*(1+INDIRECT(\"esc_factor_\"&$F81))","v":{"$error":"#VALUE!"}},{"$error":"#VALUE!"},{"$error":"#VALUE!"},{"$error":"#VALUE!"},{"$error":"#VALUE!"},{"$error":"#VALUE!"},{"$error":"#VALUE!"},{"$error":"#VALUE!"},{"$error":"#VALUE!"},{"$error":"#VALUE!"},{"$error":"#VALUE!"},{"$error":"#VALUE!"},{"$error":"#VALUE!"},{"$error":"#VALUE!"},{"$error":"#VALUE!"},{"$error":"#VALUE!"},{"$f":"AA81*(1+INDIRECT(\"esc_factor_\"&$F81))","v":{"$error":"#VALUE!"}},{"$error":"#VALUE!"},{"$error":"#VALUE!"},{"$error":"#VALUE!"},{"$error":"#VALUE!"},{"$error":"#VALUE!"},{"$error":"#VALUE!"},{"$error":"#VALUE!"},{"$error":"#VALUE!"},{"$error":"#VALUE!"}]
[null,{"$f":"'Review Inputs'!B88","v":"p_input103"},"e_input103","Total Commercial Customers Served on Impacted Feeders (momentary)","#","none",{"$f":"OFFSET(INDIRECT($B82),0,MATCH('Output Escalated'!G$1,'Review Inputs'!$M$8:$Q$8)+6)","v":""},{"$f":"IF(OFFSET(INDIRECT($B82),0,MATCH('Output Escalated'!H$1,'Review Inputs'!$M$8:$Q$8)+6)<>\"\",OFFSET(INDIRECT($B82),0,MATCH('Output Escalated'!H$1,'Review Inputs'!$M$8:$Q$8)+6),IF(G231=0,G82,G82*(H231/G231)))","v":{"$error":"#VALUE!"}},{"$f":"IF(OFFSET(INDIRECT($B82),0,MATCH('Output Escalated'!I$1,'Review Inputs'!$M$8:$Q$8)+6)<>\"\",OFFSET(INDIRECT($B82),0,MATCH('Output Escalated'!I$1,'Review Inputs'!$M$8:$Q$8)+6),IF(H231=0,H82,H82*(I231/H231)))","v":{"$error":"#VALUE!"}},{"$f":"IF(OFFSET(INDIRECT($B82),0,MATCH('Output Escalated'!J$1,'Review Inputs'!$M$8:$Q$8)+6)<>\"\",OFFSET(INDIRECT($B82),0,MATCH('Output Escalated'!J$1,'Review Inputs'!$M$8:$Q$8)+6),IF(I231=0,I82,I82*(J231/I231)))","v":{"$error":"#VALUE!"}},{"$f":"IF(OFFSET(INDIRECT($B82),0,MATCH('Output Escalated'!K$1,'Review Inputs'!$M$8:$Q$8)+6)<>\"\",OFFSET(INDIRECT($B82),0,MATCH('Output Escalated'!K$1,'Review Inputs'!$M$8:$Q$8)+6),IF(J231=0,J82,J82*(K231/J231)))","v":{"$error":"#VALUE!"}},{"$f":"K82*(1+INDIRECT(\"esc_factor_\"&$F82))","v":{"$error":"#VALUE!"}},{"$error":"#VALUE!"},{"$error":"#VALUE!"},{"$error":"#VALUE!"},{"$error":"#VALUE!"},{"$error":"#VALUE!"},{"$error":"#VALUE!"},{"$error":"#VALUE!"},{"$error":"#VALUE!"},{"$error":"#VALUE!"},{"$error":"#VALUE!"},{"$error":"#VALUE!"},{"$error":"#VALUE!"},{"$error":"#VALUE!"},{"$error":"#VALUE!"},{"$error":"#VALUE!"},{"$f":"AA82*(1+INDIRECT(\"esc_factor_\"&$F82))","v":{"$error":"#VALUE!"}},{"$error":"#VALUE!"},{"$error":"#VALUE!"},{"$error":"#VALUE!"},{"$error":"#VALUE!"},{"$error":"#VALUE!"},{"$error":"#VALUE!"},{"$error":"#VALUE!"},{"$error":"#VALUE!"},{"$error":"#VALUE!"}]
[null,{"$f":"'Review Inputs'!B89","v":"p_input104"},"e_input104","Total Industrial Customers Served on Impacted Feeders (momentary)","#","none",{"$f":"OFFSET(INDIRECT($B83),0,MATCH('Output Escalated'!G$1,'Review Inputs'!$M$8:$Q$8)+6)","v":""},{"$f":"IF(OFFSET(INDIRECT($B83),0,MATCH('Output Escalated'!H$1,'Review Inputs'!$M$8:$Q$8)+6)<>\"\",OFFSET(INDIRECT($B83),0,MATCH('Output Escalated'!H$1,'Review Inputs'!$M$8:$Q$8)+6),IF(G232=0,G83,G83*(H232/G232)))","v":{"$error":"#VALUE!"}},{"$f":"IF(OFFSET(INDIRECT($B83),0,MATCH('Output Escalated'!I$1,'Review Inputs'!$M$8:$Q$8)+6)<>\"\",OFFSET(INDIRECT($B83),0,MATCH('Output Escalated'!I$1,'Review Inputs'!$M$8:$Q$8)+6),IF(H232=0,H83,H83*(I232/H232)))","v":{"$error":"#VALUE!"}},{"$f":"IF(OFFSET(INDIRECT($B83),0,MATCH('Output Escalated'!J$1,'Review Inputs'!$M$8:$Q$8)+6)<>\"\",OFFSET(INDIRECT($B83),0,MATCH('Output Escalated'!J$1,'Review Inputs'!$M$8:$Q$8)+6),IF(I232=0,I83,I83*(J232/I232)))","v":{"$error":"#VALUE!"}},{"$f":"IF(OFFSET(INDIRECT($B83),0,MATCH('Output Escalated'!K$1,'Review Inputs'!$M$8:$Q$8)+6)<>\"\",OFFSET(INDIRECT($B83),0,MATCH('Output Escalated'!K$1,'Review Inputs'!$M$8:$Q$8)+6),IF(J232=0,J83,J83*(K232/J232)))","v":{"$error":"#VALUE!"}},{"$f":"K83*(1+INDIRECT(\"esc_factor_\"&$F83))","v":{"$error":"#VALUE!"}},{"$error":"#VALUE!"},{"$error":"#VALUE!"},{"$error":"#VALUE!"},{"$error":"#VALUE!"},{"$error":"#VALUE!"},{"$error":"#VALUE!"},{"$error":"#VALUE!"},{"$error":"#VALUE!"},{"$error":"#VALUE!"},{"$error":"#VALUE!"},{"$error":"#VALUE!"},{"$error":"#VALUE!"},{"$error":"#VALUE!"},{"$error":"#VALUE!"},{"$error":"#VALUE!"},{"$f":"AA83*(1+INDIRECT(\"esc_factor_\"&$F83))","v":{"$error":"#VALUE!"}},{"$error":"#VALUE!"},{"$error":"#VALUE!"},{"$error":"#VALUE!"},{"$error":"#VALUE!"},{"$error":"#VALUE!"},{"$error":"#VALUE!"},{"$error":"#VALUE!"},{"$error":"#VALUE!"},{"$error":"#VALUE!"}]
[null,{"$f":"'Review Inputs'!B90","v":"p_input63"},"e_input63","Number of High Impedance Faults Cleared","# of events","none",{"$f":"OFFSET(INDIRECT($B84),0,MATCH('Output Escalated'!G$1,'Review Inputs'!$M$8:$Q$8)+6)","v":""},{"$f":"IF(OFFSET(INDIRECT($B84),0,MATCH('Output Escalated'!H$1,'Review Inputs'!$M$8:$Q$8)+6)<>\"\",OFFSET(INDIRECT($B84),0,MATCH('Output Escalated'!H$1,'Review Inputs'!$M$8:$Q$8)+6),IF(G233=0,G84,G84*(H233/G233)))","v":{"$error":"#VALUE!"}},{"$f":"IF(OFFSET(INDIRECT($B84),0,MATCH('Output Escalated'!I$1,'Review Inputs'!$M$8:$Q$8)+6)<>\"\",OFFSET(INDIRECT($B84),0,MATCH('Output Escalated'!I$1,'Review Inputs'!$M$8:$Q$8)+6),IF(H233=0,H84,H84*(I233/H233)))","v":{"$error":"#VALUE!"}},{"$f":"IF(OFFSET(INDIRECT($B84),0,MATCH('Output Escalated'!J$1,'Review Inputs'!$M$8:$Q$8)+6)<>\"\",OFFSET(INDIRECT($B84),0,MATCH('Output Escalated'!J$1,'Review Inputs'!$M$8:$Q$8)+6),IF(I233=0,I84,I84*(J233/I233)))","v":{"$error":"#VALUE!"}},{"$f":"IF(OFFSET(INDIRECT($B84),0,MATCH('Output Escalated'!K$1,'Review Inputs'!$M$8:$Q$8)+6)<>\"\",OFFSET(INDIRECT($B84),0,MATCH('Output Escalated'!K$1,'Review Inputs'!$M$8:$Q$8)+6),IF(J233=0,J84,J84*(K233/J233)))","v":{"$error":"#VALUE!"}},{"$f":"K84*(1+INDIRECT(\"esc_factor_\"&$F84))","v":{"$error":"#VALUE!"}},{"$error":"#VALUE!"},{"$error":"#VALUE!"},{"$error":"#VALUE!"},{"$error":"#VALUE!"},{"$error":"#VALUE!"},{"$error":"#VALUE!"},{"$error":"#VALUE!"},{"$error":"#VALUE!"},{"$error":"#VALUE!"},{"$error":"#VALUE!"},{"$error":"#VALUE!"},{"$error":"#VALUE!"},{"$error":"#VALUE!"},{"$error":"#VALUE!"},{"$error":"#VALUE!"},{"$f":"AA84*(1+INDIRECT(\"esc_factor_\"&$F84))","v":{"$error":"#VALUE!"}},{"$error":"#VALUE!"},{"$error":"#VALUE!"},{"$error":"#VALUE!"},{"$error":"#VALUE!"},{"$error":"#VALUE!"},{"$error":"#VALUE!"},{"$error":"#VALUE!"},{"$error":"#VALUE!"},{"$error":"#VALUE!"}]
[null,{"$f":"'Review Inputs'!B91","v":"p_input64"},"e_input64","Value of Service - Sags & Swells","$/event","inflation",{"$f":"OFFSET(INDIRECT($B85),0,MATCH('Output Escalated'!G$1,'Review Inputs'!$M$8:$Q$8)+6)","v":""},{"$f":"IF(OFFSET(INDIRECT($B85),0,MATCH('Output Escalated'!H$1,'Review Inputs'!$M$8:$Q$8)+6)<>\"\",OFFSET(INDIRECT($B85),0,MATCH('Output Escalated'!H$1,'Review Inputs'!$M$8:$Q$8)+6),IF(G234=0,G85,G85*(H234/G234)))","v":{"$error":"#VALUE!"}},{"$f":"IF(OFFSET(INDIRECT($B85),0,MATCH('Output Escalated'!I$1,'Review Inputs'!$M$8:$Q$8)+6)<>\"\",OFFSET(INDIRECT($B85),0,MATCH('Output Escalated'!I$1,'Review Inputs'!$M$8:$Q$8)+6),IF(H234=0,H85,H85*(I234/H234)))","v":{"$error":"#VALUE!"}},{"$f":"IF(OFFSET(INDIRECT($B85),0,MATCH('Output Escalated'!J$1,'Review Inputs'!$M$8:$Q$8)+6)<>\"\",OFFSET(INDIRECT($B85),0,MATCH('Output Escalated'!J$1,'Review Inputs'!$M$8:$Q$8)+6),IF(I234=0,I85,I85*(J234/I234)))","v":{"$error":"#VALUE!"}},{"$f":"IF(OFFSET(INDIRECT($B85),0,MATCH('Output Escalated'!K$1,'Review Inputs'!$M$8:$Q$8)+6)<>\"\",OFFSET(INDIRECT($B85),0,MATCH('Output Escalated'!K$1,'Review Inputs'!$M$8:$Q$8)+6),IF(J234=0,J85,J85*(K234/J234)))","v":{"$error":"#VALUE!"}},{"$f":"K85*(1+INDIRECT(\"esc_factor_\"&$F85))","v":{"$error":"#VALUE!"}},{"$error":"#VALUE!"},{"$error":"#VALUE!"},{"$error":"#VALUE!"},{"$error":"#VALUE!"},{"$error":"#VALUE!"},{"$error":"#VALUE!"},{"$error":"#VALUE!"},{"$error":"#VALUE!"},{"$error":"#VALUE!"},{"$error":"#VALUE!"},{"$error":"#VALUE!"},{"$error":"#VALUE!"},{"$error":"#VALUE!"},{"$error":"#VALUE!"},{"$error":"#VALUE!"},{"$f":"AA85*(1+INDIRECT(\"esc_factor_\"&$F85))","v":{"$error":"#VALUE!"}},{"$error":"#VALUE!"},{"$error":"#VALUE!"},{"$error":"#VALUE!"},{"$error":"#VALUE!"},{"$error":"#VALUE!"},{"$error":"#VALUE!"},{"$error":"#VALUE!"},{"$error":"#VALUE!"},{"$error":"#VALUE!"}]
[null,{"$f":"'Review Inputs'!B92","v":"p_input65"},"e_input65","Truck Rolls","# of events","none",{"$f":"OFFSET(INDIRECT($B86),0,MATCH('Output Escalated'!G$1,'Review Inputs'!$M$8:$Q$8)+6)","v":""},{"$f":"IF(OFFSET(INDIRECT($B86),0,MATCH('Output Escalated'!H$1,'Review Inputs'!$M$8:$Q$8)+6)<>\"\",OFFSET(INDIRECT($B86),0,MATCH('Output Escalated'!H$1,'Review Inputs'!$M$8:$Q$8)+6),IF(G235=0,G86,G86*(H235/G235)))","v":{"$error":"#VALUE!"}},{"$f":"IF(OFFSET(INDIRECT($B86),0,MATCH('Output Escalated'!I$1,'Review Inputs'!$M$8:$Q$8)+6)<>\"\",OFFSET(INDIRECT($B86),0,MATCH('Output Escalated'!I$1,'Review Inputs'!$M$8:$Q$8)+6),IF(H235=0,H86,H86*(I235/H235)))","v":{"$error":"#VALUE!"}},{"$f":"IF(OFFSET(INDIRECT($B86),0,MATCH('Output Escalated'!J$1,'Review Inputs'!$M$8:$Q$8)+6)<>\"\",OFFSET(INDIRECT($B86),0,MATCH('Output Escalated'!J$1,'Review Inputs'!$M$8:$Q$8)+6),IF(I235=0,I86,I86*(J235/I235)))","v":{"$error":"#VALUE!"}},{"$f":"IF(OFFSET(INDIRECT($B86),0,MATCH('Output Escalated'!K$1,'Review Inputs'!$M$8:$Q$8)+6)<>\"\",OFFSET(INDIRECT($B86),0,MATCH('Output Escalated'!K$1,'Review Inputs'!$M$8:$Q$8)+6),IF(J235=0,J86,J86*(K235/J235)))","v":{"$error":"#VALUE!"}},{"$f":"K86*(1+INDIRECT(\"esc_factor_\"&$F86))","v":{"$error":"#VALUE!"}},{"$error":"#VALUE!"},{"$error":"#VALUE!"},{"$error":"#VALUE!"},{"$error":"#VALUE!"},{"$error":"#VALUE!"},{"$error":"#VALUE!"},{"$error":"#VALUE!"},{"$error":"#VALUE!"},{"$error":"#VALUE!"},{"$error":"#VALUE!"},{"$error":"#VALUE!"},{"$error":"#VALUE!"},{"$error":"#VALUE!"},{"$error":"#VALUE!"},{"$error":"#VALUE!"},{"$f":"AA86*(1+INDIRECT(\"esc_factor_\"&$F86))","v":{"$error":"#VALUE!"}},{"$error":"#VALUE!"},{"$error":"#VALUE!"},{"$error":"#VALUE!"},{"$error":"#VALUE!"},{"$error":"#VALUE!"},{"$error":"#VALUE!"},{"$error":"#VALUE!"},{"$error":"#VALUE!"},{"$error":"#VALUE!"}]
[null,{"$f":"'Review Inputs'!B93","v":"p_input66"},"e_input66","Average Miles Travelled per Truck Roll","miles/event","none",{"$f":"OFFSET(INDIRECT($B87),0,MATCH('Output Escalated'!G$1,'Review Inputs'!$M$8:$Q$8)+6)","v":""},{"$f":"IF(OFFSET(INDIRECT($B87),0,MATCH('Output Escalated'!H$1,'Review Inputs'!$M$8:$Q$8)+6)<>\"\",OFFSET(INDIRECT($B87),0,MATCH('Output Escalated'!H$1,'Review Inputs'!$M$8:$Q$8)+6),IF(G236=0,G87,G87*(H236/G236)))","v":{"$error":"#VALUE!"}},{"$f":"IF(OFFSET(INDIRECT($B87),0,MATCH('Output Escalated'!I$1,'Review Inputs'!$M$8:$Q$8)+6)<>\"\",OFFSET(INDIRECT($B87),0,MATCH('Output Escalated'!I$1,'Review Inputs'!$M$8:$Q$8)+6),IF(H236=0,H87,H87*(I236/H236)))","v":{"$error":"#VALUE!"}},{"$f":"IF(OFFSET(INDIRECT($B87),0,MATCH('Output Escalated'!J$1,'Review Inputs'!$M$8:$Q$8)+6)<>\"\",OFFSET(INDIRECT($B87),0,MATCH('Output Escalated'!J$1,'Review Inputs'!$M$8:$Q$8)+6),IF(I236=0,I87,I87*(J236/I236)))","v":{"$error":"#VALUE!"}},{"$f":"IF(OFFSET(INDIRECT($B87),0,MATCH('Output Escalated'!K$1,'Review Inputs'!$M$8:$Q$8)+6)<>\"\",OFFSET(INDIRECT($B87),0,MATCH('Output Escalated'!K$1,'Review Inputs'!$M$8:$Q$8)+6),IF(J236=0,J87,J87*(K236/J236)))","v":{"$error":"#VALUE!"}},{"$f":"K87*(1+INDIRECT(\"esc_factor_\"&$F87))","v":{"$error":"#VALUE!"}},{"$error":"#VALUE!"},{"$error":"#VALUE!"},{"$error":"#VALUE!"},{"$error":"#VALUE!"},{"$error":"#VALUE!"},{"$error":"#VALUE!"},{"$error":"#VALUE!"},{"$error":"#VALUE!"},{"$error":"#VALUE!"},{"$error":"#VALUE!"},{"$f":"V87*(1+INDIRECT(\"esc_factor_\"&$F87))","v":{"$error":"#VALUE!"}},{"$error":"#VALUE!"},{"$error":"#VALUE!"},{"$error":"#VALUE!"},{"$error":"#VALUE!"},{"$error":"#VALUE!"},{"$error":"#VALUE!"},{"$error":"#VALUE!"},{"$error":"#VALUE!"},{"$error":"#VALUE!"},{"$error":"#VALUE!"},{"$error":"#VALUE!"},{"$error":"#VALUE!"},{"$error":"#VALUE!"},{"$error":"#VALUE!"}]
[null,{"$f":"'Review Inputs'!B94","v":"p_input67"},"e_input67","Average Fuel Efficiency for Truck Roll Vehicle","miles/gallon","none",{"$f":"OFFSET(INDIRECT($B88),0,MATCH('Output Escalated'!G$1,'Review Inputs'!$M$8:$Q$8)+6)","v":""},{"$f":"IF(OFFSET(INDIRECT($B88),0,MATCH('Output Escalated'!H$1,'Review Inputs'!$M$8:$Q$8)+6)<>\"\",OFFSET(INDIRECT($B88),0,MATCH('Output Escalated'!H$1,'Review Inputs'!$M$8:$Q$8)+6),IF(G237=0,G88,G88*(H237/G237)))","v":{"$error":"#VALUE!"}},{"$f":"IF(OFFSET(INDIRECT($B88),0,MATCH('Output Escalated'!I$1,'Review Inputs'!$M$8:$Q$8)+6)<>\"\",OFFSET(INDIRECT($B88),0,MATCH('Output Escalated'!I$1,'Review Inputs'!$M$8:$Q$8)+6),IF(H237=0,H88,H88*(I237/H237)))","v":{"$error":"#VALUE!"}},{"$f":"IF(OFFSET(INDIRECT($B88),0,MATCH('Output Escalated'!J$1,'Review Inputs'!$M$8:$Q$8)+6)<>\"\",OFFSET(INDIRECT($B88),0,MATCH('Output Escalated'!J$1,'Review Inputs'!$M$8:$Q$8)+6),IF(I237=0,I88,I88*(J237/I237)))","v":{"$error":"#VALUE!"}},{"$f":"IF(OFFSET(INDIRECT($B88),0,MATCH('Output Escalated'!K$1,'Review Inputs'!$M$8:$Q$8)+6)<>\"\",OFFSET(INDIRECT($B88),0,MATCH('Output Escalated'!K$1,'Review Inputs'!$M$8:$Q$8)+6),IF(J237=0,J88,J88*(K237/J237)))","v":{"$error":"#VALUE!"}},{"$f":"K88*(1+INDIRECT(\"esc_factor_\"&$F88))","v":{"$error":"#VALUE!"}},{"$error":"#VALUE!"},{"$f":"M88*(1+INDIRECT(\"esc_factor_\"&$F88))","v":{"$error":"#VALUE!"}},{"$error":"#VALUE!"},{"$error":"#VALUE!"},{"$error":"#VALUE!"},{"$error":"#VALUE!"},{"$error":"#VALUE!"},{"$error":"#VALUE!"},{"$error":"#VALUE!"},{"$error":"#VALUE!"},{"$error":"#VALUE!"},{"$error":"#VALUE!"},{"$error":"#VALUE!"},{"$error":"#VALUE!"},{"$error":"#VALUE!"},{"$error":"#VALUE!"},{"$error":"#VALUE!"},{"$error":"#VALUE!"},{"$error":"#VALUE!"},{"$error":"#VALUE!"},{"$error":"#VALUE!"},{"$error":"#VALUE!"},{"$error":"#VALUE!"},{"$error":"#VALUE!"},{"$error":"#VALUE!"}]
[null,{"$f":"'Review Inputs'!B95","v":"p_input84"},"e_input84","Number of Feeder Switching or Maintenance Operations Completed","# of events","none",{"$f":"OFFSET(INDIRECT($B89),0,MATCH('Output Escalated'!G$1,'Review Inputs'!$M$8:$Q$8)+6)","v":""},{"$f":"IF(OFFSET(INDIRECT($B89),0,MATCH('Output Escalated'!H$1,'Review Inputs'!$M$8:$Q$8)+6)<>\"\",OFFSET(INDIRECT($B89),0,MATCH('Output Escalated'!H$1,'Review Inputs'!$M$8:$Q$8)+6),IF(G238=0,G89,G89*(H238/G238)))","v":{"$error":"#VALUE!"}},{"$f":"IF(OFFSET(INDIRECT($B89),0,MATCH('Output Escalated'!I$1,'Review Inputs'!$M$8:$Q$8)+6)<>\"\",OFFSET(INDIRECT($B89),0,MATCH('Output Escalated'!I$1,'Review Inputs'!$M$8:$Q$8)+6),IF(H238=0,H89,H89*(I238/H238)))","v":{"$error":"#VALUE!"}},{"$f":"IF(OFFSET(INDIRECT($B89),0,MATCH('Output Escalated'!J$1,'Review Inputs'!$M$8:$Q$8)+6)<>\"\",OFFSET(INDIRECT($B89),0,MATCH('Output Escalated'!J$1,'Review Inputs'!$M$8:$Q$8)+6),IF(I238=0,I89,I89*(J238/I238)))","v":{"$error":"#VALUE!"}},{"$f":"IF(OFFSET(INDIRECT($B89),0,MATCH('Output Escalated'!K$1,'Review Inputs'!$M$8:$Q$8)+6)<>\"\",OFFSET(INDIRECT($B89),0,MATCH('Output Escalated'!K$1,'Review Inputs'!$M$8:$Q$8)+6),IF(J238=0,J89,J89*(K238/J238)))","v":{"$error":"#VALUE!"}},{"$error":"#VALUE!"},{"$error":"#VALUE!"},{"$f":"M89*(1+INDIRECT(\"esc_factor_\"&$F89))","v":{"$error":"#VALUE!"}},{"$error":"#VALUE!"},{"$error":"#VALUE!"},{"$error":"#VALUE!"},{"$error":"#VALUE!"},{"$error":"#VALUE!"},{"$error":"#VALUE!"},{"$error":"#VALUE!"},{"$error":"#VALUE!"},{"$error":"#VALUE!"},{"$error":"#VALUE!"},{"$error":"#VALUE!"},{"$error":"#VALUE!"},{"$error":"#VALUE!"},{"$error":"#VALUE!"},{"$error":"#VALUE!"},{"$error":"#VALUE!"},{"$error":"#VALUE!"},{"$error":"#VALUE!"},{"$error":"#VALUE!"},{"$error":"#VALUE!"},{"$error":"#VALUE!"},{"$error":"#VALUE!"},{"$error":"#VALUE!"}]
[null,{"$f":"'Review Inputs'!B96","v":"p_input85"},"e_input85","Average Miles Traveled per Switching or Maintenance Operation","miles/event","none",{"$f":"OFFSET(INDIRECT($B90),0,MATCH('Output Escalated'!G$1,'Review Inputs'!$M$8:$Q$8)+6)","v":""},{"$f":"IF(OFFSET(INDIRECT($B90),0,MATCH('Output Escalated'!H$1,'Review Inputs'!$M$8:$Q$8)+6)<>\"\",OFFSET(INDIRECT($B90),0,MATCH('Output Escalated'!H$1,'Review Inputs'!$M$8:$Q$8)+6),IF(G239=0,G90,G90*(H239/G239)))","v":{"$error":"#VALUE!"}},{"$f":"IF(OFFSET(INDIRECT($B90),0,MATCH('Output Escalated'!I$1,'Review Inputs'!$M$8:$Q$8)+6)<>\"\",OFFSET(INDIRECT($B90),0,MATCH('Output Escalated'!I$1,'Review Inputs'!$M$8:$Q$8)+6),IF(H239=0,H90,H90*(I239/H239)))","v":{"$error":"#VALUE!"}},{"$f":"IF(OFFSET(INDIRECT($B90),0,MATCH('Output Escalated'!J$1,'Review Inputs'!$M$8:$Q$8)+6)<>\"\",OFFSET(INDIRECT($B90),0,MATCH('Output Escalated'!J$1,'Review Inputs'!$M$8:$Q$8)+6),IF(I239=0,I90,I90*(J239/I239)))","v":{"$error":"#VALUE!"}},{"$f":"IF(OFFSET(INDIRECT($B90),0,MATCH('Output Escalated'!K$1,'Review Inputs'!$M$8:$Q$8)+6)<>\"\",OFFSET(INDIRECT($B90),0,MATCH('Output Escalated'!K$1,'Review Inputs'!$M$8:$Q$8)+6),IF(J239=0,J90,J90*(K239/J239)))","v":{"$error":"#VALUE!"}},{"$error":"#VALUE!"},{"$error":"#VALUE!"},{"$f":"M90*(1+INDIRECT(\"esc_factor_\"&$F90))","v":{"$error":"#VALUE!"}},{"$error":"#VALUE!"},{"$error":"#VALUE!"},{"$error":"#VALUE!"},{"$error":"#VALUE!"},{"$error":"#VALUE!"},{"$error":"#VALUE!"},{"$error":"#VALUE!"},{"$error":"#VALUE!"},{"$error":"#VALUE!"},{"$error":"#VALUE!"},{"$error":"#VALUE!"},{"$error":"#VALUE!"},{"$error":"#VALUE!"},{"$error":"#VALUE!"},{"$error":"#VALUE!"},{"$error":"#VALUE!"},{"$error":"#VALUE!"},{"$error":"#VALUE!"},{"$error":"#VALUE!"},{"$error":"#VALUE!"},{"$error":"#VALUE!"},{"$error":"#VALUE!"},{"$error":"#VALUE!"}]
[null,{"$f":"'Review Inputs'!B97","v":"p_input86"},"e_input86","Average Fuel Efficiency for Feeder Service Vehicle","miles/gallon","none",{"$f":"OFFSET(INDIRECT($B91),0,MATCH('Output Escalated'!G$1,'Review Inputs'!$M$8:$Q$8)+6)","v":""},{"$f":"IF(OFFSET(INDIRECT($B91),0,MATCH('Output Escalated'!H$1,'Review Inputs'!$M$8:$Q$8)+6)<>\"\",OFFSET(INDIRECT($B91),0,MATCH('Output Escalated'!H$1,'Review Inputs'!$M$8:$Q$8)+6),IF(G240=0,G91,G91*(H240/G240)))","v":{"$error":"#VALUE!"}},{"$f":"IF(OFFSET(INDIRECT($B91),0,MATCH('Output Escalated'!I$1,'Review Inputs'!$M$8:$Q$8)+6)<>\"\",OFFSET(INDIRECT($B91),0,MATCH('Output Escalated'!I$1,'Review Inputs'!$M$8:$Q$8)+6),IF(H240=0,H91,H91*(I240/H240)))","v":{"$error":"#VALUE!"}},{"$f":"IF(OFFSET(INDIRECT($B91),0,MATCH('Output Escalated'!J$1,'Review Inputs'!$M$8:$Q$8)+6)<>\"\",OFFSET(INDIRECT($B91),0,MATCH('Output Escalated'!J$1,'Review Inputs'!$M$8:$Q$8)+6),IF(I240=0,I91,I91*(J240/I240)))","v":{"$error":"#VALUE!"}},{"$f":"IF(OFFSET(INDIRECT($B91),0,MATCH('Output Escalated'!K$1,'Review Inputs'!$M$8:$Q$8)+6)<>\"\",OFFSET(INDIRECT($B91),0,MATCH('Output Escalated'!K$1,'Review Inputs'!$M$8:$Q$8)+6),IF(J240=0,J91,J91*(K240/J240)))","v":{"$error":"#VALUE!"}},{"$error":"#VALUE!"},{"$error":"#VALUE!"},{"$f":"M91*(1+INDIRECT(\"esc_factor_\"&$F91))","v":{"$error":"#VALUE!"}},{"$error":"#VALUE!"},{"$error":"#VALUE!"},{"$error":"#VALUE!"},{"$error":"#VALUE!"},{"$error":"#VALUE!"},{"$error":"#VALUE!"},{"$error":"#VALUE!"},{"$error":"#VALUE!"},{"$error":"#VALUE!"},{"$error":"#VALUE!"},{"$error":"#VALUE!"},{"$error":"#VALUE!"},{"$error":"#VALUE!"},{"$error":"#VALUE!"},{"$error":"#VALUE!"},{"$error":"#VALUE!"},{"$error":"#VALUE!"},{"$error":"#VALUE!"},{"$error":"#VALUE!"},{"$error":"#VALUE!"},{"$error":"#VALUE!"},{"$error":"#VALUE!"},{"$error":"#VALUE!"}]
[null,{"$f":"'Review Inputs'!B98","v":"p_input87"},"e_input87","Number of Diagnosis /Notification Operations Completed","# of events","none",{"$f":"OFFSET(INDIRECT($B92),0,MATCH('Output Escalated'!G$1,'Review Inputs'!$M$8:$Q$8)+6)","v":""},{"$f":"IF(OFFSET(INDIRECT($B92),0,MATCH('Output Escalated'!H$1,'Review Inputs'!$M$8:$Q$8)+6)<>\"\",OFFSET(INDIRECT($B92),0,MATCH('Output Escalated'!H$1,'Review Inputs'!$M$8:$Q$8)+6),IF(G241=0,G92,G92*(H241/G241)))","v":{"$error":"#VALUE!"}},{"$f":"IF(OFFSET(INDIRECT($B92),0,MATCH('Output Escalated'!I$1,'Review Inputs'!$M$8:$Q$8)+6)<>\"\",OFFSET(INDIRECT($B92),0,MATCH('Output Escalated'!I$1,'Review Inputs'!$M$8:$Q$8)+6),IF(H241=0,H92,H92*(I241/H241)))","v":{"$error":"#VALUE!"}},{"$f":"IF(OFFSET(INDIRECT($B92),0,MATCH('Output Escalated'!J$1,'Review Inputs'!$M$8:$Q$8)+6)<>\"\",OFFSET(INDIRECT($B92),0,MATCH('Output Escalated'!J$1,'Review Inputs'!$M$8:$Q$8)+6),IF(I241=0,I92,I92*(J241/I241)))","v":{"$error":"#VALUE!"}},{"$f":"IF(OFFSET(INDIRECT($B92),0,MATCH('Output Escalated'!K$1,'Review Inputs'!$M$8:$Q$8)+6)<>\"\",OFFSET(INDIRECT($B92),0,MATCH('Output Escalated'!K$1,'Review Inputs'!$M$8:$Q$8)+6),IF(J241=0,J92,J92*(K241/J241)))","v":{"$error":"#VALUE!"}},{"$error":"#VALUE!"},{"$error":"#VALUE!"},{"$f":"M92*(1+INDIRECT(\"esc_factor_\"&$F92))","v":{"$error":"#VALUE!"}},{"$error":"#VALUE!"},{"$error":"#VALUE!"},{"$error":"#VALUE!"},{"$error":"#VALUE!"},{"$error":"#VALUE!"},{"$error":"#VALUE!"},{"$error":"#VALUE!"},{"$error":"#VALUE!"},{"$error":"#VALUE!"},{"$error":"#VALUE!"},{"$error":"#VALUE!"},{"$error":"#VALUE!"},{"$error":"#VALUE!"},{"$error":"#VALUE!"},{"$error":"#VALUE!"},{"$error":"#VALUE!"},{"$error":"#VALUE!"},{"$error":"#VALUE!"},{"$error":"#VALUE!"},{"$error":"#VALUE!"},{"$error":"#VALUE!"},{"$error":"#VALUE!"},{"$error":"#VALUE!"}]
[null,{"$f":"'Review Inputs'!B99","v":"p_input88"},"e_input88","Average Miles Traveled per Diagnosis /Notification Operation","miles/event","none",{"$f":"OFFSET(INDIRECT($B93),0,MATCH('Output Escalated'!G$1,'Review Inputs'!$M$8:$Q$8)+6)","v":""},{"$f":"IF(OFFSET(INDIRECT($B93),0,MATCH('Output Escalated'!H$1,'Review Inputs'!$M$8:$Q$8)+6)<>\"\",OFFSET(INDIRECT($B93),0,MATCH('Output Escalated'!H$1,'Review Inputs'!$M$8:$Q$8)+6),IF(G242=0,G93,G93*(H242/G242)))","v":{"$error":"#VALUE!"}},{"$f":"IF(OFFSET(INDIRECT($B93),0,MATCH('Output Escalated'!I$1,'Review Inputs'!$M$8:$Q$8)+6)<>\"\",OFFSET(INDIRECT($B93),0,MATCH('Output Escalated'!I$1,'Review Inputs'!$M$8:$Q$8)+6),IF(H242=0,H93,H93*(I242/H242)))","v":{"$error":"#VALUE!"}},{"$f":"IF(OFFSET(INDIRECT($B93),0,MATCH('Output Escalated'!J$1,'Review Inputs'!$M$8:$Q$8)+6)<>\"\",OFFSET(INDIRECT($B93),0,MATCH('Output Escalated'!J$1,'Review Inputs'!$M$8:$Q$8)+6),IF(I242=0,I93,I93*(J242/I242)))","v":{"$error":"#VALUE!"}},{"$f":"IF(OFFSET(INDIRECT($B93),0,MATCH('Output Escalated'!K$1,'Review Inputs'!$M$8:$Q$8)+6)<>\"\",OFFSET(INDIRECT($B93),0,MATCH('Output Escalated'!K$1,'Review Inputs'!$M$8:$Q$8)+6),IF(J242=0,J93,J93*(K242/J242)))","v":{"$error":"#VALUE!"}},{"$error":"#VALUE!"},{"$error":"#VALUE!"},{"$f":"M93*(1+INDIRECT(\"esc_factor_\"&$F93))","v":{"$error":"#VALUE!"}},{"$error":"#VALUE!"},{"$error":"#VALUE!"},{"$error":"#VALUE!"},{"$error":"#VALUE!"},{"$error":"#VALUE!"},{"$error":"#VALUE!"},{"$error":"#VALUE!"},{"$error":"#VALUE!"},{"$error":"#VALUE!"},{"$error":"#VALUE!"},{"$error":"#VALUE!"},{"$error":"#VALUE!"},{"$error":"#VALUE!"},{"$error":"#VALUE!"},{"$error":"#VALUE!"},{"$error":"#VALUE!"},{"$error":"#VALUE!"},{"$error":"#VALUE!"},{"$error":"#VALUE!"},{"$error":"#VALUE!"},{"$error":"#VALUE!"},{"$error":"#VALUE!"},{"$error":"#VALUE!"}]
[null,{"$f":"'Review Inputs'!B100","v":"p_input89"},"e_input89","Average Fuel Efficiency for Diagnosis /Notification Service Vehicle","miles/gallon","none",{"$f":"OFFSET(INDIRECT($B94),0,MATCH('Output Escalated'!G$1,'Review Inputs'!$M$8:$Q$8)+6)","v":""},{"$f":"IF(OFFSET(INDIRECT($B94),0,MATCH('Output Escalated'!H$1,'Review Inputs'!$M$8:$Q$8)+6)<>\"\",OFFSET(INDIRECT($B94),0,MATCH('Output Escalated'!H$1,'Review Inputs'!$M$8:$Q$8)+6),IF(G243=0,G94,G94*(H243/G243)))","v":{"$error":"#VALUE!"}},{"$f":"IF(OFFSET(INDIRECT($B94),0,MATCH('Output Escalated'!I$1,'Review Inputs'!$M$8:$Q$8)+6)<>\"\",OFFSET(INDIRECT($B94),0,MATCH('Output Escalated'!I$1,'Review Inputs'!$M$8:$Q$8)+6),IF(H243=0,H94,H94*(I243/H243)))","v":{"$error":"#VALUE!"}},{"$f":"IF(OFFSET(INDIRECT($B94),0,MATCH('Output Escalated'!J$1,'Review Inputs'!$M$8:$Q$8)+6)<>\"\",OFFSET(INDIRECT($B94),0,MATCH('Output Escalated'!J$1,'Review Inputs'!$M$8:$Q$8)+6),IF(I243=0,I94,I94*(J243/I243)))","v":{"$error":"#VALUE!"}},{"$f":"IF(OFFSET(INDIRECT($B94),0,MATCH('Output Escalated'!K$1,'Review Inputs'!$M$8:$Q$8)+6)<>\"\",OFFSET(INDIRECT($B94),0,MATCH('Output Escalated'!K$1,'Review Inputs'!$M$8:$Q$8)+6),IF(J243=0,J94,J94*(K243/J243)))","v":{"$error":"#VALUE!"}},{"$error":"#VALUE!"},{"$error":"#VALUE!"},{"$f":"M94*(1+INDIRECT(\"esc_factor_\"&$F94))","v":{"$error":"#VALUE!"}},{"$error":"#VALUE!"},{"$error":"#VALUE!"},{"$error":"#VALUE!"},{"$error":"#VALUE!"},{"$error":"#VALUE!"},{"$error":"#VALUE!"},{"$error":"#VALUE!"},{"$error":"#VALUE!"},{"$error":"#VALUE!"},{"$error":"#VALUE!"},{"$error":"#VALUE!"},{"$error":"#VALUE!"},{"$error":"#VALUE!"},{"$error":"#VALUE!"},{"$error":"#VALUE!"},{"$error":"#VALUE!"},{"$error":"#VALUE!"},{"$error":"#VALUE!"},{"$error":"#VALUE!"},{"$error":"#VALUE!"},{"$error":"#VALUE!"},{"$error":"#VALUE!"},{"$error":"#VALUE!"}]
[null,{"$f":"'Review Inputs'!B101","v":"p_input90"},"e_input90","Number of Meter Reading Operations","# of events","population",{"$f":"OFFSET(INDIRECT($B95),0,MATCH('Output Escalated'!G$1,'Review Inputs'!$M$8:$Q$8)+6)","v":""},{"$f":"IF(OFFSET(INDIRECT($B95),0,MATCH('Output Escalated'!H$1,'Review Inputs'!$M$8:$Q$8)+6)<>\"\",OFFSET(INDIRECT($B95),0,MATCH('Output Escalated'!H$1,'Review Inputs'!$M$8:$Q$8)+6),IF(G244=0,G95,G95*(H244/G244)))","v":{"$error":"#VALUE!"}},{"$f":"IF(OFFSET(INDIRECT($B95),0,MATCH('Output Escalated'!I$1,'Review Inputs'!$M$8:$Q$8)+6)<>\"\",OFFSET(INDIRECT($B95),0,MATCH('Output Escalated'!I$1,'Review Inputs'!$M$8:$Q$8)+6),IF(H244=0,H95,H95*(I244/H244)))","v":{"$error":"#VALUE!"}},{"$f":"IF(OFFSET(INDIRECT($B95),0,MATCH('Output Escalated'!J$1,'Review Inputs'!$M$8:$Q$8)+6)<>\"\",OFFSET(INDIRECT($B95),0,MATCH('Output Escalated'!J$1,'Review Inputs'!$M$8:$Q$8)+6),IF(I244=0,I95,I95*(J244/I244)))","v":{"$error":"#VALUE!"}},{"$f":"IF(OFFSET(INDIRECT($B95),0,MATCH('Output Escalated'!K$1,'Review Inputs'!$M$8:$Q$8)+6)<>\"\",OFFSET(INDIRECT($B95),0,MATCH('Output Escalated'!K$1,'Review Inputs'!$M$8:$Q$8)+6),IF(J244=0,J95,J95*(K244/J244)))","v":{"$error":"#VALUE!"}},{"$error":"#VALUE!"},{"$error":"#VALUE!"},{"$f":"M95*(1+INDIRECT(\"esc_factor_\"&$F95))","v":{"$error":"#VALUE!"}},{"$error":"#VALUE!"},{"$error":"#VALUE!"},{"$error":"#VALUE!"},{"$error":"#VALUE!"},{"$error":"#VALUE!"},{"$error":"#VALUE!"},{"$error":"#VALUE!"},{"$error":"#VALUE!"},{"$error":"#VALUE!"},{"$error":"#VALUE!"},{"$error":"#VALUE!"},{"$error":"#VALUE!"},{"$error":"#VALUE!"},{"$error":"#VALUE!"},{"$error":"#VALUE!"},{"$error":"#VALUE!"},{"$error":"#VALUE!"},{"$error":"#VALUE!"},{"$error":"#VALUE!"},{"$error":"#VALUE!"},{"$error":"#VALUE!"},{"$error":"#VALUE!"},{"$error":"#VALUE!"}]
[null,{"$f":"'Review Inputs'!B102","v":"p_input91"},"e_input91","Average Miles Traveled per meter read","miles/event","none",{"$f":"OFFSET(INDIRECT($B96),0,MATCH('Output Escalated'!G$1,'Review Inputs'!$M$8:$Q$8)+6)","v":""},{"$f":"IF(OFFSET(INDIRECT($B96),0,MATCH('Output Escalated'!H$1,'Review Inputs'!$M$8:$Q$8)+6)<>\"\",OFFSET(INDIRECT($B96),0,MATCH('Output Escalated'!H$1,'Review Inputs'!$M$8:$Q$8)+6),IF(G245=0,G96,G96*(H245/G245)))","v":{"$error":"#VALUE!"}},{"$f":"IF(OFFSET(INDIRECT($B96),0,MATCH('Output Escalated'!I$1,'Review Inputs'!$M$8:$Q$8)+6)<>\"\",OFFSET(INDIRECT($B96),0,MATCH('Output Escalated'!I$1,'Review Inputs'!$M$8:$Q$8)+6),IF(H245=0,H96,H96*(I245/H245)))","v":{"$error":"#VALUE!"}},{"$f":"IF(OFFSET(INDIRECT($B96),0,MATCH('Output Escalated'!J$1,'Review Inputs'!$M$8:$Q$8)+6)<>\"\",OFFSET(INDIRECT($B96),0,MATCH('Output Escalated'!J$1,'Review Inputs'!$M$8:$Q$8)+6),IF(I245=0,I96,I96*(J245/I245)))","v":{"$error":"#VALUE!"}},{"$f":"IF(OFFSET(INDIRECT($B96),0,MATCH('Output Escalated'!K$1,'Review Inputs'!$M$8:$Q$8)+6)<>\"\",OFFSET(INDIRECT($B96),0,MATCH('Output Escalated'!K$1,'Review Inputs'!$M$8:$Q$8)+6),IF(J245=0,J96,J96*(K245/J245)))","v":{"$error":"#VALUE!"}},{"$error":"#VALUE!"},{"$error":"#VALUE!"},{"$f":"M96*(1+INDIRECT(\"esc_factor_\"&$F96))","v":{"$error":"#VALUE!"}},{"$error":"#VALUE!"},{"$error":"#VALUE!"},{"$error":"#VALUE!"},{"$error":"#VALUE!"},{"$error":"#VALUE!"},{"$error":"#VALUE!"},{"$error":"#VALUE!"},{"$error":"#VALUE!"},{"$error":"#VALUE!"},{"$error":"#VALUE!"},{"$error":"#VALUE!"},{"$error":"#VALUE!"},{"$error":"#VALUE!"},{"$error":"#VALUE!"},{"$error":"#VALUE!"},{"$error":"#VALUE!"},{"$error":"#VALUE!"},{"$error":"#VALUE!"},{"$error":"#VALUE!"},{"$error":"#VALUE!"},{"$error":"#VALUE!"},{"$error":"#VALUE!"},{"$error":"#VALUE!"}]
[null,{"$f":"'Review Inputs'!B103","v":"p_input92"},"e_input92","Average Fuel Efficiency for Real-Time Load Measurement/Management Service Vehicle","miles/gallon","none",{"$f":"OFFSET(INDIRECT($B97),0,MATCH('Output Escalated'!G$1,'Review Inputs'!$M$8:$Q$8)+6)","v":""},{"$f":"IF(OFFSET(INDIRECT($B97),0,MATCH('Output Escalated'!H$1,'Review Inputs'!$M$8:$Q$8)+6)<>\"\",OFFSET(INDIRECT($B97),0,MATCH('Output Escalated'!H$1,'Review Inputs'!$M$8:$Q$8)+6),IF(G246=0,G97,G97*(H246/G246)))","v":{"$error":"#VALUE!"}},{"$f":"IF(OFFSET(INDIRECT($B97),0,MATCH('Output Escalated'!I$1,'Review Inputs'!$M$8:$Q$8)+6)<>\"\",OFFSET(INDIRECT($B97),0,MATCH('Output Escalated'!I$1,'Review Inputs'!$M$8:$Q$8)+6),IF(H246=0,H97,H97*(I246/H246)))","v":{"$error":"#VALUE!"}},{"$f":"IF(OFFSET(INDIRECT($B97),0,MATCH('Output Escalated'!J$1,'Review Inputs'!$M$8:$Q$8)+6)<>\"\",OFFSET(INDIRECT($B97),0,MATCH('Output Escalated'!J$1,'Review Inputs'!$M$8:$Q$8)+6),IF(I246=0,I97,I97*(J246/I246)))","v":{"$error":"#VALUE!"}},{"$f":"IF(OFFSET(INDIRECT($B97),0,MATCH('Output Escalated'!K$1,'Review Inputs'!$M$8:$Q$8)+6)<>\"\",OFFSET(INDIRECT($B97),0,MATCH('Output Escalated'!K$1,'Review Inputs'!$M$8:$Q$8)+6),IF(J246=0,J97,J97*(K246/J246)))","v":{"$error":"#VALUE!"}},{"$error":"#VALUE!"},{"$error":"#VALUE!"},{"$f":"M97*(1+INDIRECT(\"esc_factor_\"&$F97))","v":{"$error":"#VALUE!"}},{"$error":"#VALUE!"},{"$error":"#VALUE!"},{"$error":"#VALUE!"},{"$error":"#VALUE!"},{"$error":"#VALUE!"},{"$error":"#VALUE!"},{"$error":"#VALUE!"},{"$error":"#VALUE!"},{"$error":"#VALUE!"},{"$error":"#VALUE!"},{"$error":"#VALUE!"},{"$error":"#VALUE!"},{"$error":"#VALUE!"},{"$error":"#VALUE!"},{"$error":"#VALUE!"},{"$error":"#VALUE!"},{"$error":"#VALUE!"},{"$error":"#VALUE!"},{"$error":"#VALUE!"},{"$error":"#VALUE!"},{"$error":"#VALUE!"},{"$error":"#VALUE!"},{"$error":"#VALUE!"}]
[null,{"$f":"'Review Inputs'!B104","v":"p_input93"},"e_input93","kWh of Electricity Consumed by PEVs","kWh","population",{"$f":"OFFSET(INDIRECT($B98),0,MATCH('Output Escalated'!G$1,'Review Inputs'!$M$8:$Q$8)+6)","v":""},{"$f":"IF(OFFSET(INDIRECT($B98),0,MATCH('Output Escalated'!H$1,'Review Inputs'!$M$8:$Q$8)+6)<>\"\",OFFSET(INDIRECT($B98),0,MATCH('Output Escalated'!H$1,'Review Inputs'!$M$8:$Q$8)+6),IF(G247=0,G98,G98*(H247/G247)))","v":{"$error":"#VALUE!"}},{"$f":"IF(OFFSET(INDIRECT($B98),0,MATCH('Output Escalated'!I$1,'Review Inputs'!$M$8:$Q$8)+6)<>\"\",OFFSET(INDIRECT($B98),0,MATCH('Output Escalated'!I$1,'Review Inputs'!$M$8:$Q$8)+6),IF(H247=0,H98,H98*(I247/H247)))","v":{"$error":"#VALUE!"}},{"$f":"IF(OFFSET(INDIRECT($B98),0,MATCH('Output Escalated'!J$1,'Review Inputs'!$M$8:$Q$8)+6)<>\"\",OFFSET(INDIRECT($B98),0,MATCH('Output Escalated'!J$1,'Review Inputs'!$M$8:$Q$8)+6),IF(I247=0,I98,I98*(J247/I247)))","v":{"$error":"#VALUE!"}},{"$f":"IF(OFFSET(INDIRECT($B98),0,MATCH('Output Escalated'!K$1,'Review Inputs'!$M$8:$Q$8)+6)<>\"\",OFFSET(INDIRECT($B98),0,MATCH('Output Escalated'!K$1,'Review Inputs'!$M$8:$Q$8)+6),IF(J247=0,J98,J98*(K247/J247)))","v":{"$error":"#VALUE!"}},{"$error":"#VALUE!"},{"$error":"#VALUE!"},{"$f":"M98*(1+INDIRECT(\"esc_factor_\"&$F98))","v":{"$error":"#VALUE!"}},{"$error":"#VALUE!"},{"$error":"#VALUE!"},{"$error":"#VALUE!"},{"$error":"#VALUE!"},{"$error":"#VALUE!"},{"$error":"#VALUE!"},{"$error":"#VALUE!"},{"$error":"#VALUE!"},{"$error":"#VALUE!"},{"$error":"#VALUE!"},{"$error":"#VALUE!"},{"$error":"#VALUE!"},{"$error":"#VALUE!"},{"$error":"#VALUE!"},{"$error":"#VALUE!"},{"$error":"#VALUE!"},{"$error":"#VALUE!"},{"$error":"#VALUE!"},{"$error":"#VALUE!"},{"$error":"#VALUE!"},{"$error":"#VALUE!"},{"$error":"#VALUE!"},{"$error":"#VALUE!"}]
[null,{"$f":"'Review Inputs'!B105","v":"p_input94"},"e_input94","Electricity to Fuel Conversion Factor","gallons/kWh","none",{"$f":"OFFSET(INDIRECT($B99),0,MATCH('Output Escalated'!G$1,'Review Inputs'!$M$8:$Q$8)+6)","v":""},{"$f":"IF(OFFSET(INDIRECT($B99),0,MATCH('Output Escalated'!H$1,'Review Inputs'!$M$8:$Q$8)+6)<>\"\",OFFSET(INDIRECT($B99),0,MATCH('Output Escalated'!H$1,'Review Inputs'!$M$8:$Q$8)+6),IF(G248=0,G99,G99*(H248/G248)))","v":{"$error":"#VALUE!"}},{"$f":"IF(OFFSET(INDIRECT($B99),0,MATCH('Output Escalated'!I$1,'Review Inputs'!$M$8:$Q$8)+6)<>\"\",OFFSET(INDIRECT($B99),0,MATCH('Output Escalated'!I$1,'Review Inputs'!$M$8:$Q$8)+6),IF(H248=0,H99,H99*(I248/H248)))","v":{"$error":"#VALUE!"}},{"$f":"IF(OFFSET(INDIRECT($B99),0,MATCH('Output Escalated'!J$1,'Review Inputs'!$M$8:$Q$8)+6)<>\"\",OFFSET(INDIRECT($B99),0,MATCH('Output Escalated'!J$1,'Review Inputs'!$M$8:$Q$8)+6),IF(I248=0,I99,I99*(J248/I248)))","v":{"$error":"#VALUE!"}},{"$f":"IF(OFFSET(INDIRECT($B99),0,MATCH('Output Escalated'!K$1,'Review Inputs'!$M$8:$Q$8)+6)<>\"\",OFFSET(INDIRECT($B99),0,MATCH('Output Escalated'!K$1,'Review Inputs'!$M$8:$Q$8)+6),IF(J248=0,J99,J99*(K248/J248)))","v":{"$error":"#VALUE!"}},{"$error":"#VALUE!"},{"$error":"#VALUE!"},{"$f":"M99*(1+INDIRECT(\"esc_factor_\"&$F99))","v":{"$error":"#VALUE!"}},{"$error":"#VALUE!"},{"$error":"#VALUE!"},{"$error":"#VALUE!"},{"$error":"#VALUE!"},{"$error":"#VALUE!"},{"$error":"#VALUE!"},{"$error":"#VALUE!"},{"$error":"#VALUE!"},{"$error":"#VALUE!"},{"$error":"#VALUE!"},{"$error":"#VALUE!"},{"$error":"#VALUE!"},{"$error":"#VALUE!"},{"$error":"#VALUE!"},{"$error":"#VALUE!"},{"$error":"#VALUE!"},{"$error":"#VALUE!"},{"$error":"#VALUE!"},{"$error":"#VALUE!"},{"$error":"#VALUE!"},{"$error":"#VALUE!"},{"$error":"#VALUE!"},{"$error":"#VALUE!"}]
[null,{"$f":"'Review Inputs'!B106","v":"p_input68"},"e_input68","CO2 Emissions per Gallon of Fuel","tons/gallon","none",{"$f":"OFFSET(INDIRECT($B100),0,MATCH('Output Escalated'!G$1,'Review Inputs'!$M$8:$Q$8)+6)","v":""},{"$f":"IF(OFFSET(INDIRECT($B100),0,MATCH('Output Escalated'!H$1,'Review Inputs'!$M$8:$Q$8)+6)<>\"\",OFFSET(INDIRECT($B100),0,MATCH('Output Escalated'!H$1,'Review Inputs'!$M$8:$Q$8)+6),IF(G249=0,G100,G100*(H249/G249)))","v":{"$error":"#VALUE!"}},{"$f":"IF(OFFSET(INDIRECT($B100),0,MATCH('Output Escalated'!I$1,'Review Inputs'!$M$8:$Q$8)+6)<>\"\",OFFSET(INDIRECT($B100),0,MATCH('Output Escalated'!I$1,'Review Inputs'!$M$8:$Q$8)+6),IF(H249=0,H100,H100*(I249/H249)))","v":{"$error":"#VALUE!"}},{"$f":"IF(OFFSET(INDIRECT($B100),0,MATCH('Output Escalated'!J$1,'Review Inputs'!$M$8:$Q$8)+6)<>\"\",OFFSET(INDIRECT($B100),0,MATCH('Output Escalated'!J$1,'Review Inputs'!$M$8:$Q$8)+6),IF(I249=0,I100,I100*(J249/I249)))","v":{"$error":"#VALUE!"}},{"$f":"IF(OFFSET(INDIRECT($B100),0,MATCH('Output Escalated'!K$1,'Review Inputs'!$M$8:$Q$8)+6)<>\"\",OFFSET(INDIRECT($B100),0,MATCH('Output Escalated'!K$1,'Review Inputs'!$M$8:$Q$8)+6),IF(J249=0,J100,J100*(K249/J249)))","v":{"$error":"#VALUE!"}},{"$error":"#VALUE!"},{"$error":"#VALUE!"},{"$f":"M100*(1+INDIRECT(\"esc_factor_\"&$F100))","v":{"$error":"#VALUE!"}},{"$error":"#VALUE!"},{"$error":"#VALUE!"},{"$error":"#VALUE!"},{"$error":"#VALUE!"},{"$error":"#VALUE!"},{"$error":"#VALUE!"},{"$error":"#VALUE!"},{"$error":"#VALUE!"},{"$error":"#VALUE!"},{"$error":"#VALUE!"},{"$error":"#VALUE!"},{"$error":"#VALUE!"},{"$error":"#VALUE!"},{"$error":"#VALUE!"},{"$error":"#VALUE!"},{"$error":"#VALUE!"},{"$error":"#VALUE!"},{"$error":"#VALUE!"},{"$error":"#VALUE!"},{"$error":"#VALUE!"},{"$error":"#VALUE!"},{"$error":"#VALUE!"},{"$error":"#VALUE!"}]
[null,{"$f":"'Review Inputs'!B107","v":"p_input70"},"e_input70","CO2 Emissions  ","tons","none",{"$f":"OFFSET(INDIRECT($B101),0,MATCH('Output Escalated'!G$1,'Review Inputs'!$M$8:$Q$8)+6)","v":""},{"$f":"IF(OFFSET(INDIRECT($B101),0,MATCH('Output Escalated'!H$1,'Review Inputs'!$M$8:$Q$8)+6)<>\"\",OFFSET(INDIRECT($B101),0,MATCH('Output Escalated'!H$1,'Review Inputs'!$M$8:$Q$8)+6),IF(G250=0,G101,G101*(H250/G250)))","v":{"$error":"#VALUE!"}},{"$f":"IF(OFFSET(INDIRECT($B101),0,MATCH('Output Escalated'!I$1,'Review Inputs'!$M$8:$Q$8)+6)<>\"\",OFFSET(INDIRECT($B101),0,MATCH('Output Escalated'!I$1,'Review Inputs'!$M$8:$Q$8)+6),IF(H250=0,H101,H101*(I250/H250)))","v":{"$error":"#VALUE!"}},{"$f":"IF(OFFSET(INDIRECT($B101),0,MATCH('Output Escalated'!J$1,'Review Inputs'!$M$8:$Q$8)+6)<>\"\",OFFSET(INDIRECT($B101),0,MATCH('Output Escalated'!J$1,'Review Inputs'!$M$8:$Q$8)+6),IF(I250=0,I101,I101*(J250/I250)))","v":{"$error":"#VALUE!"}},{"$f":"IF(OFFSET(INDIRECT($B101),0,MATCH('Output Escalated'!K$1,'Review Inputs'!$M$8:$Q$8)+6)<>\"\",OFFSET(INDIRECT($B101),0,MATCH('Output Escalated'!K$1,'Review Inputs'!$M$8:$Q$8)+6),IF(J250=0,J101,J101*(K250/J250)))","v":{"$error":"#VALUE!"}},{"$error":"#VALUE!"},{"$error":"#VALUE!"},{"$f":"M101*(1+INDIRECT(\"esc_factor_\"&$F101))","v":{"$error":"#VALUE!"}},{"$error":"#VALUE!"},{"$error":"#VALUE!"},{"$error":"#VALUE!"},{"$error":"#VALUE!"},{"$error":"#VALUE!"},{"$error":"#VALUE!"},{"$error":"#VALUE!"},{"$error":"#VALUE!"},{"$error":"#VALUE!"},{"$error":"#VALUE!"},{"$error":"#VALUE!"},{"$error":"#VALUE!"},{"$error":"#VALUE!"},{"$error":"#VALUE!"},{"$error":"#VALUE!"},{"$error":"#VALUE!"},{"$error":"#VALUE!"},{"$error":"#VALUE!"},{"$error":"#VALUE!"},{"$error":"#VALUE!"},{"$error":"#VALUE!"},{"$error":"#VALUE!"},{"$error":"#VALUE!"}]
[null,{"$f":"'Review Inputs'!B108","v":"p_input71"},"e_input71","Value of CO2","$/ton","inflation",{"$f":"OFFSET(INDIRECT($B102),0,MATCH('Output Escalated'!G$1,'Review Inputs'!$M$8:$Q$8)+6)","v":""},{"$f":"IF(OFFSET(INDIRECT($B102),0,MATCH('Output Escalated'!H$1,'Review Inputs'!$M$8:$Q$8)+6)<>\"\",OFFSET(INDIRECT($B102),0,MATCH('Output Escalated'!H$1,'Review Inputs'!$M$8:$Q$8)+6),IF(G251=0,G102,G102*(H251/G251)))","v":{"$error":"#VALUE!"}},{"$f":"IF(OFFSET(INDIRECT($B102),0,MATCH('Output Escalated'!I$1,'Review Inputs'!$M$8:$Q$8)+6)<>\"\",OFFSET(INDIRECT($B102),0,MATCH('Output Escalated'!I$1,'Review Inputs'!$M$8:$Q$8)+6),IF(H251=0,H102,H102*(I251/H251)))","v":{"$error":"#VALUE!"}},{"$f":"IF(OFFSET(INDIRECT($B102),0,MATCH('Output Escalated'!J$1,'Review Inputs'!$M$8:$Q$8)+6)<>\"\",OFFSET(INDIRECT($B102),0,MATCH('Output Escalated'!J$1,'Review Inputs'!$M$8:$Q$8)+6),IF(I251=0,I102,I102*(J251/I251)))","v":{"$error":"#VALUE!"}},{"$f":"IF(OFFSET(INDIRECT($B102),0,MATCH('Output Escalated'!K$1,'Review Inputs'!$M$8:$Q$8)+6)<>\"\",OFFSET(INDIRECT($B102),0,MATCH('Output Escalated'!K$1,'Review Inputs'!$M$8:$Q$8)+6),IF(J251=0,J102,J102*(K251/J251)))","v":{"$error":"#VALUE!"}},{"$error":"#VALUE!"},{"$error":"#VALUE!"},{"$f":"M102*(1+INDIRECT(\"esc_factor_\"&$F102))","v":{"$error":"#VALUE!"}},{"$error":"#VALUE!"},{"$error":"#VALUE!"},{"$error":"#VALUE!"},{"$error":"#VALUE!"},{"$error":"#VALUE!"},{"$error":"#VALUE!"},{"$error":"#VALUE!"},{"$error":"#VALUE!"},{"$error":"#VALUE!"},{"$error":"#VALUE!"},{"$error":"#VALUE!"},{"$error":"#VALUE!"},{"$error":"#VALUE!"},{"$error":"#VALUE!"},{"$error":"#VALUE!"},{"$error":"#VALUE!"},{"$error":"#VALUE!"},{"$error":"#VALUE!"},{"$error":"#VALUE!"},{"$error":"#VALUE!"},{"$error":"#VALUE!"},{"$error":"#VALUE!"},{"$error":"#VALUE!"}]
[null,{"$f":"'Review Inputs'!B109","v":"p_input72"},"e_input72","Sox Emissions per Gallon of Gas","tons/gallon","none",{"$f":"OFFSET(INDIRECT($B103),0,MATCH('Output Escalated'!G$1,'Review Inputs'!$M$8:$Q$8)+6)","v":""},{"$f":"IF(OFFSET(INDIRECT($B103),0,MATCH('Output Escalated'!H$1,'Review Inputs'!$M$8:$Q$8)+6)<>\"\",OFFSET(INDIRECT($B103),0,MATCH('Output Escalated'!H$1,'Review Inputs'!$M$8:$Q$8)+6),IF(G252=0,G103,G103*(H252/G252)))","v":{"$error":"#VALUE!"}},{"$f":"IF(OFFSET(INDIRECT($B103),0,MATCH('Output Escalated'!I$1,'Review Inputs'!$M$8:$Q$8)+6)<>\"\",OFFSET(INDIRECT($B103),0,MATCH('Output Escalated'!I$1,'Review Inputs'!$M$8:$Q$8)+6),IF(H252=0,H103,H103*(I252/H252)))","v":{"$error":"#VALUE!"}},{"$f":"IF(OFFSET(INDIRECT($B103),0,MATCH('Output Escalated'!J$1,'Review Inputs'!$M$8:$Q$8)+6)<>\"\",OFFSET(INDIRECT($B103),0,MATCH('Output Escalated'!J$1,'Review Inputs'!$M$8:$Q$8)+6),IF(I252=0,I103,I103*(J252/I252)))","v":{"$error":"#VALUE!"}},{"$f":"IF(OFFSET(INDIRECT($B103),0,MATCH('Output Escalated'!K$1,'Review Inputs'!$M$8:$Q$8)+6)<>\"\",OFFSET(INDIRECT($B103),0,MATCH('Output Escalated'!K$1,'Review Inputs'!$M$8:$Q$8)+6),IF(J252=0,J103,J103*(K252/J252)))","v":{"$error":"#VALUE!"}},{"$error":"#VALUE!"},{"$error":"#VALUE!"},{"$f":"M103*(1+INDIRECT(\"esc_factor_\"&$F103))","v":{"$error":"#VALUE!"}},{"$error":"#VALUE!"},{"$error":"#VALUE!"},{"$error":"#VALUE!"},{"$error":"#VALUE!"},{"$error":"#VALUE!"},{"$error":"#VALUE!"},{"$error":"#VALUE!"},{"$error":"#VALUE!"},{"$error":"#VALUE!"},{"$error":"#VALUE!"},{"$error":"#VALUE!"},{"$error":"#VALUE!"},{"$error":"#VALUE!"},{"$error":"#VALUE!"},{"$error":"#VALUE!"},{"$error":"#VALUE!"},{"$error":"#VALUE!"},{"$error":"#VALUE!"},{"$error":"#VALUE!"},{"$error":"#VALUE!"},{"$error":"#VALUE!"},{"$error":"#VALUE!"},{"$error":"#VALUE!"}]
[null,{"$f":"'Review Inputs'!B110","v":"p_input73"},"e_input73","NOx Emissions per Gallon of Gas","tons/gallon","none",{"$f":"OFFSET(INDIRECT($B104),0,MATCH('Output Escalated'!G$1,'Review Inputs'!$M$8:$Q$8)+6)","v":""},{"$f":"IF(OFFSET(INDIRECT($B104),0,MATCH('Output Escalated'!H$1,'Review Inputs'!$M$8:$Q$8)+6)<>\"\",OFFSET(INDIRECT($B104),0,MATCH('Output Escalated'!H$1,'Review Inputs'!$M$8:$Q$8)+6),IF(G253=0,G104,G104*(H253/G253)))","v":{"$error":"#VALUE!"}},{"$f":"IF(OFFSET(INDIRECT($B104),0,MATCH('Output Escalated'!I$1,'Review Inputs'!$M$8:$Q$8)+6)<>\"\",OFFSET(INDIRECT($B104),0,MATCH('Output Escalated'!I$1,'Review Inputs'!$M$8:$Q$8)+6),IF(H253=0,H104,H104*(I253/H253)))","v":{"$error":"#VALUE!"}},{"$f":"IF(OFFSET(INDIRECT($B104),0,MATCH('Output Escalated'!J$1,'Review Inputs'!$M$8:$Q$8)+6)<>\"\",OFFSET(INDIRECT($B104),0,MATCH('Output Escalated'!J$1,'Review Inputs'!$M$8:$Q$8)+6),IF(I253=0,I104,I104*(J253/I253)))","v":{"$error":"#VALUE!"}},{"$f":"IF(OFFSET(INDIRECT($B104),0,MATCH('Output Escalated'!K$1,'Review Inputs'!$M$8:$Q$8)+6)<>\"\",OFFSET(INDIRECT($B104),0,MATCH('Output Escalated'!K$1,'Review Inputs'!$M$8:$Q$8)+6),IF(J253=0,J104,J104*(K253/J253)))","v":{"$error":"#VALUE!"}},{"$error":"#VALUE!"},{"$error":"#VALUE!"},{"$f":"M104*(1+INDIRECT(\"esc_factor_\"&$F104))","v":{"$error":"#VALUE!"}},{"$error":"#VALUE!"},{"$error":"#VALUE!"},{"$error":"#VALUE!"},{"$error":"#VALUE!"},{"$error":"#VALUE!"},{"$error":"#VALUE!"},{"$error":"#VALUE!"},{"$error":"#VALUE!"},{"$error":"#VALUE!"},{"$error":"#VALUE!"},{"$error":"#VALUE!"},{"$error":"#VALUE!"},{"$error":"#VALUE!"},{"$error":"#VALUE!"},{"$error":"#VALUE!"},{"$error":"#VALUE!"},{"$error":"#VALUE!"},{"$error":"#VALUE!"},{"$error":"#VALUE!"},{"$error":"#VALUE!"},{"$error":"#VALUE!"},{"$error":"#VALUE!"},{"$error":"#VALUE!"}]
[null,{"$f":"'Review Inputs'!B111","v":"p_input74"},"e_input74","PM-2.5 per Gallon of Gas","tons/gallon","none",{"$f":"OFFSET(INDIRECT($B105),0,MATCH('Output Escalated'!G$1,'Review Inputs'!$M$8:$Q$8)+6)","v":""},{"$f":"IF(OFFSET(INDIRECT($B105),0,MATCH('Output Escalated'!H$1,'Review Inputs'!$M$8:$Q$8)+6)<>\"\",OFFSET(INDIRECT($B105),0,MATCH('Output Escalated'!H$1,'Review Inputs'!$M$8:$Q$8)+6),IF(G254=0,G105,G105*(H254/G254)))","v":{"$error":"#VALUE!"}},{"$f":"IF(OFFSET(INDIRECT($B105),0,MATCH('Output Escalated'!I$1,'Review Inputs'!$M$8:$Q$8)+6)<>\"\",OFFSET(INDIRECT($B105),0,MATCH('Output Escalated'!I$1,'Review Inputs'!$M$8:$Q$8)+6),IF(H254=0,H105,H105*(I254/H254)))","v":{"$error":"#VALUE!"}},{"$f":"IF(OFFSET(INDIRECT($B105),0,MATCH('Output Escalated'!J$1,'Review Inputs'!$M$8:$Q$8)+6)<>\"\",OFFSET(INDIRECT($B105),0,MATCH('Output Escalated'!J$1,'Review Inputs'!$M$8:$Q$8)+6),IF(I254=0,I105,I105*(J254/I254)))","v":{"$error":"#VALUE!"}},{"$f":"IF(OFFSET(INDIRECT($B105),0,MATCH('Output Escalated'!K$1,'Review Inputs'!$M$8:$Q$8)+6)<>\"\",OFFSET(INDIRECT($B105),0,MATCH('Output Escalated'!K$1,'Review Inputs'!$M$8:$Q$8)+6),IF(J254=0,J105,J105*(K254/J254)))","v":{"$error":"#VALUE!"}},{"$error":"#VALUE!"},{"$error":"#VALUE!"},{"$f":"M105*(1+INDIRECT(\"esc_factor_\"&$F105))","v":{"$error":"#VALUE!"}},{"$error":"#VALUE!"},{"$error":"#VALUE!"},{"$error":"#VALUE!"},{"$error":"#VALUE!"},{"$error":"#VALUE!"},{"$error":"#VALUE!"},{"$error":"#VALUE!"},{"$error":"#VALUE!"},{"$error":"#VALUE!"},{"$error":"#VALUE!"},{"$error":"#VALUE!"},{"$error":"#VALUE!"},{"$error":"#VALUE!"},{"$error":"#VALUE!"},{"$error":"#VALUE!"},{"$error":"#VALUE!"},{"$error":"#VALUE!"},{"$error":"#VALUE!"},{"$error":"#VALUE!"},{"$error":"#VALUE!"},{"$error":"#VALUE!"},{"$error":"#VALUE!"},{"$error":"#VALUE!"}]
[null,{"$f":"'Review Inputs'!B112","v":"p_input78"},"e_input78","SOx Emissions","tons","none",{"$f":"OFFSET(INDIRECT($B106),0,MATCH('Output Escalated'!G$1,'Review Inputs'!$M$8:$Q$8)+6)","v":""},{"$f":"IF(OFFSET(INDIRECT($B106),0,MATCH('Output Escalated'!H$1,'Review Inputs'!$M$8:$Q$8)+6)<>\"\",OFFSET(INDIRECT($B106),0,MATCH('Output Escalated'!H$1,'Review Inputs'!$M$8:$Q$8)+6),IF(G255=0,G106,G106*(H255/G255)))","v":{"$error":"#VALUE!"}},{"$f":"IF(OFFSET(INDIRECT($B106),0,MATCH('Output Escalated'!I$1,'Review Inputs'!$M$8:$Q$8)+6)<>\"\",OFFSET(INDIRECT($B106),0,MATCH('Output Escalated'!I$1,'Review Inputs'!$M$8:$Q$8)+6),IF(H255=0,H106,H106*(I255/H255)))","v":{"$error":"#VALUE!"}},{"$f":"IF(OFFSET(INDIRECT($B106),0,MATCH('Output Escalated'!J$1,'Review Inputs'!$M$8:$Q$8)+6)<>\"\",OFFSET(INDIRECT($B106),0,MATCH('Output Escalated'!J$1,'Review Inputs'!$M$8:$Q$8)+6),IF(I255=0,I106,I106*(J255/I255)))","v":{"$error":"#VALUE!"}},{"$f":"IF(OFFSET(INDIRECT($B106),0,MATCH('Output Escalated'!K$1,'Review Inputs'!$M$8:$Q$8)+6)<>\"\",OFFSET(INDIRECT($B106),0,MATCH('Output Escalated'!K$1,'Review Inputs'!$M$8:$Q$8)+6),IF(J255=0,J106,J106*(K255/J255)))","v":{"$error":"#VALUE!"}},{"$error":"#VALUE!"},{"$error":"#VALUE!"},{"$f":"M106*(1+INDIRECT(\"esc_factor_\"&$F106))","v":{"$error":"#VALUE!"}},{"$error":"#VALUE!"},{"$error":"#VALUE!"},{"$error":"#VALUE!"},{"$error":"#VALUE!"},{"$error":"#VALUE!"},{"$error":"#VALUE!"},{"$error":"#VALUE!"},{"$error":"#VALUE!"},{"$error":"#VALUE!"},{"$error":"#VALUE!"},{"$error":"#VALUE!"},{"$error":"#VALUE!"},{"$error":"#VALUE!"},{"$error":"#VALUE!"},{"$error":"#VALUE!"},{"$error":"#VALUE!"},{"$error":"#VALUE!"},{"$error":"#VALUE!"},{"$error":"#VALUE!"},{"$error":"#VALUE!"},{"$error":"#VALUE!"},{"$error":"#VALUE!"},{"$error":"#VALUE!"}]
[null,{"$f":"'Review Inputs'!B113","v":"p_input79"},"e_input79","NOx Emissions",{"$f":"OFFSET(INDIRECT(B107),0,1)","v":"tons"},"none",{"$f":"OFFSET(INDIRECT($B107),0,MATCH('Output Escalated'!G$1,'Review Inputs'!$M$8:$Q$8)+6)","v":""},{"$f":"IF(OFFSET(INDIRECT($B107),0,MATCH('Output Escalated'!H$1,'Review Inputs'!$M$8:$Q$8)+6)<>\"\",OFFSET(INDIRECT($B107),0,MATCH('Output Escalated'!H$1,'Review Inputs'!$M$8:$Q$8)+6),IF(G256=0,G107,G107*(H256/G256)))","v":{"$error":"#VALUE!"}},{"$f":"IF(OFFSET(INDIRECT($B107),0,MATCH('Output Escalated'!I$1,'Review Inputs'!$M$8:$Q$8)+6)<>\"\",OFFSET(INDIRECT($B107),0,MATCH('Output Escalated'!I$1,'Review Inputs'!$M$8:$Q$8)+6),IF(H256=0,H107,H107*(I256/H256)))","v":{"$error":"#VALUE!"}},{"$f":"IF(OFFSET(INDIRECT($B107),0,MATCH('Output Escalated'!J$1,'Review Inputs'!$M$8:$Q$8)+6)<>\"\",OFFSET(INDIRECT($B107),0,MATCH('Output Escalated'!J$1,'Review Inputs'!$M$8:$Q$8)+6),IF(I256=0,I107,I107*(J256/I256)))","v":{"$error":"#VALUE!"}},{"$f":"IF(OFFSET(INDIRECT($B107),0,MATCH('Output Escalated'!K$1,'Review Inputs'!$M$8:$Q$8)+6)<>\"\",OFFSET(INDIRECT($B107),0,MATCH('Output Escalated'!K$1,'Review Inputs'!$M$8:$Q$8)+6),IF(J256=0,J107,J107*(K256/J256)))","v":{"$error":"#VALUE!"}},{"$error":"#VALUE!"},{"$error":"#VALUE!"},{"$f":"M107*(1+INDIRECT(\"esc_factor_\"&$F107))","v":{"$error":"#VALUE!"}},{"$error":"#VALUE!"},{"$error":"#VALUE!"},{"$error":"#VALUE!"},{"$error":"#VALUE!"},{"$error":"#VALUE!"},{"$error":"#VALUE!"},{"$error":"#VALUE!"},{"$error":"#VALUE!"},{"$error":"#VALUE!"},{"$error":"#VALUE!"},{"$error":"#VALUE!"},{"$error":"#VALUE!"},{"$error":"#VALUE!"},{"$error":"#VALUE!"},{"$error":"#VALUE!"},{"$error":"#VALUE!"},{"$error":"#VALUE!"},{"$error":"#VALUE!"},{"$error":"#VALUE!"},{"$error":"#VALUE!"},{"$error":"#VALUE!"},{"$error":"#VALUE!"},{"$error":"#VALUE!"}]
[null,{"$f":"'Review Inputs'!B114","v":"p_input80"},"e_input80","PM-2.5 Emissions","tons","none",{"$f":"OFFSET(INDIRECT($B108),0,MATCH('Output Escalated'!G$1,'Review Inputs'!$M$8:$Q$8)+6)","v":""},{"$f":"IF(OFFSET(INDIRECT($B108),0,MATCH('Output Escalated'!H$1,'Review Inputs'!$M$8:$Q$8)+6)<>\"\",OFFSET(INDIRECT($B108),0,MATCH('Output Escalated'!H$1,'Review Inputs'!$M$8:$Q$8)+6),IF(G257=0,G108,G108*(H257/G257)))","v":{"$error":"#VALUE!"}},{"$f":"IF(OFFSET(INDIRECT($B108),0,MATCH('Output Escalated'!I$1,'Review Inputs'!$M$8:$Q$8)+6)<>\"\",OFFSET(INDIRECT($B108),0,MATCH('Output Escalated'!I$1,'Review Inputs'!$M$8:$Q$8)+6),IF(H257=0,H108,H108*(I257/H257)))","v":{"$error":"#VALUE!"}},{"$f":"IF(OFFSET(INDIRECT($B108),0,MATCH('Output Escalated'!J$1,'Review Inputs'!$M$8:$Q$8)+6)<>\"\",OFFSET(INDIRECT($B108),0,MATCH('Output Escalated'!J$1,'Review Inputs'!$M$8:$Q$8)+6),IF(I257=0,I108,I108*(J257/I257)))","v":{"$error":"#VALUE!"}},{"$f":"IF(OFFSET(INDIRECT($B108),0,MATCH('Output Escalated'!K$1,'Review Inputs'!$M$8:$Q$8)+6)<>\"\",OFFSET(INDIRECT($B108),0,MATCH('Output Escalated'!K$1,'Review Inputs'!$M$8:$Q$8)+6),IF(J257=0,J108,J108*(K257/J257)))","v":{"$error":"#VALUE!"}},{"$error":"#VALUE!"},{"$error":"#VALUE!"},{"$f":"M108*(1+INDIRECT(\"esc_factor_\"&$F108))","v":{"$error":"#VALUE!"}},{"$error":"#VALUE!"},{"$error":"#VALUE!"},{"$error":"#VALUE!"},{"$error":"#VALUE!"},{"$error":"#VALUE!"},{"$error":"#VALUE!"},{"$error":"#VALUE!"},{"$error":"#VALUE!"},{"$error":"#VALUE!"},{"$error":"#VALUE!"},{"$error":"#VALUE!"},{"$error":"#VALUE!"},{"$error":"#VALUE!"},{"$error":"#VALUE!"},{"$error":"#VALUE!"},{"$error":"#VALUE!"},{"$error":"#VALUE!"},{"$error":"#VALUE!"},{"$error":"#VALUE!"},{"$error":"#VALUE!"},{"$error":"#VALUE!"},{"$error":"#VALUE!"},{"$error":"#VALUE!"}]
[null,{"$f":"'Review Inputs'!B115","v":"p_input81"},"e_input81","Value of SOx","$/ton","inflation",{"$f":"OFFSET(INDIRECT($B109),0,MATCH('Output Escalated'!G$1,'Review Inputs'!$M$8:$Q$8)+6)","v":""},{"$f":"IF(OFFSET(INDIRECT($B109),0,MATCH('Output Escalated'!H$1,'Review Inputs'!$M$8:$Q$8)+6)<>\"\",OFFSET(INDIRECT($B109),0,MATCH('Output Escalated'!H$1,'Review Inputs'!$M$8:$Q$8)+6),IF(G258=0,G109,G109*(H258/G258)))","v":{"$error":"#VALUE!"}},{"$f":"IF(OFFSET(INDIRECT($B109),0,MATCH('Output Escalated'!I$1,'Review Inputs'!$M$8:$Q$8)+6)<>\"\",OFFSET(INDIRECT($B109),0,MATCH('Output Escalated'!I$1,'Review Inputs'!$M$8:$Q$8)+6),IF(H258=0,H109,H109*(I258/H258)))","v":{"$error":"#VALUE!"}},{"$f":"IF(OFFSET(INDIRECT($B109),0,MATCH('Output Escalated'!J$1,'Review Inputs'!$M$8:$Q$8)+6)<>\"\",OFFSET(INDIRECT($B109),0,MATCH('Output Escalated'!J$1,'Review Inputs'!$M$8:$Q$8)+6),IF(I258=0,I109,I109*(J258/I258)))","v":{"$error":"#VALUE!"}},{"$f":"IF(OFFSET(INDIRECT($B109),0,MATCH('Output Escalated'!K$1,'Review Inputs'!$M$8:$Q$8)+6)<>\"\",OFFSET(INDIRECT($B109),0,MATCH('Output Escalated'!K$1,'Review Inputs'!$M$8:$Q$8)+6),IF(J258=0,J109,J109*(K258/J258)))","v":{"$error":"#VALUE!"}},{"$error":"#VALUE!"},{"$error":"#VALUE!"},{"$f":"M109*(1+INDIRECT(\"esc_factor_\"&$F109))","v":{"$error":"#VALUE!"}},{"$error":"#VALUE!"},{"$error":"#VALUE!"},{"$error":"#VALUE!"},{"$error":"#VALUE!"},{"$error":"#VALUE!"},{"$error":"#VALUE!"},{"$error":"#VALUE!"},{"$error":"#VALUE!"},{"$error":"#VALUE!"},{"$error":"#VALUE!"},{"$error":"#VALUE!"},{"$error":"#VALUE!"},{"$error":"#VALUE!"},{"$error":"#VALUE!"},{"$error":"#VALUE!"},{"$error":"#VALUE!"},{"$error":"#VALUE!"},{"$error":"#VALUE!"},{"$error":"#VALUE!"},{"$error":"#VALUE!"},{"$error":"#VALUE!"},{"$error":"#VALUE!"},{"$error":"#VALUE!"}]
[null,{"$f":"'Review Inputs'!B116","v":"p_input82"},"e_input82","Value of NOx","$/ton","inflation",{"$f":"OFFSET(INDIRECT($B110),0,MATCH('Output Escalated'!G$1,'Review Inputs'!$M$8:$Q$8)+6)","v":""},{"$f":"IF(OFFSET(INDIRECT($B110),0,MATCH('Output Escalated'!H$1,'Review Inputs'!$M$8:$Q$8)+6)<>\"\",OFFSET(INDIRECT($B110),0,MATCH('Output Escalated'!H$1,'Review Inputs'!$M$8:$Q$8)+6),IF(G259=0,G110,G110*(H259/G259)))","v":{"$error":"#VALUE!"}},{"$f":"IF(OFFSET(INDIRECT($B110),0,MATCH('Output Escalated'!I$1,'Review Inputs'!$M$8:$Q$8)+6)<>\"\",OFFSET(INDIRECT($B110),0,MATCH('Output Escalated'!I$1,'Review Inputs'!$M$8:$Q$8)+6),IF(H259=0,H110,H110*(I259/H259)))","v":{"$error":"#VALUE!"}},{"$f":"IF(OFFSET(INDIRECT($B110),0,MATCH('Output Escalated'!J$1,'Review Inputs'!$M$8:$Q$8)+6)<>\"\",OFFSET(INDIRECT($B110),0,MATCH('Output Escalated'!J$1,'Review Inputs'!$M$8:$Q$8)+6),IF(I259=0,I110,I110*(J259/I259)))","v":{"$error":"#VALUE!"}},{"$f":"IF(OFFSET(INDIRECT($B110),0,MATCH('Output Escalated'!K$1,'Review Inputs'!$M$8:$Q$8)+6)<>\"\",OFFSET(INDIRECT($B110),0,MATCH('Output Escalated'!K$1,'Review Inputs'!$M$8:$Q$8)+6),IF(J259=0,J110,J110*(K259/J259)))","v":{"$error":"#VALUE!"}},{"$error":"#VALUE!"},{"$error":"#VALUE!"},{"$f":"M110*(1+INDIRECT(\"esc_factor_\"&$F110))","v":{"$error":"#VALUE!"}},{"$error":"#VALUE!"},{"$error":"#VALUE!"},{"$error":"#VALUE!"},{"$error":"#VALUE!"},{"$error":"#VALUE!"},{"$error":"#VALUE!"},{"$error":"#VALUE!"},{"$error":"#VALUE!"},{"$error":"#VALUE!"},{"$error":"#VALUE!"},{"$error":"#VALUE!"},{"$error":"#VALUE!"},{"$error":"#VALUE!"},{"$error":"#VALUE!"},{"$error":"#VALUE!"},{"$error":"#VALUE!"},{"$error":"#VALUE!"},{"$error":"#VALUE!"},{"$error":"#VALUE!"},{"$error":"#VALUE!"},{"$error":"#VALUE!"},{"$error":"#VALUE!"},{"$error":"#VALUE!"}]
[null,{"$f":"'Review Inputs'!B117","v":"p_input83"},"e_input83","Value of PM-2.5","$/ton","inflation",{"$f":"OFFSET(INDIRECT($B111),0,MATCH('Output Escalated'!G$1,'Review Inputs'!$M$8:$Q$8)+6)","v":""},{"$f":"IF(OFFSET(INDIRECT($B111),0,MATCH('Output Escalated'!H$1,'Review Inputs'!$M$8:$Q$8)+6)<>\"\",OFFSET(INDIRECT($B111),0,MATCH('Output Escalated'!H$1,'Review Inputs'!$M$8:$Q$8)+6),IF(G260=0,G111,G111*(H260/G260)))","v":{"$error":"#VALUE!"}},{"$f":"IF(OFFSET(INDIRECT($B111),0,MATCH('Output Escalated'!I$1,'Review Inputs'!$M$8:$Q$8)+6)<>\"\",OFFSET(INDIRECT($B111),0,MATCH('Output Escalated'!I$1,'Review Inputs'!$M$8:$Q$8)+6),IF(H260=0,H111,H111*(I260/H260)))","v":{"$error":"#VALUE!"}},{"$f":"IF(OFFSET(INDIRECT($B111),0,MATCH('Output Escalated'!J$1,'Review Inputs'!$M$8:$Q$8)+6)<>\"\",OFFSET(INDIRECT($B111),0,MATCH('Output Escalated'!J$1,'Review Inputs'!$M$8:$Q$8)+6),IF(I260=0,I111,I111*(J260/I260)))","v":{"$error":"#VALUE!"}},{"$f":"IF(OFFSET(INDIRECT($B111),0,MATCH('Output Escalated'!K$1,'Review Inputs'!$M$8:$Q$8)+6)<>\"\",OFFSET(INDIRECT($B111),0,MATCH('Output Escalated'!K$1,'Review Inputs'!$M$8:$Q$8)+6),IF(J260=0,J111,J111*(K260/J260)))","v":{"$error":"#VALUE!"}},{"$error":"#VALUE!"},{"$error":"#VALUE!"},{"$f":"M111*(1+INDIRECT(\"esc_factor_\"&$F111))","v":{"$error":"#VALUE!"}},{"$error":"#VALUE!"},{"$error":"#VALUE!"},{"$error":"#VALUE!"},{"$error":"#VALUE!"},{"$error":"#VALUE!"},{"$error":"#VALUE!"},{"$error":"#VALUE!"},{"$error":"#VALUE!"},{"$error":"#VALUE!"},{"$error":"#VALUE!"},{"$error":"#VALUE!"},{"$error":"#VALUE!"},{"$error":"#VALUE!"},{"$error":"#VALUE!"},{"$error":"#VALUE!"},{"$error":"#VALUE!"},{"$error":"#VALUE!"},{"$error":"#VALUE!"},{"$error":"#VALUE!"},{"$error":"#VALUE!"},{"$error":"#VALUE!"},{"$error":"#VALUE!"},{"$error":"#VALUE!"}]
[null,{"$f":"'Review Inputs'!B118","v":"p_input95"},"e_input95","Number of Wide-scale Blackouts","# of events","none",{"$f":"OFFSET(INDIRECT($B112),0,MATCH('Output Escalated'!G$1,'Review Inputs'!$M$8:$Q$8)+6)","v":""},{"$f":"IF(OFFSET(INDIRECT($B112),0,MATCH('Output Escalated'!H$1,'Review Inputs'!$M$8:$Q$8)+6)<>\"\",OFFSET(INDIRECT($B112),0,MATCH('Output Escalated'!H$1,'Review Inputs'!$M$8:$Q$8)+6),IF(G261=0,G112,G112*(H261/G261)))","v":{"$error":"#VALUE!"}},{"$f":"IF(OFFSET(INDIRECT($B112),0,MATCH('Output Escalated'!I$1,'Review Inputs'!$M$8:$Q$8)+6)<>\"\",OFFSET(INDIRECT($B112),0,MATCH('Output Escalated'!I$1,'Review Inputs'!$M$8:$Q$8)+6),IF(H261=0,H112,H112*(I261/H261)))","v":{"$error":"#VALUE!"}},{"$f":"IF(OFFSET(INDIRECT($B112),0,MATCH('Output Escalated'!J$1,'Review Inputs'!$M$8:$Q$8)+6)<>\"\",OFFSET(INDIRECT($B112),0,MATCH('Output Escalated'!J$1,'Review Inputs'!$M$8:$Q$8)+6),IF(I261=0,I112,I112*(J261/I261)))","v":{"$error":"#VALUE!"}},{"$f":"IF(OFFSET(INDIRECT($B112),0,MATCH('Output Escalated'!K$1,'Review Inputs'!$M$8:$Q$8)+6)<>\"\",OFFSET(INDIRECT($B112),0,MATCH('Output Escalated'!K$1,'Review Inputs'!$M$8:$Q$8)+6),IF(J261=0,J112,J112*(K261/J261)))","v":{"$error":"#VALUE!"}},{"$error":"#VALUE!"},{"$error":"#VALUE!"},{"$f":"M112*(1+INDIRECT(\"esc_factor_\"&$F112))","v":{"$error":"#VALUE!"}},{"$error":"#VALUE!"},{"$error":"#VALUE!"},{"$error":"#VALUE!"},{"$error":"#VALUE!"},{"$error":"#VALUE!"},{"$error":"#VALUE!"},{"$error":"#VALUE!"},{"$error":"#VALUE!"},{"$error":"#VALUE!"},{"$error":"#VALUE!"},{"$error":"#VALUE!"},{"$error":"#VALUE!"},{"$error":"#VALUE!"},{"$error":"#VALUE!"},{"$error":"#VALUE!"},{"$error":"#VALUE!"},{"$error":"#VALUE!"},{"$error":"#VALUE!"},{"$error":"#VALUE!"},{"$error":"#VALUE!"},{"$error":"#VALUE!"},{"$error":"#VALUE!"},{"$error":"#VALUE!"}]
[null,{"$f":"'Review Inputs'!B119","v":"p_input96"},"e_input96","Estimated Cost of each Wide-scale Blackout","$/event","inflation",{"$f":"OFFSET(INDIRECT($B113),0,MATCH('Output Escalated'!G$1,'Review Inputs'!$M$8:$Q$8)+6)","v":""},{"$f":"IF(OFFSET(INDIRECT($B113),0,MATCH('Output Escalated'!H$1,'Review Inputs'!$M$8:$Q$8)+6)<>\"\",OFFSET(INDIRECT($B113),0,MATCH('Output Escalated'!H$1,'Review Inputs'!$M$8:$Q$8)+6),IF(G262=0,G113,G113*(H262/G262)))","v":{"$error":"#VALUE!"}},{"$f":"IF(OFFSET(INDIRECT($B113),0,MATCH('Output Escalated'!I$1,'Review Inputs'!$M$8:$Q$8)+6)<>\"\",OFFSET(INDIRECT($B113),0,MATCH('Output Escalated'!I$1,'Review Inputs'!$M$8:$Q$8)+6),IF(H262=0,H113,H113*(I262/H262)))","v":{"$error":"#VALUE!"}},{"$f":"IF(OFFSET(INDIRECT($B113),0,MATCH('Output Escalated'!J$1,'Review Inputs'!$M$8:$Q$8)+6)<>\"\",OFFSET(INDIRECT($B113),0,MATCH('Output Escalated'!J$1,'Review Inputs'!$M$8:$Q$8)+6),IF(I262=0,I113,I113*(J262/I262)))","v":{"$error":"#VALUE!"}},{"$f":"IF(OFFSET(INDIRECT($B113),0,MATCH('Output Escalated'!K$1,'Review Inputs'!$M$8:$Q$8)+6)<>\"\",OFFSET(INDIRECT($B113),0,MATCH('Output Escalated'!K$1,'Review Inputs'!$M$8:$Q$8)+6),IF(J262=0,J113,J113*(K262/J262)))","v":{"$error":"#VALUE!"}},{"$error":"#VALUE!"},{"$error":"#VALUE!"},{"$f":"M113*(1+INDIRECT(\"esc_factor_\"&$F113))","v":{"$error":"#VALUE!"}},{"$error":"#VALUE!"},{"$error":"#VALUE!"},{"$error":"#VALUE!"},{"$error":"#VALUE!"},{"$error":"#VALUE!"},{"$error":"#VALUE!"},{"$error":"#VALUE!"},{"$error":"#VALUE!"},{"$error":"#VALUE!"},{"$error":"#VALUE!"},{"$error":"#VALUE!"},{"$error":"#VALUE!"},{"$error":"#VALUE!"},{"$error":"#VALUE!"},{"$error":"#VALUE!"},{"$error":"#VALUE!"},{"$error":"#VALUE!"},{"$error":"#VALUE!"},{"$error":"#VALUE!"},{"$error":"#VALUE!"},{"$error":"#VALUE!"},{"$error":"#VALUE!"},{"$error":"#VALUE!"}]
[null,{"$f":"'Calculated Outputs'!A4","v":"c_input1"},"ec_input1","Number of Customers Residential Rate Sub-Class 1","#",null,{"$f":"OFFSET(INDIRECT($B114),0,G$2-$G$2+2)","v":0},{"$f":"OFFSET(INDIRECT($B114),0,H$2-$G$2+2)","v":{"$error":"#N/A"}},{"$f":"OFFSET(INDIRECT($B114),0,I$2-$G$2+2)","v":{"$error":"#N/A"}},{"$error":"#N/A"},{"$error":"#N/A"},{"$error":"#N/A"},{"$error":"#N/A"},{"$error":"#N/A"},{"$error":"#N/A"},{"$error":"#N/A"},{"$error":"#N/A"},{"$error":"#N/A"},{"$error":"#N/A"},{"$error":"#N/A"},{"$error":"#N/A"},{"$error":"#N/A"},{"$error":"#N/A"},{"$error":"#N/A"},{"$f":"OFFSET(INDIRECT($B114),0,Y$2-$G$2+2)","v":{"$error":"#N/A"}},{"$error":"#N/A"},{"$error":"#N/A"},{"$error":"#N/A"},{"$error":"#N/A"},{"$error":"#N/A"},{"$error":"#N/A"},{"$error":"#N/A"},{"$error":"#N/A"},{"$error":"#N/A"},{"$error":"#N/A"},{"$error":"#N/A"},{"$error":"#N/A"}]
[null,{"$f":"'Calculated Outputs'!A5","v":"c_input2"},"ec_input2","Number of Customers Residential Rate Sub-Class 2","#",null,{"$f":"OFFSET(INDIRECT($B115),0,G$2-$G$2+2)","v":0},{"$error":"#N/A"},{"$error":"#N/A"},{"$error":"#N/A"},{"$error":"#N/A"},{"$error":"#N/A"},{"$f":"OFFSET(INDIRECT($B115),0,M$2-$G$2+2)","v":{"$error":"#N/A"}},{"$error":"#N/A"},{"$error":"#N/A"},{"$error":"#N/A"},{"$error":"#N/A"},{"$error":"#N/A"},{"$error":"#N/A"},{"$error":"#N/A"},{"$error":"#N/A"},{"$error":"#N/A"},{"$error":"#N/A"},{"$error":"#N/A"},{"$error":"#N/A"},{"$error":"#N/A"},{"$error":"#N/A"},{"$error":"#N/A"},{"$error":"#N/A"},{"$error":"#N/A"},{"$error":"#N/A"},{"$error":"#N/A"},{"$error":"#N/A"},{"$error":"#N/A"},{"$error":"#N/A"},{"$error":"#N/A"},{"$error":"#N/A"}]
[null,{"$f":"'Calculated Outputs'!A6","v":"c_input3"},"ec_input3","Number of Customers Residential Rate Sub-Class 3","#",null,0,{"$error":"#N/A"},{"$error":"#N/A"},{"$error":"#N/A"},{"$error":"#N/A"},{"$error":"#N/A"},{"$error":"#N/A"},{"$error":"#N/A"},{"$error":"#N/A"},{"$error":"#N/A"},{"$error":"#N/A"},{"$error":"#N/A"},{"$error":"#N/A"},{"$error":"#N/A"},{"$error":"#N/A"},{"$error":"#N/A"},{"$error":"#N/A"},{"$error":"#N/A"},{"$error":"#N/A"},{"$error":"#N/A"},{"$error":"#N/A"},{"$error":"#N/A"},{"$error":"#N/A"},{"$error":"#N/A"},{"$error":"#N/A"},{"$error":"#N/A"},{"$error":"#N/A"},{"$error":"#N/A"},{"$error":"#N/A"},{"$error":"#N/A"},{"$error":"#N/A"}]
[null,{"$f":"'Calculated Outputs'!A7","v":"c_input4"},"ec_input4","Number of Customers Residential Rate Sub-Class 4","#",null,0,{"$error":"#N/A"},{"$error":"#N/A"},{"$error":"#N/A"},{"$error":"#N/A"},{"$error":"#N/A"},{"$error":"#N/A"},{"$error":"#N/A"},{"$error":"#N/A"},{"$error":"#N/A"},{"$error":"#N/A"},{"$error":"#N/A"},{"$error":"#N/A"},{"$error":"#N/A"},{"$error":"#N/A"},{"$error":"#N/A"},{"$error":"#N/A"},{"$error":"#N/A"},{"$error":"#N/A"},{"$error":"#N/A"},{"$error":"#N/A"},{"$error":"#N/A"},{"$error":"#N/A"},{"$error":"#N/A"},{"$error":"#N/A"},{"$error":"#N/A"},{"$error":"#N/A"},{"$error":"#N/A"},{"$error":"#N/A"},{"$error":"#N/A"},{"$error":"#N/A"}]
[null,{"$f":"'Calculated Outputs'!A8","v":"c_input5"},"ec_input5","Number of Customers Residential Rate Sub-Class 5","#",null,0,{"$error":"#N/A"},{"$error":"#N/A"},{"$error":"#N/A"},{"$error":"#N/A"},{"$error":"#N/A"},{"$error":"#N/A"},{"$error":"#N/A"},{"$error":"#N/A"},{"$error":"#N/A"},{"$error":"#N/A"},{"$error":"#N/A"},{"$error":"#N/A"},{"$error":"#N/A"},{"$error":"#N/A"},{"$error":"#N/A"},{"$error":"#N/A"},{"$error":"#N/A"},{"$error":"#N/A"},{"$error":"#N/A"},{"$error":"#N/A"},{"$error":"#N/A"},{"$error":"#N/A"},{"$error":"#N/A"},{"$error":"#N/A"},{"$error":"#N/A"},{"$error":"#N/A"},{"$error":"#N/A"},{"$error":"#N/A"},{"$error":"#N/A"},{"$error":"#N/A"}]
[null,{"$f":"'Calculated Outputs'!A9","v":"c_input6"},"ec_input6","Number of Customers All Residential Classes","#",null,0,{"$error":"#N/A"},{"$error":"#N/A"},{"$error":"#N/A"},{"$error":"#N/A"},{"$error":"#N/A"},{"$error":"#N/A"},{"$error":"#N/A"},{"$error":"#N/A"},{"$error":"#N/A"},{"$error":"#N/A"},{"$error":"#N/A"},{"$error":"#N/A"},{"$error":"#N/A"},{"$error":"#N/A"},{"$error":"#N/A"},{"$error":"#N/A"},{"$error":"#N/A"},{"$error":"#N/A"},{"$error":"#N/A"},{"$error":"#N/A"},{"$error":"#N/A"},{"$error":"#N/A"},{"$error":"#N/A"},{"$error":"#N/A"},{"$error":"#N/A"},{"$error":"#N/A"},{"$error":"#N/A"},{"$error":"#N/A"},{"$error":"#N/A"},{"$error":"#N/A"}]
[null,{"$f":"'Calculated Outputs'!A10","v":"c_input7"},"ec_input7","Number of Customers Commercial Rate Sub-Class 1","#",null,0,{"$error":"#N/A"},{"$error":"#N/A"},{"$error":"#N/A"},{"$error":"#N/A"},{"$error":"#N/A"},{"$error":"#N/A"},{"$error":"#N/A"},{"$error":"#N/A"},{"$error":"#N/A"},{"$error":"#N/A"},{"$error":"#N/A"},{"$error":"#N/A"},{"$error":"#N/A"},{"$error":"#N/A"},{"$error":"#N/A"},{"$error":"#N/A"},{"$error":"#N/A"},{"$error":"#N/A"},{"$error":"#N/A"},{"$error":"#N/A"},{"$error":"#N/A"},{"$error":"#N/A"},{"$error":"#N/A"},{"$error":"#N/A"},{"$error":"#N/A"},{"$error":"#N/A"},{"$error":"#N/A"},{"$error":"#N/A"},{"$error":"#N/A"},{"$error":"#N/A"}]
[null,{"$f":"'Calculated Outputs'!A11","v":"c_input8"},"ec_input8","Number of Customers Commercial Rate Sub-Class 2","#",null,0,{"$error":"#N/A"},{"$error":"#N/A"},{"$error":"#N/A"},{"$error":"#N/A"},{"$error":"#N/A"},{"$error":"#N/A"},{"$error":"#N/A"},{"$error":"#N/A"},{"$error":"#N/A"},{"$error":"#N/A"},{"$error":"#N/A"},{"$error":"#N/A"},{"$error":"#N/A"},{"$error":"#N/A"},{"$error":"#N/A"},{"$error":"#N/A"},{"$error":"#N/A"},{"$error":"#N/A"},{"$error":"#N/A"},{"$error":"#N/A"},{"$error":"#N/A"},{"$error":"#N/A"},{"$error":"#N/A"},{"$error":"#N/A"},{"$error":"#N/A"},{"$error":"#N/A"},{"$error":"#N/A"},{"$error":"#N/A"},{"$error":"#N/A"},{"$error":"#N/A"}]
[null,{"$f":"'Calculated Outputs'!A12","v":"c_input9"},"ec_input9","Number of Customers Commercial Rate Sub-Class 3","#",null,0,{"$error":"#N/A"},{"$error":"#N/A"},{"$error":"#N/A"},{"$error":"#N/A"},{"$error":"#N/A"},{"$error":"#N/A"},{"$error":"#N/A"},{"$error":"#N/A"},{"$error":"#N/A"},{"$error":"#N/A"},{"$error":"#N/A"},{"$error":"#N/A"},{"$error":"#N/A"},{"$error":"#N/A"},{"$error":"#N/A"},{"$error":"#N/A"},{"$error":"#N/A"},{"$error":"#N/A"},{"$error":"#N/A"},{"$error":"#N/A"},{"$error":"#N/A"},{"$error":"#N/A"},{"$error":"#N/A"},{"$error":"#N/A"},{"$error":"#N/A"},{"$error":"#N/A"},{"$error":"#N/A"},{"$error":"#N/A"},{"$error":"#N/A"},{"$error":"#N/A"}]
[null,{"$f":"'Calculated Outputs'!A13","v":"c_input10"},"ec_input10","Number of Customers Commercial Rate Sub-Class 4","#",null,0,{"$error":"#N/A"},{"$error":"#N/A"},{"$error":"#N/A"},{"$error":"#N/A"},{"$error":"#N/A"},{"$error":"#N/A"},{"$error":"#N/A"},{"$error":"#N/A"},{"$error":"#N/A"},{"$error":"#N/A"},{"$error":"#N/A"},{"$error":"#N/A"},{"$error":"#N/A"},{"$error":"#N/A"},{"$error":"#N/A"},{"$error":"#N/A"},{"$error":"#N/A"},{"$error":"#N/A"},{"$error":"#N/A"},{"$error":"#N/A"},{"$error":"#N/A"},{"$error":"#N/A"},{"$error":"#N/A"},{"$error":"#N/A"},{"$error":"#N/A"},{"$error":"#N/A"},{"$error":"#N/A"},{"$error":"#N/A"},{"$error":"#N/A"},{"$error":"#N/A"}]
[null,{"$f":"'Calculated Outputs'!A14","v":"c_input11"},"ec_input11","Number of Customers Commercial Rate Sub-Class 5","#",null,0,{"$error":"#N/A"},{"$error":"#N/A"},{"$error":"#N/A"},{"$error":"#N/A"},{"$error":"#N/A"},{"$error":"#N/A"},{"$error":"#N/A"},{"$error":"#N/A"},{"$error":"#N/A"},{"$error":"#N/A"},{"$error":"#N/A"},{"$error":"#N/A"},{"$error":"#N/A"},{"$error":"#N/A"},{"$error":"#N/A"},{"$error":"#N/A"},{"$error":"#N/A"},{"$error":"#N/A"},{"$error":"#N/A"},{"$error":"#N/A"},{"$error":"#N/A"},{"$error":"#N/A"},{"$error":"#N/A"},{"$error":"#N/A"},{"$error":"#N/A"},{"$error":"#N/A"},{"$error":"#N/A"},{"$error":"#N/A"},{"$error":"#N/A"},{"$error":"#N/A"}]
[null,{"$f":"'Calculated Outputs'!A15","v":"c_input12"},"ec_input12","Number of Customers All Commercial Classes","#",null,{"$f":"OFFSET(INDIRECT($B125),0,G$2-$G$2+2)","v":0},{"$error":"#N/A"},{"$error":"#N/A"},{"$error":"#N/A"},{"$error":"#N/A"},{"$error":"#N/A"},{"$error":"#N/A"},{"$error":"#N/A"},{"$error":"#N/A"},{"$error":"#N/A"},{"$error":"#N/A"},{"$f":"OFFSET(INDIRECT($B125),0,R$2-$G$2+2)","v":{"$error":"#N/A"}},{"$error":"#N/A"},{"$error":"#N/A"},{"$error":"#N/A"},{"$error":"#N/A"},{"$error":"#N/A"},{"$error":"#N/A"},{"$error":"#N/A"},{"$error":"#N/A"},{"$error":"#N/A"},{"$error":"#N/A"},{"$error":"#N/A"},{"$error":"#N/A"},{"$error":"#N/A"},{"$error":"#N/A"},{"$error":"#N/A"},{"$error":"#N/A"},{"$error":"#N/A"},{"$error":"#N/A"},{"$error":"#N/A"}]
[null,{"$f":"'Calculated Outputs'!A16","v":"c_input13"},"ec_input13","Number of Customers Industrial Sub-Class 1","#",null,0,{"$error":"#N/A"},{"$error":"#N/A"},{"$error":"#N/A"},{"$error":"#N/A"},{"$error":"#N/A"},{"$f":"OFFSET(INDIRECT($B126),0,M$2-$G$2+2)","v":{"$error":"#N/A"}},{"$error":"#N/A"},{"$error":"#N/A"},{"$error":"#N/A"},{"$error":"#N/A"},{"$error":"#N/A"},{"$error":"#N/A"},{"$error":"#N/A"},{"$error":"#N/A"},{"$error":"#N/A"},{"$error":"#N/A"},{"$error":"#N/A"},{"$error":"#N/A"},{"$error":"#N/A"},{"$error":"#N/A"},{"$error":"#N/A"},{"$error":"#N/A"},{"$error":"#N/A"},{"$error":"#N/A"},{"$error":"#N/A"},{"$error":"#N/A"},{"$error":"#N/A"},{"$error":"#N/A"},{"$error":"#N/A"},{"$error":"#N/A"}]
[null,{"$f":"'Calculated Outputs'!A17","v":"c_input14"},"ec_input14","Number of Customers Industrial Sub-Class 2","#",null,0,{"$error":"#N/A"},{"$error":"#N/A"},{"$error":"#N/A"},{"$error":"#N/A"},{"$error":"#N/A"},{"$error":"#N/A"},{"$error":"#N/A"},{"$error":"#N/A"},{"$error":"#N/A"},{"$error":"#N/A"},{"$error":"#N/A"},{"$error":"#N/A"},{"$error":"#N/A"},{"$error":"#N/A"},{"$error":"#N/A"},{"$error":"#N/A"},{"$error":"#N/A"},{"$error":"#N/A"},{"$error":"#N/A"},{"$error":"#N/A"},{"$error":"#N/A"},{"$error":"#N/A"},{"$error":"#N/A"},{"$error":"#N/A"},{"$error":"#N/A"},{"$error":"#N/A"},{"$error":"#N/A"},{"$error":"#N/A"},{"$error":"#N/A"},{"$error":"#N/A"}]
[null,{"$f":"'Calculated Outputs'!A18","v":"c_input15"},"ec_input15","Number of Customers Industrial Sub-Class 3","#",null,0,{"$error":"#N/A"},{"$error":"#N/A"},{"$error":"#N/A"},{"$error":"#N/A"},{"$error":"#N/A"},{"$error":"#N/A"},{"$error":"#N/A"},{"$error":"#N/A"},{"$error":"#N/A"},{"$error":"#N/A"},{"$error":"#N/A"},{"$error":"#N/A"},{"$error":"#N/A"},{"$error":"#N/A"},{"$error":"#N/A"},{"$error":"#N/A"},{"$error":"#N/A"},{"$error":"#N/A"},{"$error":"#N/A"},{"$error":"#N/A"},{"$error":"#N/A"},{"$error":"#N/A"},{"$error":"#N/A"},{"$error":"#N/A"},{"$error":"#N/A"},{"$error":"#N/A"},{"$error":"#N/A"},{"$error":"#N/A"},{"$error":"#N/A"},{"$error":"#N/A"}]
[null,{"$f":"'Calculated Outputs'!A19","v":"c_input16"},"ec_input16","Number of Customers Industrial Sub-Class 4","#",null,0,{"$error":"#N/A"},{"$error":"#N/A"},{"$error":"#N/A"},{"$error":"#N/A"},{"$error":"#N/A"},{"$error":"#N/A"},{"$error":"#N/A"},{"$error":"#N/A"},{"$error":"#N/A"},{"$error":"#N/A"},{"$error":"#N/A"},{"$error":"#N/A"},{"$error":"#N/A"},{"$error":"#N/A"},{"$error":"#N/A"},{"$error":"#N/A"},{"$error":"#N/A"},{"$error":"#N/A"},{"$error":"#N/A"},{"$error":"#N/A"},{"$error":"#N/A"},{"$error":"#N/A"},{"$error":"#N/A"},{"$error":"#N/A"},{"$error":"#N/A"},{"$error":"#N/A"},{"$error":"#N/A"},{"$error":"#N/A"},{"$error":"#N/A"},{"$error":"#N/A"}]
[null,{"$f":"'Calculated Outputs'!A20","v":"c_input17"},"ec_input17","Number of Customers Industrial Sub-Class 5","#",null,0,{"$error":"#N/A"},{"$error":"#N/A"},{"$error":"#N/A"},{"$error":"#N/A"},{"$error":"#N/A"},{"$error":"#N/A"},{"$error":"#N/A"},{"$error":"#N/A"},{"$error":"#N/A"},{"$error":"#N/A"},{"$error":"#N/A"},{"$error":"#N/A"},{"$error":"#N/A"},{"$error":"#N/A"},{"$error":"#N/A"},{"$error":"#N/A"},{"$error":"#N/A"},{"$error":"#N/A"},{"$error":"#N/A"},{"$error":"#N/A"},{"$error":"#N/A"},{"$error":"#N/A"},{"$error":"#N/A"},{"$error":"#N/A"},{"$error":"#N/A"},{"$error":"#N/A"},{"$error":"#N/A"},{"$error":"#N/A"},{"$error":"#N/A"},{"$error":"#N/A"}]
[null,{"$f":"'Calculated Outputs'!A21","v":"c_input18"},"ec_input18","Number of Customers All Industrial Classes","#",null,0,{"$error":"#N/A"},{"$error":"#N/A"},{"$error":"#N/A"},{"$error":"#N/A"},{"$error":"#N/A"},{"$error":"#N/A"},{"$error":"#N/A"},{"$error":"#N/A"},{"$error":"#N/A"},{"$error":"#N/A"},{"$error":"#N/A"},{"$error":"#N/A"},{"$error":"#N/A"},{"$error":"#N/A"},{"$error":"#N/A"},{"$error":"#N/A"},{"$error":"#N/A"},{"$error":"#N/A"},{"$error":"#N/A"},{"$error":"#N/A"},{"$error":"#N/A"},{"$error":"#N/A"},{"$error":"#N/A"},{"$error":"#N/A"},{"$error":"#N/A"},{"$error":"#N/A"},{"$error":"#N/A"},{"$error":"#N/A"},{"$error":"#N/A"},{"$error":"#N/A"}]
[null,{"$f":"'Calculated Outputs'!A22","v":"c_input19"},"ec_input19","Average Residential Customer Peak Demand","kW",null,0,0,0,0,0,{"$error":"#N/A"},{"$error":"#N/A"},{"$error":"#N/A"},{"$error":"#N/A"},{"$error":"#N/A"},{"$error":"#N/A"},{"$error":"#N/A"},{"$error":"#N/A"},{"$error":"#N/A"},{"$error":"#N/A"},{"$error":"#N/A"},{"$error":"#N/A"},{"$error":"#N/A"},{"$error":"#N/A"},{"$error":"#N/A"},{"$error":"#N/A"},{"$error":"#N/A"},{"$error":"#N/A"},{"$error":"#N/A"},{"$error":"#N/A"},{"$error":"#N/A"},{"$error":"#N/A"},{"$error":"#N/A"},{"$error":"#N/A"},{"$error":"#N/A"},{"$error":"#N/A"}]
[null,{"$f":"'Calculated Outputs'!A23","v":"c_input20"},"ec_input20","Average Commercial Customer Peak Demand","kW",null,0,0,0,0,0,{"$error":"#N/A"},{"$error":"#N/A"},{"$error":"#N/A"},{"$error":"#N/A"},{"$error":"#N/A"},{"$error":"#N/A"},{"$error":"#N/A"},{"$error":"#N/A"},{"$error":"#N/A"},{"$error":"#N/A"},{"$error":"#N/A"},{"$error":"#N/A"},{"$error":"#N/A"},{"$error":"#N/A"},{"$error":"#N/A"},{"$error":"#N/A"},{"$error":"#N/A"},{"$error":"#N/A"},{"$error":"#N/A"},{"$error":"#N/A"},{"$error":"#N/A"},{"$error":"#N/A"},{"$error":"#N/A"},{"$error":"#N/A"},{"$error":"#N/A"},{"$error":"#N/A"}]
[null,{"$f":"'Calculated Outputs'!A24","v":"c_input21"},"ec_input21","Average Industrial Customer Peak Demand","kW",null,0,0,0,0,0,{"$error":"#N/A"},{"$error":"#N/A"},{"$error":"#N/A"},{"$error":"#N/A"},{"$error":"#N/A"},{"$error":"#N/A"},{"$error":"#N/A"},{"$error":"#N/A"},{"$error":"#N/A"},{"$error":"#N/A"},{"$error":"#N/A"},{"$error":"#N/A"},{"$error":"#N/A"},{"$error":"#N/A"},{"$error":"#N/A"},{"$error":"#N/A"},{"$error":"#N/A"},{"$error":"#N/A"},{"$error":"#N/A"},{"$error":"#N/A"},{"$error":"#N/A"},{"$error":"#N/A"},{"$error":"#N/A"},{"$error":"#N/A"},{"$error":"#N/A"},{"$error":"#N/A"}]
[null,{"$f":"'Calculated Outputs'!A25","v":"c_input22"},"ec_input22","Customer Peak Demand - Residential","kW",null,{"$f":"OFFSET(INDIRECT($B135),0,G$2-$G$2+2)","v":0},{"$error":"#N/A"},{"$error":"#N/A"},{"$error":"#N/A"},{"$error":"#N/A"},{"$error":"#N/A"},{"$error":"#N/A"},{"$error":"#N/A"},{"$error":"#N/A"},{"$error":"#N/A"},{"$error":"#N/A"},{"$error":"#N/A"},{"$error":"#N/A"},{"$error":"#N/A"},{"$error":"#N/A"},{"$error":"#N/A"},{"$error":"#N/A"},{"$error":"#N/A"},{"$error":"#N/A"},{"$error":"#N/A"},{"$error":"#N/A"},{"$error":"#N/A"},{"$error":"#N/A"},{"$error":"#N/A"},{"$error":"#N/A"},{"$error":"#N/A"},{"$error":"#N/A"},{"$error":"#N/A"},{"$error":"#N/A"},{"$error":"#N/A"},{"$error":"#N/A"}]
[null,{"$f":"'Calculated Outputs'!A26","v":"c_input23"},"ec_input23","Customer Peak Demand - Commercial","kW",null,0,{"$error":"#N/A"},{"$error":"#N/A"},{"$error":"#N/A"},{"$error":"#N/A"},{"$error":"#N/A"},{"$error":"#N/A"},{"$error":"#N/A"},{"$error":"#N/A"},{"$error":"#N/A"},{"$error":"#N/A"},{"$f":"OFFSET(INDIRECT($B136),0,R$2-$G$2+2)","v":{"$error":"#N/A"}},{"$error":"#N/A"},{"$error":"#N/A"},{"$error":"#N/A"},{"$error":"#N/A"},{"$error":"#N/A"},{"$error":"#N/A"},{"$error":"#N/A"},{"$error":"#N/A"},{"$error":"#N/A"},{"$error":"#N/A"},{"$error":"#N/A"},{"$error":"#N/A"},{"$error":"#N/A"},{"$error":"#N/A"},{"$error":"#N/A"},{"$error":"#N/A"},{"$error":"#N/A"},{"$error":"#N/A"},{"$error":"#N/A"}]
[null,{"$f":"'Calculated Outputs'!A27","v":"c_input24"},"ec_input24","Customer Peak Demand - Industrial","kW",null,0,{"$error":"#N/A"},{"$error":"#N/A"},{"$error":"#N/A"},{"$error":"#N/A"},{"$error":"#N/A"},{"$f":"OFFSET(INDIRECT($B137),0,M$2-$G$2+2)","v":{"$error":"#N/A"}},{"$error":"#N/A"},{"$error":"#N/A"},{"$error":"#N/A"},{"$error":"#N/A"},{"$error":"#N/A"},{"$error":"#N/A"},{"$error":"#N/A"},{"$error":"#N/A"},{"$error":"#N/A"},{"$error":"#N/A"},{"$error":"#N/A"},{"$error":"#N/A"},{"$error":"#N/A"},{"$error":"#N/A"},{"$error":"#N/A"},{"$error":"#N/A"},{"$error":"#N/A"},{"$error":"#N/A"},{"$error":"#N/A"},{"$error":"#N/A"},{"$error":"#N/A"},{"$error":"#N/A"},{"$error":"#N/A"},{"$error":"#N/A"}]
[null,{"$f":"'Calculated Outputs'!A28","v":"c_input25"},"ec_input25","Average Energy Use - Residential","kWh",null,0,{"$error":"#DIV/0!"},{"$error":"#DIV/0!"},{"$error":"#DIV/0!"},{"$error":"#DIV/0!"},{"$error":"#DIV/0!"},{"$error":"#DIV/0!"},{"$error":"#DIV/0!"},{"$error":"#DIV/0!"},{"$error":"#DIV/0!"},{"$error":"#DIV/0!"},{"$error":"#DIV/0!"},{"$error":"#DIV/0!"},{"$error":"#DIV/0!"},{"$error":"#DIV/0!"},{"$error":"#DIV/0!"},{"$error":"#DIV/0!"},{"$error":"#DIV/0!"},{"$error":"#DIV/0!"},{"$error":"#DIV/0!"},{"$error":"#DIV/0!"},{"$error":"#DIV/0!"},{"$error":"#DIV/0!"},{"$error":"#DIV/0!"},{"$error":"#DIV/0!"},{"$error":"#DIV/0!"},{"$error":"#DIV/0!"},{"$error":"#DIV/0!"},{"$error":"#DIV/0!"},{"$error":"#DIV/0!"},{"$error":"#DIV/0!"}]
[null,{"$f":"'Calculated Outputs'!A29","v":"c_input26"},"ec_input26","Average Energy Use - Commercial",{"$f":"OFFSET(INDIRECT(B139),0,1)","v":"kWh"},null,0,{"$error":"#DIV/0!"},{"$error":"#DIV/0!"},{"$error":"#DIV/0!"},{"$error":"#DIV/0!"},{"$error":"#DIV/0!"},{"$error":"#DIV/0!"},{"$error":"#DIV/0!"},{"$error":"#DIV/0!"},{"$error":"#DIV/0!"},{"$error":"#DIV/0!"},{"$error":"#DIV/0!"},{"$error":"#DIV/0!"},{"$error":"#DIV/0!"},{"$error":"#DIV/0!"},{"$error":"#DIV/0!"},{"$error":"#DIV/0!"},{"$error":"#DIV/0!"},{"$error":"#DIV/0!"},{"$error":"#DIV/0!"},{"$error":"#DIV/0!"},{"$error":"#DIV/0!"},{"$error":"#DIV/0!"},{"$error":"#DIV/0!"},{"$error":"#DIV/0!"},{"$error":"#DIV/0!"},{"$error":"#DIV/0!"},{"$error":"#DIV/0!"},{"$error":"#DIV/0!"},{"$error":"#DIV/0!"},{"$error":"#DIV/0!"}]
[null,{"$f":"'Calculated Outputs'!A30","v":"c_input27"},"ec_input27",{"$f":"INDIRECT(B140)","v":"Average Energy Use - Industrial"},"kWh",null,0,{"$error":"#DIV/0!"},{"$error":"#DIV/0!"},{"$error":"#DIV/0!"},{"$error":"#DIV/0!"},{"$error":"#DIV/0!"},{"$error":"#DIV/0!"},{"$error":"#DIV/0!"},{"$error":"#DIV/0!"},{"$error":"#DIV/0!"},{"$error":"#DIV/0!"},{"$error":"#DIV/0!"},{"$error":"#DIV/0!"},{"$error":"#DIV/0!"},{"$error":"#DIV/0!"},{"$error":"#DIV/0!"},{"$error":"#DIV/0!"},{"$error":"#DIV/0!"},{"$error":"#DIV/0!"},{"$error":"#DIV/0!"},{"$error":"#DIV/0!"},{"$error":"#DIV/0!"},{"$error":"#DIV/0!"},{"$error":"#DIV/0!"},{"$error":"#DIV/0!"},{"$error":"#DIV/0!"},{"$error":"#DIV/0!"},{"$error":"#DIV/0!"},{"$error":"#DIV/0!"},{"$error":"#DIV/0!"},{"$error":"#DIV/0!"}]
[null,{"$f":"'Calculated Outputs'!A31","v":"c_input28"},"ec_input28","Average Load Not Served per Customer from Sustained Outage - Residential","kW",null,{"$error":"#DIV/0!"},{"$error":"#DIV/0!"},{"$error":"#DIV/0!"},{"$error":"#DIV/0!"},{"$error":"#DIV/0!"},{"$error":"#DIV/0!"},{"$error":"#DIV/0!"},{"$error":"#DIV/0!"},{"$error":"#DIV/0!"},{"$error":"#DIV/0!"},{"$error":"#DIV/0!"},{"$error":"#DIV/0!"},{"$error":"#DIV/0!"},{"$error":"#DIV/0!"},{"$error":"#DIV/0!"},{"$error":"#DIV/0!"},{"$error":"#DIV/0!"},{"$error":"#DIV/0!"},{"$error":"#DIV/0!"},{"$error":"#DIV/0!"},{"$error":"#DIV/0!"},{"$error":"#DIV/0!"},{"$error":"#DIV/0!"},{"$error":"#DIV/0!"},{"$error":"#DIV/0!"},{"$error":"#DIV/0!"},{"$error":"#DIV/0!"},{"$error":"#DIV/0!"},{"$error":"#DIV/0!"},{"$error":"#DIV/0!"},{"$error":"#DIV/0!"}]
[null,{"$f":"'Calculated Outputs'!A32","v":"c_input29"},"ec_input29","Average Load Not Served per Customer from Sustained Outage - Commercial","kW",null,{"$error":"#DIV/0!"},{"$error":"#DIV/0!"},{"$error":"#DIV/0!"},{"$error":"#DIV/0!"},{"$error":"#DIV/0!"},{"$error":"#DIV/0!"},{"$error":"#DIV/0!"},{"$error":"#DIV/0!"},{"$error":"#DIV/0!"},{"$error":"#DIV/0!"},{"$error":"#DIV/0!"},{"$error":"#DIV/0!"},{"$error":"#DIV/0!"},{"$error":"#DIV/0!"},{"$error":"#DIV/0!"},{"$error":"#DIV/0!"},{"$error":"#DIV/0!"},{"$error":"#DIV/0!"},{"$error":"#DIV/0!"},{"$error":"#DIV/0!"},{"$error":"#DIV/0!"},{"$error":"#DIV/0!"},{"$error":"#DIV/0!"},{"$error":"#DIV/0!"},{"$error":"#DIV/0!"},{"$error":"#DIV/0!"},{"$error":"#DIV/0!"},{"$error":"#DIV/0!"},{"$error":"#DIV/0!"},{"$error":"#DIV/0!"},{"$error":"#DIV/0!"}]
[null,{"$f":"'Calculated Outputs'!A33","v":"c_input30"},"ec_input30","Average Load Not Served per Customer from Sustained Outage - Industrial","kW",null,{"$error":"#DIV/0!"},{"$error":"#DIV/0!"},{"$error":"#DIV/0!"},{"$error":"#DIV/0!"},{"$error":"#DIV/0!"},{"$error":"#DIV/0!"},{"$error":"#DIV/0!"},{"$error":"#DIV/0!"},{"$error":"#DIV/0!"},{"$error":"#DIV/0!"},{"$error":"#DIV/0!"},{"$error":"#DIV/0!"},{"$error":"#DIV/0!"},{"$error":"#DIV/0!"},{"$error":"#DIV/0!"},{"$error":"#DIV/0!"},{"$error":"#DIV/0!"},{"$error":"#DIV/0!"},{"$error":"#DIV/0!"},{"$error":"#DIV/0!"},{"$error":"#DIV/0!"},{"$error":"#DIV/0!"},{"$error":"#DIV/0!"},{"$error":"#DIV/0!"},{"$error":"#DIV/0!"},{"$error":"#DIV/0!"},{"$error":"#DIV/0!"},{"$error":"#DIV/0!"},{"$error":"#DIV/0!"},{"$error":"#DIV/0!"},{"$error":"#DIV/0!"}]
[null,{"$f":"'Calculated Outputs'!A34","v":"c_input31"},"ec_input31","Average Load Not Served per Customer from Major Outage - Residential","kW",null,{"$error":"#DIV/0!"},{"$error":"#DIV/0!"},{"$error":"#DIV/0!"},{"$error":"#DIV/0!"},{"$error":"#DIV/0!"},{"$error":"#DIV/0!"},{"$error":"#DIV/0!"},{"$error":"#DIV/0!"},{"$error":"#DIV/0!"},{"$error":"#DIV/0!"},{"$error":"#DIV/0!"},{"$error":"#DIV/0!"},{"$error":"#DIV/0!"},{"$error":"#DIV/0!"},{"$error":"#DIV/0!"},{"$error":"#DIV/0!"},{"$error":"#DIV/0!"},{"$error":"#DIV/0!"},{"$error":"#DIV/0!"},{"$error":"#DIV/0!"},{"$error":"#DIV/0!"},{"$error":"#DIV/0!"},{"$error":"#DIV/0!"},{"$error":"#DIV/0!"},{"$error":"#DIV/0!"},{"$error":"#DIV/0!"},{"$error":"#DIV/0!"},{"$error":"#DIV/0!"},{"$error":"#DIV/0!"},{"$error":"#DIV/0!"},{"$error":"#DIV/0!"}]
[null,{"$f":"'Calculated Outputs'!A35","v":"c_input32"},"ec_input32","Average Load Not Served per Customer from Major Outage - Commercial","kW",null,{"$error":"#DIV/0!"},{"$error":"#DIV/0!"},{"$error":"#DIV/0!"},{"$error":"#DIV/0!"},{"$error":"#DIV/0!"},{"$error":"#DIV/0!"},{"$error":"#DIV/0!"},{"$error":"#DIV/0!"},{"$error":"#DIV/0!"},{"$error":"#DIV/0!"},{"$error":"#DIV/0!"},{"$error":"#DIV/0!"},{"$error":"#DIV/0!"},{"$error":"#DIV/0!"},{"$error":"#DIV/0!"},{"$error":"#DIV/0!"},{"$error":"#DIV/0!"},{"$error":"#DIV/0!"},{"$error":"#DIV/0!"},{"$error":"#DIV/0!"},{"$error":"#DIV/0!"},{"$error":"#DIV/0!"},{"$error":"#DIV/0!"},{"$error":"#DIV/0!"},{"$error":"#DIV/0!"},{"$error":"#DIV/0!"},{"$error":"#DIV/0!"},{"$error":"#DIV/0!"},{"$error":"#DIV/0!"},{"$error":"#DIV/0!"},{"$error":"#DIV/0!"}]
[null,{"$f":"'Calculated Outputs'!A36","v":"c_input33"},"ec_input33","Average Load Not Served per Customer from Major Outage - Industrial","kW",null,{"$error":"#DIV/0!"},{"$error":"#DIV/0!"},{"$error":"#DIV/0!"},{"$error":"#DIV/0!"},{"$error":"#DIV/0!"},{"$error":"#DIV/0!"},{"$error":"#DIV/0!"},{"$error":"#DIV/0!"},{"$error":"#DIV/0!"},{"$error":"#DIV/0!"},{"$error":"#DIV/0!"},{"$error":"#DIV/0!"},{"$error":"#DIV/0!"},{"$error":"#DIV/0!"},{"$error":"#DIV/0!"},{"$error":"#DIV/0!"},{"$error":"#DIV/0!"},{"$error":"#DIV/0!"},{"$error":"#DIV/0!"},{"$error":"#DIV/0!"},{"$error":"#DIV/0!"},{"$error":"#DIV/0!"},{"$error":"#DIV/0!"},{"$error":"#DIV/0!"},{"$error":"#DIV/0!"},{"$error":"#DIV/0!"},{"$error":"#DIV/0!"},{"$error":"#DIV/0!"},{"$error":"#DIV/0!"},{"$error":"#DIV/0!"},{"$error":"#DIV/0!"}]
[null,{"$f":"'Calculated Outputs'!A37","v":"c_input34"},"ec_input34","Average Load Not Served per Customer from Sustained Outage on Impacted Feeders - Residential","kW",null,{"$error":"#DIV/0!"},{"$error":"#DIV/0!"},{"$error":"#DIV/0!"},{"$error":"#DIV/0!"},{"$error":"#DIV/0!"},{"$error":"#DIV/0!"},{"$error":"#DIV/0!"},{"$error":"#DIV/0!"},{"$error":"#DIV/0!"},{"$error":"#DIV/0!"},{"$error":"#DIV/0!"},{"$error":"#DIV/0!"},{"$error":"#DIV/0!"},{"$error":"#DIV/0!"},{"$error":"#DIV/0!"},{"$error":"#DIV/0!"},{"$error":"#DIV/0!"},{"$error":"#DIV/0!"},{"$error":"#DIV/0!"},{"$error":"#DIV/0!"},{"$error":"#DIV/0!"},{"$error":"#DIV/0!"},{"$error":"#DIV/0!"},{"$error":"#DIV/0!"},{"$error":"#DIV/0!"},{"$error":"#DIV/0!"},{"$error":"#DIV/0!"},{"$error":"#DIV/0!"},{"$error":"#DIV/0!"},{"$error":"#DIV/0!"},{"$error":"#DIV/0!"}]
[null,{"$f":"'Calculated Outputs'!A38","v":"c_input35"},"ec_input35","Average Load Not Served per Customer from Sustained Outage on Impacted Feeders - Residential","kW",null,{"$error":"#DIV/0!"},{"$error":"#DIV/0!"},{"$error":"#DIV/0!"},{"$error":"#DIV/0!"},{"$error":"#DIV/0!"},{"$error":"#DIV/0!"},{"$error":"#DIV/0!"},{"$error":"#DIV/0!"},{"$error":"#DIV/0!"},{"$error":"#DIV/0!"},{"$error":"#DIV/0!"},{"$error":"#DIV/0!"},{"$error":"#DIV/0!"},{"$error":"#DIV/0!"},{"$error":"#DIV/0!"},{"$error":"#DIV/0!"},{"$error":"#DIV/0!"},{"$error":"#DIV/0!"},{"$error":"#DIV/0!"},{"$error":"#DIV/0!"},{"$error":"#DIV/0!"},{"$error":"#DIV/0!"},{"$error":"#DIV/0!"},{"$error":"#DIV/0!"},{"$error":"#DIV/0!"},{"$error":"#DIV/0!"},{"$error":"#DIV/0!"},{"$error":"#DIV/0!"},{"$error":"#DIV/0!"},{"$error":"#DIV/0!"},{"$error":"#DIV/0!"}]
[null,{"$f":"'Calculated Outputs'!A39","v":"c_input36"},"ec_input36","Average Load Not Served per Customer from Sustained Outage on Impacted Feeders - Residential","kW",null,{"$error":"#DIV/0!"},{"$error":"#DIV/0!"},{"$error":"#DIV/0!"},{"$error":"#DIV/0!"},{"$error":"#DIV/0!"},{"$error":"#DIV/0!"},{"$f":"OFFSET(INDIRECT($B149),0,M$2-$G$2+2)","v":{"$error":"#DIV/0!"}},{"$f":"OFFSET(INDIRECT($B149),0,N$2-$G$2+2)","v":{"$error":"#DIV/0!"}},{"$error":"#DIV/0!"},{"$error":"#DIV/0!"},{"$error":"#DIV/0!"},{"$error":"#DIV/0!"},{"$error":"#DIV/0!"},{"$error":"#DIV/0!"},{"$error":"#DIV/0!"},{"$error":"#DIV/0!"},{"$error":"#DIV/0!"},{"$error":"#DIV/0!"},{"$error":"#DIV/0!"},{"$error":"#DIV/0!"},{"$error":"#DIV/0!"},{"$error":"#DIV/0!"},{"$error":"#DIV/0!"},{"$error":"#DIV/0!"},{"$error":"#DIV/0!"},{"$error":"#DIV/0!"},{"$error":"#DIV/0!"},{"$error":"#DIV/0!"},{"$error":"#DIV/0!"},{"$error":"#DIV/0!"},{"$error":"#DIV/0!"}]
[]
[]
[null,null,"Baseline Inputs",null,null,null,"Reported Inputs (up to 5 years)",null,null,null,null,"Forecasted Inputs"]
[null,{"$f":"'Review Inputs'!B10","v":"p_input45"},"eb_input45",{"$f":"INDIRECT(B153)","v":"Annual Generation Cost"},{"$f":"OFFSET(INDIRECT(B153),0,1)","v":"$"},{"$f":"OFFSET(INDIRECT(C4),0,2)","v":"energy_load"},{"$f":"OFFSET(INDIRECT($B4),0,MATCH('Output Escalated'!G$1,'Review Inputs'!$M$8:$Q$8)+1)","v":""},{"$f":"OFFSET(INDIRECT($B4),0,MATCH('Output Escalated'!H$1,'Review Inputs'!$M$8:$Q$8)+1)","v":""},{"$f":"OFFSET(INDIRECT($B4),0,MATCH('Output Escalated'!I$1,'Review Inputs'!$M$8:$Q$8)+1)","v":""},{"$f":"OFFSET(INDIRECT($B4),0,MATCH('Output Escalated'!J$1,'Review Inputs'!$M$8:$Q$8)+1)","v":""},{"$f":"OFFSET(INDIRECT($B4),0,MATCH('Output Escalated'!K$1,'Review Inputs'!$M$8:$Q$8)+1)","v":""},{"$f":"K153*(1+INDIRECT(\"esc_factor_\"&$F153))","v":{"$error":"#VALUE!"}},{"$f":"L153*(1+INDIRECT(\"esc_factor_\"&$F153))","v":{"$error":"#VALUE!"}},{"$error":"#VALUE!"},{"$error":"#VALUE!"},{"$error":"#VALUE!"},{"$error":"#VALUE!"},{"$error":"#VALUE!"},{"$error":"#VALUE!"},{"$error":"#VALUE!"},{"$error":"#VALUE!"},{"$error":"#VALUE!"},{"$error":"#VALUE!"},{"$error":"#VALUE!"},{"$error":"#VALUE!"},{"$error":"#VALUE!"},{"$error":"#VALUE!"},{"$error":"#VALUE!"},{"$error":"#VALUE!"},{"$error":"#VALUE!"},{"$error":"#VALUE!"},{"$error":"#VALUE!"},{"$error":"#VALUE!"},{"$error":"#VALUE!"},{"$error":"#VALUE!"},{"$error":"#VALUE!"},{"$error":"#VALUE!"}]
[null,{"$f":"'Review Inputs'!B11","v":"p_input3"},"eb_input3",{"$f":"INDIRECT(B154)","v":"Annual Energy Storage Efficiency"},"%","none",{"$f":"OFFSET(INDIRECT($B5),0,MATCH('Output Escalated'!G$1,'Review Inputs'!$M$8:$Q$8)+1)","v":""},{"$f":"OFFSET(INDIRECT($B5),0,MATCH('Output Escalated'!H$1,'Review Inputs'!$M$8:$Q$8)+1)","v":""},{"$f":"OFFSET(INDIRECT($B5),0,MATCH('Output Escalated'!I$1,'Review Inputs'!$M$8:$Q$8)+1)","v":""},{"$f":"OFFSET(INDIRECT($B5),0,MATCH('Output Escalated'!J$1,'Review Inputs'!$M$8:$Q$8)+1)","v":""},{"$f":"OFFSET(INDIRECT($B5),0,MATCH('Output Escalated'!K$1,'Review Inputs'!$M$8:$Q$8)+1)","v":""},{"$error":"#VALUE!"},{"$f":"L154*(1+INDIRECT(\"esc_factor_\"&$F154))","v":{"$error":"#VALUE!"}},{"$error":"#VALUE!"},{"$error":"#VALUE!"},{"$error":"#VALUE!"},{"$error":"#VALUE!"},{"$error":"#VALUE!"},{"$error":"#VALUE!"},{"$error":"#VALUE!"},{"$error":"#VALUE!"},{"$error":"#VALUE!"},{"$error":"#VALUE!"},{"$error":"#VALUE!"},{"$error":"#VALUE!"},{"$error":"#VALUE!"},{"$error":"#VALUE!"},{"$f":"AA154*(1+INDIRECT(\"esc_factor_\"&$F154))","v":{"$error":"#VALUE!"}},{"$error":"#VALUE!"},{"$error":"#VALUE!"},{"$error":"#VALUE!"},{"$error":"#VALUE!"},{"$error":"#VALUE!"},{"$error":"#VALUE!"},{"$error":"#VALUE!"},{"$error":"#VALUE!"},{"$error":"#VALUE!"}]
[null,{"$f":"'Review Inputs'!B12","v":"p_input4"},"eb_input4","Annual PEV Efficiency","%","none",{"$f":"OFFSET(INDIRECT($B6),0,MATCH('Output Escalated'!G$1,'Review Inputs'!$M$8:$Q$8)+1)","v":""},{"$f":"OFFSET(INDIRECT($B6),0,MATCH('Output Escalated'!H$1,'Review Inputs'!$M$8:$Q$8)+1)","v":""},{"$f":"OFFSET(INDIRECT($B6),0,MATCH('Output Escalated'!I$1,'Review Inputs'!$M$8:$Q$8)+1)","v":""},{"$f":"OFFSET(INDIRECT($B6),0,MATCH('Output Escalated'!J$1,'Review Inputs'!$M$8:$Q$8)+1)","v":""},{"$f":"OFFSET(INDIRECT($B6),0,MATCH('Output Escalated'!K$1,'Review Inputs'!$M$8:$Q$8)+1)","v":""},{"$error":"#VALUE!"},{"$f":"L155*(1+INDIRECT(\"esc_factor_\"&$F155))","v":{"$error":"#VALUE!"}},{"$error":"#VALUE!"},{"$error":"#VALUE!"},{"$error":"#VALUE!"},{"$error":"#VALUE!"},{"$error":"#VALUE!"},{"$error":"#VALUE!"},{"$error":"#VALUE!"},{"$error":"#VALUE!"},{"$error":"#VALUE!"},{"$error":"#VALUE!"},{"$error":"#VALUE!"},{"$error":"#VALUE!"},{"$error":"#VALUE!"},{"$error":"#VALUE!"},{"$f":"AA155*(1+INDIRECT(\"esc_factor_\"&$F155))","v":{"$error":"#VALUE!"}},{"$error":"#VALUE!"},{"$error":"#VALUE!"},{"$error":"#VALUE!"},{"$error":"#VALUE!"},{"$error":"#VALUE!"},{"$error":"#VALUE!"},{"$error":"#VALUE!"},{"$error":"#VALUE!"},{"$error":"#VALUE!"}]
[null,{"$f":"'Review Inputs'!B13","v":"p_input1"},"eb_input1","Average Hourly Generation Cost","$/MWh","energy_price",{"$f":"OFFSET(INDIRECT($B7),0,MATCH('Output Escalated'!G$1,'Review Inputs'!$M$8:$Q$8)+1)","v":""},{"$f":"OFFSET(INDIRECT($B7),0,MATCH('Output Escalated'!H$1,'Review Inputs'!$M$8:$Q$8)+1)","v":""},{"$f":"OFFSET(INDIRECT($B7),0,MATCH('Output Escalated'!I$1,'Review Inputs'!$M$8:$Q$8)+1)","v":""},{"$f":"OFFSET(INDIRECT($B7),0,MATCH('Output Escalated'!J$1,'Review Inputs'!$M$8:$Q$8)+1)","v":""},{"$f":"OFFSET(INDIRECT($B7),0,MATCH('Output Escalated'!K$1,'Review Inputs'!$M$8:$Q$8)+1)","v":""},{"$error":"#VALUE!"},{"$f":"L156*(1+INDIRECT(\"esc_factor_\"&$F156))","v":{"$error":"#VALUE!"}},{"$error":"#VALUE!"},{"$error":"#VALUE!"},{"$error":"#VALUE!"},{"$error":"#VALUE!"},{"$error":"#VALUE!"},{"$error":"#VALUE!"},{"$error":"#VALUE!"},{"$error":"#VALUE!"},{"$error":"#VALUE!"},{"$error":"#VALUE!"},{"$error":"#VALUE!"},{"$error":"#VALUE!"},{"$error":"#VALUE!"},{"$error":"#VALUE!"},{"$f":"AA156*(1+INDIRECT(\"esc_factor_\"&$F156))","v":{"$error":"#VALUE!"}},{"$error":"#VALUE!"},{"$error":"#VALUE!"},{"$error":"#VALUE!"},{"$error":"#VALUE!"},{"$error":"#VALUE!"},{"$error":"#VALUE!"},{"$error":"#VALUE!"},{"$error":"#VALUE!"},{"$error":"#VALUE!"}]
[null,{"$f":"'Review Inputs'!B14","v":"p_input2"},"eb_input2","Avoided Annual Generator Dispatch","MWh","load",{"$f":"OFFSET(INDIRECT($B8),0,MATCH('Output Escalated'!G$1,'Review Inputs'!$M$8:$Q$8)+1)","v":""},{"$f":"OFFSET(INDIRECT($B8),0,MATCH('Output Escalated'!H$1,'Review Inputs'!$M$8:$Q$8)+1)","v":""},{"$f":"OFFSET(INDIRECT($B8),0,MATCH('Output Escalated'!I$1,'Review Inputs'!$M$8:$Q$8)+1)","v":""},{"$f":"OFFSET(INDIRECT($B8),0,MATCH('Output Escalated'!J$1,'Review Inputs'!$M$8:$Q$8)+1)","v":""},{"$f":"OFFSET(INDIRECT($B8),0,MATCH('Output Escalated'!K$1,'Review Inputs'!$M$8:$Q$8)+1)","v":""},{"$error":"#VALUE!"},{"$f":"L157*(1+INDIRECT(\"esc_factor_\"&$F157))","v":{"$error":"#VALUE!"}},{"$error":"#VALUE!"},{"$error":"#VALUE!"},{"$error":"#VALUE!"},{"$error":"#VALUE!"},{"$error":"#VALUE!"},{"$error":"#VALUE!"},{"$error":"#VALUE!"},{"$error":"#VALUE!"},{"$error":"#VALUE!"},{"$error":"#VALUE!"},{"$error":"#VALUE!"},{"$error":"#VALUE!"},{"$error":"#VALUE!"},{"$error":"#VALUE!"},{"$f":"AA157*(1+INDIRECT(\"esc_factor_\"&$F157))","v":{"$error":"#VALUE!"}},{"$error":"#VALUE!"},{"$error":"#VALUE!"},{"$error":"#VALUE!"},{"$error":"#VALUE!"},{"$error":"#VALUE!"},{"$error":"#VALUE!"},{"$error":"#VALUE!"},{"$error":"#VALUE!"},{"$error":"#VALUE!"}]
[null,{"$f":"'Review Inputs'!B15","v":"p_input6"},"eb_input6","Energy Storage Use at Annual Peak Time","MW","load",{"$f":"OFFSET(INDIRECT($B9),0,MATCH('Output Escalated'!G$1,'Review Inputs'!$M$8:$Q$8)+1)","v":""},{"$f":"OFFSET(INDIRECT($B9),0,MATCH('Output Escalated'!H$1,'Review Inputs'!$M$8:$Q$8)+1)","v":""},{"$f":"OFFSET(INDIRECT($B9),0,MATCH('Output Escalated'!I$1,'Review Inputs'!$M$8:$Q$8)+1)","v":""},{"$f":"OFFSET(INDIRECT($B9),0,MATCH('Output Escalated'!J$1,'Review Inputs'!$M$8:$Q$8)+1)","v":""},{"$f":"OFFSET(INDIRECT($B9),0,MATCH('Output Escalated'!K$1,'Review Inputs'!$M$8:$Q$8)+1)","v":""},{"$error":"#VALUE!"},{"$f":"L158*(1+INDIRECT(\"esc_factor_\"&$F158))","v":{"$error":"#VALUE!"}},{"$error":"#VALUE!"},{"$error":"#VALUE!"},{"$error":"#VALUE!"},{"$error":"#VALUE!"},{"$error":"#VALUE!"},{"$error":"#VALUE!"},{"$error":"#VALUE!"},{"$error":"#VALUE!"},{"$error":"#VALUE!"},{"$error":"#VALUE!"},{"$error":"#VALUE!"},{"$error":"#VALUE!"},{"$error":"#VALUE!"},{"$error":"#VALUE!"},{"$f":"AA158*(1+INDIRECT(\"esc_factor_\"&$F158))","v":{"$error":"#VALUE!"}},{"$error":"#VALUE!"},{"$error":"#VALUE!"},{"$error":"#VALUE!"},{"$error":"#VALUE!"},{"$error":"#VALUE!"},{"$error":"#VALUE!"},{"$error":"#VALUE!"},{"$error":"#VALUE!"},{"$error":"#VALUE!"}]
[null,{"$f":"'Review Inputs'!B16","v":"p_input9"},"eb_input9","Distributed Generation Use at Annual Peak Time","MW","load",{"$f":"OFFSET(INDIRECT($B10),0,MATCH('Output Escalated'!G$1,'Review Inputs'!$M$8:$Q$8)+1)","v":""},{"$f":"OFFSET(INDIRECT($B10),0,MATCH('Output Escalated'!H$1,'Review Inputs'!$M$8:$Q$8)+1)","v":""},{"$f":"OFFSET(INDIRECT($B10),0,MATCH('Output Escalated'!I$1,'Review Inputs'!$M$8:$Q$8)+1)","v":""},{"$f":"OFFSET(INDIRECT($B10),0,MATCH('Output Escalated'!J$1,'Review Inputs'!$M$8:$Q$8)+1)","v":""},{"$f":"OFFSET(INDIRECT($B10),0,MATCH('Output Escalated'!K$1,'Review Inputs'!$M$8:$Q$8)+1)","v":""},{"$error":"#VALUE!"},{"$f":"L159*(1+INDIRECT(\"esc_factor_\"&$F159))","v":{"$error":"#VALUE!"}},{"$error":"#VALUE!"},{"$error":"#VALUE!"},{"$error":"#VALUE!"},{"$error":"#VALUE!"},{"$error":"#VALUE!"},{"$error":"#VALUE!"},{"$error":"#VALUE!"},{"$error":"#VALUE!"},{"$error":"#VALUE!"},{"$error":"#VALUE!"},{"$error":"#VALUE!"},{"$error":"#VALUE!"},{"$error":"#VALUE!"},{"$error":"#VALUE!"},{"$f":"AA159*(1+INDIRECT(\"esc_factor_\"&$F159))","v":{"$error":"#VALUE!"}},{"$error":"#VALUE!"},{"$error":"#VALUE!"},{"$error":"#VALUE!"},{"$error":"#VALUE!"},{"$error":"#VALUE!"},{"$error":"#VALUE!"},{"$error":"#VALUE!"},{"$error":"#VALUE!"},{"$error":"#VALUE!"}]
[null,{"$f":"'Review Inputs'!B17","v":"p_input10"},"eb_input10","PEV Use at Annual Peak Time","MW","load",{"$f":"OFFSET(INDIRECT($B11),0,MATCH('Output Escalated'!G$1,'Review Inputs'!$M$8:$Q$8)+1)","v":""},{"$f":"OFFSET(INDIRECT($B11),0,MATCH('Output Escalated'!H$1,'Review Inputs'!$M$8:$Q$8)+1)","v":""},{"$f":"OFFSET(INDIRECT($B11),0,MATCH('Output Escalated'!I$1,'Review Inputs'!$M$8:$Q$8)+1)","v":""},{"$f":"OFFSET(INDIRECT($B11),0,MATCH('Output Escalated'!J$1,'Review Inputs'!$M$8:$Q$8)+1)","v":""},{"$f":"OFFSET(INDIRECT($B11),0,MATCH('Output Escalated'!K$1,'Review Inputs'!$M$8:$Q$8)+1)","v":""},{"$error":"#VALUE!"},{"$f":"L160*(1+INDIRECT(\"esc_factor_\"&$F160))","v":{"$error":"#VALUE!"}},{"$error":"#VALUE!"},{"$error":"#VALUE!"},{"$error":"#VALUE!"},{"$error":"#VALUE!"},{"$error":"#VALUE!"},{"$error":"#VALUE!"},{"$error":"#VALUE!"},{"$error":"#VALUE!"},{"$error":"#VALUE!"},{"$error":"#VALUE!"},{"$error":"#VALUE!"},{"$error":"#VALUE!"},{"$error":"#VALUE!"},{"$error":"#VALUE!"},{"$f":"AA160*(1+INDIRECT(\"esc_factor_\"&$F160))","v":{"$error":"#VALUE!"}},{"$error":"#VALUE!"},{"$error":"#VALUE!"},{"$error":"#VALUE!"},{"$error":"#VALUE!"},{"$error":"#VALUE!"},{"$error":"#VALUE!"},{"$error":"#VALUE!"},{"$error":"#VALUE!"},{"$error":"#VALUE!"}]
[null,{"$f":"'Review Inputs'!B18","v":"p_input5"},"eb_input5","Price of Capacity at Annual Peak","$/MW","energy_price",{"$f":"OFFSET(INDIRECT($B12),0,MATCH('Output Escalated'!G$1,'Review Inputs'!$M$8:$Q$8)+1)","v":""},{"$f":"OFFSET(INDIRECT($B12),0,MATCH('Output Escalated'!H$1,'Review Inputs'!$M$8:$Q$8)+1)","v":""},{"$f":"OFFSET(INDIRECT($B12),0,MATCH('Output Escalated'!I$1,'Review Inputs'!$M$8:$Q$8)+1)","v":""},{"$f":"OFFSET(INDIRECT($B12),0,MATCH('Output Escalated'!J$1,'Review Inputs'!$M$8:$Q$8)+1)","v":""},{"$f":"OFFSET(INDIRECT($B12),0,MATCH('Output Escalated'!K$1,'Review Inputs'!$M$8:$Q$8)+1)","v":""},{"$error":"#VALUE!"},{"$f":"L161*(1+INDIRECT(\"esc_factor_\"&$F161))","v":{"$error":"#VALUE!"}},{"$error":"#VALUE!"},{"$error":"#VALUE!"},{"$error":"#VALUE!"},{"$error":"#VALUE!"},{"$error":"#VALUE!"},{"$error":"#VALUE!"},{"$error":"#VALUE!"},{"$error":"#VALUE!"},{"$error":"#VALUE!"},{"$error":"#VALUE!"},{"$error":"#VALUE!"},{"$error":"#VALUE!"},{"$error":"#VALUE!"},{"$error":"#VALUE!"},{"$f":"AA161*(1+INDIRECT(\"esc_factor_\"&$F161))","v":{"$error":"#VALUE!"}},{"$error":"#VALUE!"},{"$error":"#VALUE!"},{"$error":"#VALUE!"},{"$error":"#VALUE!"},{"$error":"#VALUE!"},{"$error":"#VALUE!"},{"$error":"#VALUE!"},{"$error":"#VALUE!"},{"$error":"#VALUE!"}]
[null,"p_input105","eb_input105",{"$f":"INDIRECT(B162)","v":"Total Customer Peak Demand"},{"$f":"OFFSET(INDIRECT(B162),0,1)","v":"MW"},"load",{"$f":"OFFSET(INDIRECT($B13),0,MATCH('Output Escalated'!G$1,'Review Inputs'!$M$8:$Q$8)+1)","v":""},{"$f":"OFFSET(INDIRECT($B13),0,MATCH('Output Escalated'!H$1,'Review Inputs'!$M$8:$Q$8)+1)","v":""},{"$f":"OFFSET(INDIRECT($B13),0,MATCH('Output Escalated'!I$1,'Review Inputs'!$M$8:$Q$8)+1)","v":""},{"$f":"OFFSET(INDIRECT($B13),0,MATCH('Output Escalated'!J$1,'Review Inputs'!$M$8:$Q$8)+1)","v":""},{"$f":"OFFSET(INDIRECT($B13),0,MATCH('Output Escalated'!K$1,'Review Inputs'!$M$8:$Q$8)+1)","v":""},{"$f":"K162*(1+INDIRECT(\"esc_factor_\"&$F162))","v":{"$error":"#VALUE!"}},{"$f":"L162*(1+INDIRECT(\"esc_factor_\"&$F162))","v":{"$error":"#VALUE!"}},{"$f":"M162*(1+INDIRECT(\"esc_factor_\"&$F162))","v":{"$error":"#VALUE!"}},{"$f":"N162*(1+INDIRECT(\"esc_factor_\"&$F162))","v":{"$error":"#VALUE!"}},{"$f":"O162*(1+INDIRECT(\"esc_factor_\"&$F162))","v":{"$error":"#VALUE!"}},{"$f":"P162*(1+INDIRECT(\"esc_factor_\"&$F162))","v":{"$error":"#VALUE!"}},{"$f":"Q162*(1+INDIRECT(\"esc_factor_\"&$F162))","v":{"$error":"#VALUE!"}},{"$f":"R162*(1+INDIRECT(\"esc_factor_\"&$F162))","v":{"$error":"#VALUE!"}},{"$f":"S162*(1+INDIRECT(\"esc_factor_\"&$F162))","v":{"$error":"#VALUE!"}},{"$f":"T162*(1+INDIRECT(\"esc_factor_\"&$F162))","v":{"$error":"#VALUE!"}},{"$f":"U162*(1+INDIRECT(\"esc_factor_\"&$F162))","v":{"$error":"#VALUE!"}},{"$f":"V162*(1+INDIRECT(\"esc_factor_\"&$F162))","v":{"$error":"#VALUE!"}},{"$f":"W162*(1+INDIRECT(\"esc_factor_\"&$F162))","v":{"$error":"#VALUE!"}},{"$f":"X162*(1+INDIRECT(\"esc_factor_\"&$F162))","v":{"$error":"#VALUE!"}},{"$f":"Y162*(1+INDIRECT(\"esc_factor_\"&$F162))","v":{"$error":"#VALUE!"}},{"$f":"Z162*(1+INDIRECT(\"esc_factor_\"&$F162))","v":{"$error":"#VALUE!"}},{"$f":"AA162*(1+INDIRECT(\"esc_factor_\"&$F162))","v":{"$error":"#VALUE!"}},{"$f":"AB162*(1+INDIRECT(\"esc_factor_\"&$F162))","v":{"$error":"#VALUE!"}},{"$f":"AC162*(1+INDIRECT(\"esc_factor_\"&$F162))","v":{"$error":"#VALUE!"}},{"$f":"AD162*(1+INDIRECT(\"esc_factor_\"&$F162))","v":{"$error":"#VALUE!"}},{"$f":"AE162*(1+INDIRECT(\"esc_factor_\"&$F162))","v":{"$error":"#VALUE!"}},{"$f":"AF162*(1+INDIRECT(\"esc_factor_\"&$F162))","v":{"$error":"#VALUE!"}},{"$f":"AG162*(1+INDIRECT(\"esc_factor_\"&$F162))","v":{"$error":"#VALUE!"}},{"$f":"AH162*(1+INDIRECT(\"esc_factor_\"&$F162))","v":{"$error":"#VALUE!"}},{"$f":"AI162*(1+INDIRECT(\"esc_factor_\"&$F162))","v":{"$error":"#VALUE!"}},{"$f":"AJ162*(1+INDIRECT(\"esc_factor_\"&$F162))","v":{"$error":"#VALUE!"}}]
[null,{"$f":"'Review Inputs'!B20","v":"p_input7"},"eb_input7","Capital Carrying Charge of New Generation","$",{"$f":"OFFSET(INDIRECT(C14),0,2)","v":"none"},{"$f":"OFFSET(INDIRECT($B14),0,MATCH('Output Escalated'!G$1,'Review Inputs'!$M$8:$Q$8)+1)","v":""},{"$f":"OFFSET(INDIRECT($B14),0,MATCH('Output Escalated'!H$1,'Review Inputs'!$M$8:$Q$8)+1)","v":""},{"$f":"OFFSET(INDIRECT($B14),0,MATCH('Output Escalated'!I$1,'Review Inputs'!$M$8:$Q$8)+1)","v":""},{"$f":"OFFSET(INDIRECT($B14),0,MATCH('Output Escalated'!J$1,'Review Inputs'!$M$8:$Q$8)+1)","v":""},{"$f":"OFFSET(INDIRECT($B14),0,MATCH('Output Escalated'!K$1,'Review Inputs'!$M$8:$Q$8)+1)","v":""},0,{"$f":"L163*(1+INDIRECT(\"esc_factor_\"&$F163))","v":0},0,0,0,0,0,0,0,0,0,0,0,0,0,0,{"$f":"AA163*(1+INDIRECT(\"esc_factor_\"&$F163))","v":0},0,0,0,0,0,0,0,0,0]
[null,{"$f":"'Review Inputs'!B21","v":"p_input8"},"eb_input8","Generation Investment Time Deferred","yrs","none",{"$f":"OFFSET(INDIRECT($B15),0,MATCH('Output Escalated'!G$1,'Review Inputs'!$M$8:$Q$8)+1)","v":""},{"$f":"OFFSET(INDIRECT($B15),0,MATCH('Output Escalated'!H$1,'Review Inputs'!$M$8:$Q$8)+1)","v":""},{"$f":"OFFSET(INDIRECT($B15),0,MATCH('Output Escalated'!I$1,'Review Inputs'!$M$8:$Q$8)+1)","v":""},{"$f":"OFFSET(INDIRECT($B15),0,MATCH('Output Escalated'!J$1,'Review Inputs'!$M$8:$Q$8)+1)","v":""},{"$f":"OFFSET(INDIRECT($B15),0,MATCH('Output Escalated'!K$1,'Review Inputs'!$M$8:$Q$8)+1)","v":""},0,{"$f":"L164*(1+INDIRECT(\"esc_factor_\"&$F164))","v":0},0,0,0,0,0,0,0,0,0,0,0,0,0,0,{"$f":"AA164*(1+INDIRECT(\"esc_factor_\"&$F164))","v":0},0,0,0,0,0,0,0,0,0]
[null,{"$f":"'Review Inputs'!B22","v":"p_input48"},"eb_input48","Ancillary Services Cost","$","energy_load",{"$f":"OFFSET(INDIRECT($B16),0,MATCH('Output Escalated'!G$1,'Review Inputs'!$M$8:$Q$8)+1)","v":""},{"$f":"OFFSET(INDIRECT($B16),0,MATCH('Output Escalated'!H$1,'Review Inputs'!$M$8:$Q$8)+1)","v":""},{"$f":"OFFSET(INDIRECT($B16),0,MATCH('Output Escalated'!I$1,'Review Inputs'!$M$8:$Q$8)+1)","v":""},{"$f":"OFFSET(INDIRECT($B16),0,MATCH('Output Escalated'!J$1,'Review Inputs'!$M$8:$Q$8)+1)","v":""},{"$f":"OFFSET(INDIRECT($B16),0,MATCH('Output Escalated'!K$1,'Review Inputs'!$M$8:$Q$8)+1)","v":""},{"$f":"K165*(1+INDIRECT(\"esc_factor_\"&$F165))","v":{"$error":"#VALUE!"}},{"$f":"L165*(1+INDIRECT(\"esc_factor_\"&$F165))","v":{"$error":"#VALUE!"}},{"$error":"#VALUE!"},{"$error":"#VALUE!"},{"$error":"#VALUE!"},{"$error":"#VALUE!"},{"$error":"#VALUE!"},{"$error":"#VALUE!"},{"$error":"#VALUE!"},{"$error":"#VALUE!"},{"$error":"#VALUE!"},{"$error":"#VALUE!"},{"$error":"#VALUE!"},{"$error":"#VALUE!"},{"$error":"#VALUE!"},{"$error":"#VALUE!"},{"$f":"AA165*(1+INDIRECT(\"esc_factor_\"&$F165))","v":{"$error":"#VALUE!"}},{"$error":"#VALUE!"},{"$error":"#VALUE!"},{"$error":"#VALUE!"},{"$error":"#VALUE!"},{"$error":"#VALUE!"},{"$error":"#VALUE!"},{"$error":"#VALUE!"},{"$error":"#VALUE!"},{"$error":"#VALUE!"}]
[null,{"$f":"'Review Inputs'!B23","v":"p_input11"},"eb_input11","Average Price of Reserves","$/MW","energy_price",{"$f":"OFFSET(INDIRECT($B17),0,MATCH('Output Escalated'!G$1,'Review Inputs'!$M$8:$Q$8)+1)","v":""},{"$f":"OFFSET(INDIRECT($B17),0,MATCH('Output Escalated'!H$1,'Review Inputs'!$M$8:$Q$8)+1)","v":""},{"$f":"OFFSET(INDIRECT($B17),0,MATCH('Output Escalated'!I$1,'Review Inputs'!$M$8:$Q$8)+1)","v":""},{"$f":"OFFSET(INDIRECT($B17),0,MATCH('Output Escalated'!J$1,'Review Inputs'!$M$8:$Q$8)+1)","v":""},{"$f":"OFFSET(INDIRECT($B17),0,MATCH('Output Escalated'!K$1,'Review Inputs'!$M$8:$Q$8)+1)","v":""},{"$error":"#VALUE!"},{"$f":"L166*(1+INDIRECT(\"esc_factor_\"&$F166))","v":{"$error":"#VALUE!"}},{"$error":"#VALUE!"},{"$error":"#VALUE!"},{"$error":"#VALUE!"},{"$error":"#VALUE!"},{"$error":"#VALUE!"},{"$error":"#VALUE!"},{"$error":"#VALUE!"},{"$error":"#VALUE!"},{"$error":"#VALUE!"},{"$error":"#VALUE!"},{"$error":"#VALUE!"},{"$error":"#VALUE!"},{"$error":"#VALUE!"},{"$error":"#VALUE!"},{"$f":"AA166*(1+INDIRECT(\"esc_factor_\"&$F166))","v":{"$error":"#VALUE!"}},{"$error":"#VALUE!"},{"$error":"#VALUE!"},{"$error":"#VALUE!"},{"$error":"#VALUE!"},{"$error":"#VALUE!"},{"$error":"#VALUE!"},{"$error":"#VALUE!"},{"$error":"#VALUE!"},{"$error":"#VALUE!"}]
[null,{"$f":"'Review Inputs'!B24","v":"p_input12"},"eb_input12","Reserve Purchases","MW","load",{"$f":"OFFSET(INDIRECT($B18),0,MATCH('Output Escalated'!G$1,'Review Inputs'!$M$8:$Q$8)+1)","v":""},{"$f":"OFFSET(INDIRECT($B18),0,MATCH('Output Escalated'!H$1,'Review Inputs'!$M$8:$Q$8)+1)","v":""},{"$f":"OFFSET(INDIRECT($B18),0,MATCH('Output Escalated'!I$1,'Review Inputs'!$M$8:$Q$8)+1)","v":""},{"$f":"OFFSET(INDIRECT($B18),0,MATCH('Output Escalated'!J$1,'Review Inputs'!$M$8:$Q$8)+1)","v":""},{"$f":"OFFSET(INDIRECT($B18),0,MATCH('Output Escalated'!K$1,'Review Inputs'!$M$8:$Q$8)+1)","v":""},{"$error":"#VALUE!"},{"$f":"L167*(1+INDIRECT(\"esc_factor_\"&$F167))","v":{"$error":"#VALUE!"}},{"$error":"#VALUE!"},{"$error":"#VALUE!"},{"$error":"#VALUE!"},{"$error":"#VALUE!"},{"$error":"#VALUE!"},{"$error":"#VALUE!"},{"$error":"#VALUE!"},{"$error":"#VALUE!"},{"$error":"#VALUE!"},{"$error":"#VALUE!"},{"$f":"W167*(1+INDIRECT(\"esc_factor_\"&$F167))","v":{"$error":"#VALUE!"}},{"$error":"#VALUE!"},{"$error":"#VALUE!"},{"$error":"#VALUE!"},{"$error":"#VALUE!"},{"$error":"#VALUE!"},{"$error":"#VALUE!"},{"$error":"#VALUE!"},{"$error":"#VALUE!"},{"$error":"#VALUE!"},{"$error":"#VALUE!"},{"$error":"#VALUE!"},{"$error":"#VALUE!"},{"$error":"#VALUE!"}]
[null,{"$f":"'Review Inputs'!B25","v":"p_input13"},"eb_input13","Average Price of Frequency Regulation","$/MW","energy_price",{"$f":"OFFSET(INDIRECT($B19),0,MATCH('Output Escalated'!G$1,'Review Inputs'!$M$8:$Q$8)+1)","v":""},{"$f":"OFFSET(INDIRECT($B19),0,MATCH('Output Escalated'!H$1,'Review Inputs'!$M$8:$Q$8)+1)","v":""},{"$f":"OFFSET(INDIRECT($B19),0,MATCH('Output Escalated'!I$1,'Review Inputs'!$M$8:$Q$8)+1)","v":""},{"$f":"OFFSET(INDIRECT($B19),0,MATCH('Output Escalated'!J$1,'Review Inputs'!$M$8:$Q$8)+1)","v":""},{"$f":"OFFSET(INDIRECT($B19),0,MATCH('Output Escalated'!K$1,'Review Inputs'!$M$8:$Q$8)+1)","v":""},{"$error":"#VALUE!"},{"$f":"L168*(1+INDIRECT(\"esc_factor_\"&$F168))","v":{"$error":"#VALUE!"}},{"$error":"#VALUE!"},{"$error":"#VALUE!"},{"$error":"#VALUE!"},{"$error":"#VALUE!"},{"$error":"#VALUE!"},{"$error":"#VALUE!"},{"$error":"#VALUE!"},{"$error":"#VALUE!"},{"$error":"#VALUE!"},{"$error":"#VALUE!"},{"$error":"#VALUE!"},{"$error":"#VALUE!"},{"$error":"#VALUE!"},{"$error":"#VALUE!"},{"$error":"#VALUE!"},{"$error":"#VALUE!"},{"$error":"#VALUE!"},{"$error":"#VALUE!"},{"$error":"#VALUE!"},{"$error":"#VALUE!"},{"$error":"#VALUE!"},{"$error":"#VALUE!"},{"$error":"#VALUE!"},{"$error":"#VALUE!"}]
[null,{"$f":"'Review Inputs'!B26","v":"p_input14"},"eb_input14","Frequency Regulation Purchases","MW","load",{"$f":"OFFSET(INDIRECT($B20),0,MATCH('Output Escalated'!G$1,'Review Inputs'!$M$8:$Q$8)+1)","v":""},{"$f":"OFFSET(INDIRECT($B20),0,MATCH('Output Escalated'!H$1,'Review Inputs'!$M$8:$Q$8)+1)","v":""},{"$f":"OFFSET(INDIRECT($B20),0,MATCH('Output Escalated'!I$1,'Review Inputs'!$M$8:$Q$8)+1)","v":""},{"$f":"OFFSET(INDIRECT($B20),0,MATCH('Output Escalated'!J$1,'Review Inputs'!$M$8:$Q$8)+1)","v":""},{"$f":"OFFSET(INDIRECT($B20),0,MATCH('Output Escalated'!K$1,'Review Inputs'!$M$8:$Q$8)+1)","v":""},{"$error":"#VALUE!"},{"$f":"L169*(1+INDIRECT(\"esc_factor_\"&$F169))","v":{"$error":"#VALUE!"}},{"$error":"#VALUE!"},{"$error":"#VALUE!"},{"$error":"#VALUE!"},{"$error":"#VALUE!"},{"$error":"#VALUE!"},{"$error":"#VALUE!"},{"$error":"#VALUE!"},{"$error":"#VALUE!"},{"$error":"#VALUE!"},{"$error":"#VALUE!"},{"$error":"#VALUE!"},{"$error":"#VALUE!"},{"$error":"#VALUE!"},{"$error":"#VALUE!"},{"$error":"#VALUE!"},{"$error":"#VALUE!"},{"$error":"#VALUE!"},{"$error":"#VALUE!"},{"$error":"#VALUE!"},{"$error":"#VALUE!"},{"$error":"#VALUE!"},{"$error":"#VALUE!"},{"$error":"#VALUE!"},{"$error":"#VALUE!"}]
[null,{"$f":"'Review Inputs'!B27","v":"p_input15"},"eb_input15","Average Price of Voltage Control","$/MVAR","energy_price",{"$f":"OFFSET(INDIRECT($B21),0,MATCH('Output Escalated'!G$1,'Review Inputs'!$M$8:$Q$8)+1)","v":""},{"$f":"OFFSET(INDIRECT($B21),0,MATCH('Output Escalated'!H$1,'Review Inputs'!$M$8:$Q$8)+1)","v":""},{"$f":"OFFSET(INDIRECT($B21),0,MATCH('Output Escalated'!I$1,'Review Inputs'!$M$8:$Q$8)+1)","v":""},{"$f":"OFFSET(INDIRECT($B21),0,MATCH('Output Escalated'!J$1,'Review Inputs'!$M$8:$Q$8)+1)","v":""},{"$f":"OFFSET(INDIRECT($B21),0,MATCH('Output Escalated'!K$1,'Review Inputs'!$M$8:$Q$8)+1)","v":""},{"$error":"#VALUE!"},{"$f":"L170*(1+INDIRECT(\"esc_factor_\"&$F170))","v":{"$error":"#VALUE!"}},{"$error":"#VALUE!"},{"$error":"#VALUE!"},{"$error":"#VALUE!"},{"$error":"#VALUE!"},{"$error":"#VALUE!"},{"$error":"#VALUE!"},{"$error":"#VALUE!"},{"$error":"#VALUE!"},{"$error":"#VALUE!"},{"$error":"#VALUE!"},{"$error":"#VALUE!"},{"$error":"#VALUE!"},{"$error":"#VALUE!"},{"$error":"#VALUE!"},{"$error":"#VALUE!"},{"$error":"#VALUE!"},{"$error":"#VALUE!"},{"$error":"#VALUE!"},{"$error":"#VALUE!"},{"$error":"#VALUE!"},{"$error":"#VALUE!"},{"$error":"#VALUE!"},{"$error":"#VALUE!"},{"$error":"#VALUE!"}]
[null,{"$f":"'Review Inputs'!B28","v":"p_input16"},"eb_input16","Voltage Control Purchases","MVAR","load",{"$f":"OFFSET(INDIRECT($B22),0,MATCH('Output Escalated'!G$1,'Review Inputs'!$M$8:$Q$8)+1)","v":""},{"$f":"OFFSET(INDIRECT($B22),0,MATCH('Output Escalated'!H$1,'Review Inputs'!$M$8:$Q$8)+1)","v":""},{"$f":"OFFSET(INDIRECT($B22),0,MATCH('Output Escalated'!I$1,'Review Inputs'!$M$8:$Q$8)+1)","v":""},{"$f":"OFFSET(INDIRECT($B22),0,MATCH('Output Escalated'!J$1,'Review Inputs'!$M$8:$Q$8)+1)","v":""},{"$f":"OFFSET(INDIRECT($B22),0,MATCH('Output Escalated'!K$1,'Review Inputs'!$M$8:$Q$8)+1)","v":""},{"$error":"#VALUE!"},{"$f":"L171*(1+INDIRECT(\"esc_factor_\"&$F171))","v":{"$error":"#VALUE!"}},{"$error":"#VALUE!"},{"$error":"#VALUE!"},{"$error":"#VALUE!"},{"$error":"#VALUE!"},{"$error":"#VALUE!"},{"$error":"#VALUE!"},{"$error":"#VALUE!"},{"$error":"#VALUE!"},{"$error":"#VALUE!"},{"$error":"#VALUE!"},{"$error":"#VALUE!"},{"$error":"#VALUE!"},{"$error":"#VALUE!"},{"$error":"#VALUE!"},{"$error":"#VALUE!"},{"$error":"#VALUE!"},{"$error":"#VALUE!"},{"$error":"#VALUE!"},{"$error":"#VALUE!"},{"$error":"#VALUE!"},{"$error":"#VALUE!"},{"$error":"#VALUE!"},{"$error":"#VALUE!"},{"$error":"#VALUE!"}]
[null,{"$f":"'Review Inputs'!B29","v":"p_input49"},"eb_input49","Congestion Cost ","$","energy_load",{"$f":"OFFSET(INDIRECT($B23),0,MATCH('Output Escalated'!G$1,'Review Inputs'!$M$8:$Q$8)+1)","v":""},{"$f":"OFFSET(INDIRECT($B23),0,MATCH('Output Escalated'!H$1,'Review Inputs'!$M$8:$Q$8)+1)","v":""},{"$f":"OFFSET(INDIRECT($B23),0,MATCH('Output Escalated'!I$1,'Review Inputs'!$M$8:$Q$8)+1)","v":""},{"$f":"OFFSET(INDIRECT($B23),0,MATCH('Output Escalated'!J$1,'Review Inputs'!$M$8:$Q$8)+1)","v":""},{"$f":"OFFSET(INDIRECT($B23),0,MATCH('Output Escalated'!K$1,'Review Inputs'!$M$8:$Q$8)+1)","v":""},{"$error":"#VALUE!"},{"$f":"L172*(1+INDIRECT(\"esc_factor_\"&$F172))","v":{"$error":"#VALUE!"}},{"$error":"#VALUE!"},{"$error":"#VALUE!"},{"$error":"#VALUE!"},{"$error":"#VALUE!"},{"$error":"#VALUE!"},{"$error":"#VALUE!"},{"$error":"#VALUE!"},{"$error":"#VALUE!"},{"$error":"#VALUE!"},{"$error":"#VALUE!"},{"$error":"#VALUE!"},{"$error":"#VALUE!"},{"$error":"#VALUE!"},{"$error":"#VALUE!"},{"$error":"#VALUE!"},{"$error":"#VALUE!"},{"$error":"#VALUE!"},{"$error":"#VALUE!"},{"$error":"#VALUE!"},{"$error":"#VALUE!"},{"$error":"#VALUE!"},{"$error":"#VALUE!"},{"$error":"#VALUE!"},{"$error":"#VALUE!"}]
[null,{"$f":"'Review Inputs'!B30","v":"p_input17"},"eb_input17","Congestion","MW","load",{"$f":"OFFSET(INDIRECT($B24),0,MATCH('Output Escalated'!G$1,'Review Inputs'!$M$8:$Q$8)+1)","v":""},{"$f":"OFFSET(INDIRECT($B24),0,MATCH('Output Escalated'!H$1,'Review Inputs'!$M$8:$Q$8)+1)","v":""},{"$f":"OFFSET(INDIRECT($B24),0,MATCH('Output Escalated'!I$1,'Review Inputs'!$M$8:$Q$8)+1)","v":""},{"$f":"OFFSET(INDIRECT($B24),0,MATCH('Output Escalated'!J$1,'Review Inputs'!$M$8:$Q$8)+1)","v":""},{"$f":"OFFSET(INDIRECT($B24),0,MATCH('Output Escalated'!K$1,'Review Inputs'!$M$8:$Q$8)+1)","v":""},{"$error":"#VALUE!"},{"$f":"L173*(1+INDIRECT(\"esc_factor_\"&$F173))","v":{"$error":"#VALUE!"}},{"$error":"#VALUE!"},{"$error":"#VALUE!"},{"$error":"#VALUE!"},{"$error":"#VALUE!"},{"$error":"#VALUE!"},{"$error":"#VALUE!"},{"$error":"#VALUE!"},{"$error":"#VALUE!"},{"$error":"#VALUE!"},{"$error":"#VALUE!"},{"$error":"#VALUE!"},{"$error":"#VALUE!"},{"$error":"#VALUE!"},{"$error":"#VALUE!"},{"$error":"#VALUE!"},{"$error":"#VALUE!"},{"$error":"#VALUE!"},{"$error":"#VALUE!"},{"$error":"#VALUE!"},{"$error":"#VALUE!"},{"$error":"#VALUE!"},{"$error":"#VALUE!"},{"$error":"#VALUE!"},{"$error":"#VALUE!"}]
[null,{"$f":"'Review Inputs'!B31","v":"p_input18"},"eb_input18","Average Price of Congestion","$/MW","energy_price",{"$f":"OFFSET(INDIRECT($B25),0,MATCH('Output Escalated'!G$1,'Review Inputs'!$M$8:$Q$8)+1)","v":""},{"$f":"OFFSET(INDIRECT($B25),0,MATCH('Output Escalated'!H$1,'Review Inputs'!$M$8:$Q$8)+1)","v":""},{"$f":"OFFSET(INDIRECT($B25),0,MATCH('Output Escalated'!I$1,'Review Inputs'!$M$8:$Q$8)+1)","v":""},{"$f":"OFFSET(INDIRECT($B25),0,MATCH('Output Escalated'!J$1,'Review Inputs'!$M$8:$Q$8)+1)","v":""},{"$f":"OFFSET(INDIRECT($B25),0,MATCH('Output Escalated'!K$1,'Review Inputs'!$M$8:$Q$8)+1)","v":""},{"$error":"#VALUE!"},{"$f":"L174*(1+INDIRECT(\"esc_factor_\"&$F174))","v":{"$error":"#VALUE!"}},{"$error":"#VALUE!"},{"$error":"#VALUE!"},{"$error":"#VALUE!"},{"$error":"#VALUE!"},{"$error":"#VALUE!"},{"$error":"#VALUE!"},{"$error":"#VALUE!"},{"$error":"#VALUE!"},{"$error":"#VALUE!"},{"$error":"#VALUE!"},{"$error":"#VALUE!"},{"$error":"#VALUE!"},{"$error":"#VALUE!"},{"$error":"#VALUE!"},{"$error":"#VALUE!"},{"$error":"#VALUE!"},{"$error":"#VALUE!"},{"$error":"#VALUE!"},{"$error":"#VALUE!"},{"$error":"#VALUE!"},{"$error":"#VALUE!"},{"$error":"#VALUE!"},{"$error":"#VALUE!"},{"$error":"#VALUE!"}]
[null,{"$f":"'Review Inputs'!B32","v":"p_input19"},"eb_input19","Capital Carrying Charge of Transmission Upgrade","$","none",{"$f":"OFFSET(INDIRECT($B26),0,MATCH('Output Escalated'!G$1,'Review Inputs'!$M$8:$Q$8)+1)","v":""},{"$f":"OFFSET(INDIRECT($B26),0,MATCH('Output Escalated'!H$1,'Review Inputs'!$M$8:$Q$8)+1)","v":""},{"$f":"OFFSET(INDIRECT($B26),0,MATCH('Output Escalated'!I$1,'Review Inputs'!$M$8:$Q$8)+1)","v":""},{"$f":"OFFSET(INDIRECT($B26),0,MATCH('Output Escalated'!J$1,'Review Inputs'!$M$8:$Q$8)+1)","v":""},{"$f":"OFFSET(INDIRECT($B26),0,MATCH('Output Escalated'!K$1,'Review Inputs'!$M$8:$Q$8)+1)","v":""},0,{"$f":"L175*(1+INDIRECT(\"esc_factor_\"&$F175))","v":0},0,0,0,0,0,0,0,0,0,0,0,0,0,0,0,0,0,0,0,0,0,0,0,0]
[null,{"$f":"'Review Inputs'!B33","v":"p_input20"},"eb_input20","Transmission Investment Time Deferred","yrs","none",{"$f":"OFFSET(INDIRECT($B27),0,MATCH('Output Escalated'!G$1,'Review Inputs'!$M$8:$Q$8)+1)","v":""},{"$f":"OFFSET(INDIRECT($B27),0,MATCH('Output Escalated'!H$1,'Review Inputs'!$M$8:$Q$8)+1)","v":""},{"$f":"OFFSET(INDIRECT($B27),0,MATCH('Output Escalated'!I$1,'Review Inputs'!$M$8:$Q$8)+1)","v":""},{"$f":"OFFSET(INDIRECT($B27),0,MATCH('Output Escalated'!J$1,'Review Inputs'!$M$8:$Q$8)+1)","v":""},{"$f":"OFFSET(INDIRECT($B27),0,MATCH('Output Escalated'!K$1,'Review Inputs'!$M$8:$Q$8)+1)","v":""},0,{"$f":"L176*(1+INDIRECT(\"esc_factor_\"&$F176))","v":0},0,0,0,0,0,0,0,0,0,0,0,0,0,0,0,0,0,0,0,0,0,0,0,0]
[null,{"$f":"'Review Inputs'!B34","v":"p_input97"},"eb_input97","Capital Carrying Charge of Distribution Upgrade","$","none",{"$f":"OFFSET(INDIRECT($B28),0,MATCH('Output Escalated'!G$1,'Review Inputs'!$M$8:$Q$8)+1)","v":""},{"$f":"OFFSET(INDIRECT($B28),0,MATCH('Output Escalated'!H$1,'Review Inputs'!$M$8:$Q$8)+1)","v":""},{"$f":"OFFSET(INDIRECT($B28),0,MATCH('Output Escalated'!I$1,'Review Inputs'!$M$8:$Q$8)+1)","v":""},{"$f":"OFFSET(INDIRECT($B28),0,MATCH('Output Escalated'!J$1,'Review Inputs'!$M$8:$Q$8)+1)","v":""},{"$f":"OFFSET(INDIRECT($B28),0,MATCH('Output Escalated'!K$1,'Review Inputs'!$M$8:$Q$8)+1)","v":""},0,{"$f":"L177*(1+INDIRECT(\"esc_factor_\"&$F177))","v":0},0,0,0,0,0,0,0,0,0,0,0,0,0,0,0,0,0,0,0,0,0,0,0,0]
[null,{"$f":"'Review Inputs'!B35","v":"p_input98"},"eb_input98","Distribution Investment Time Deferred","yrs","none",{"$f":"OFFSET(INDIRECT($B29),0,MATCH('Output Escalated'!G$1,'Review Inputs'!$M$8:$Q$8)+1)","v":""},{"$f":"OFFSET(INDIRECT($B29),0,MATCH('Output Escalated'!H$1,'Review Inputs'!$M$8:$Q$8)+1)","v":""},{"$f":"OFFSET(INDIRECT($B29),0,MATCH('Output Escalated'!I$1,'Review Inputs'!$M$8:$Q$8)+1)","v":""},{"$f":"OFFSET(INDIRECT($B29),0,MATCH('Output Escalated'!J$1,'Review Inputs'!$M$8:$Q$8)+1)","v":""},{"$f":"OFFSET(INDIRECT($B29),0,MATCH('Output Escalated'!K$1,'Review Inputs'!$M$8:$Q$8)+1)","v":""},0,{"$f":"L178*(1+INDIRECT(\"esc_factor_\"&$F178))","v":0},0,0,0,0,0,0,0,0,0,0,0,0,0,0,0,0,0,0,0,0,0,0,0,0]
[null,{"$f":"'Review Inputs'!B36","v":"p_input21"},"eb_input21","Capital Replacement of Failed Equipment","$","inflation",{"$f":"OFFSET(INDIRECT($B30),0,MATCH('Output Escalated'!G$1,'Review Inputs'!$M$8:$Q$8)+1)","v":""},{"$f":"OFFSET(INDIRECT($B30),0,MATCH('Output Escalated'!H$1,'Review Inputs'!$M$8:$Q$8)+1)","v":""},{"$f":"OFFSET(INDIRECT($B30),0,MATCH('Output Escalated'!I$1,'Review Inputs'!$M$8:$Q$8)+1)","v":""},{"$f":"OFFSET(INDIRECT($B30),0,MATCH('Output Escalated'!J$1,'Review Inputs'!$M$8:$Q$8)+1)","v":""},{"$f":"OFFSET(INDIRECT($B30),0,MATCH('Output Escalated'!K$1,'Review Inputs'!$M$8:$Q$8)+1)","v":""},{"$f":"K179*(1+INDIRECT(\"esc_factor_\"&$F179))","v":{"$error":"#VALUE!"}},{"$f":"L179*(1+INDIRECT(\"esc_factor_\"&$F179))","v":{"$error":"#VALUE!"}},{"$error":"#VALUE!"},{"$error":"#VALUE!"},{"$error":"#VALUE!"},{"$error":"#VALUE!"},{"$error":"#VALUE!"},{"$error":"#VALUE!"},{"$error":"#VALUE!"},{"$error":"#VALUE!"},{"$error":"#VALUE!"},{"$error":"#VALUE!"},{"$error":"#VALUE!"},{"$error":"#VALUE!"},{"$error":"#VALUE!"},{"$error":"#VALUE!"},{"$error":"#VALUE!"},{"$error":"#VALUE!"},{"$error":"#VALUE!"},{"$error":"#VALUE!"},{"$error":"#VALUE!"},{"$error":"#VALUE!"},{"$error":"#VALUE!"},{"$error":"#VALUE!"},{"$error":"#VALUE!"},{"$error":"#VALUE!"}]
[null,{"$f":"'Review Inputs'!B37","v":"p_input22"},"eb_input22","Portion Caused by Fault Current or Overloaded Equipment ","%","none",{"$f":"OFFSET(INDIRECT($B31),0,MATCH('Output Escalated'!G$1,'Review Inputs'!$M$8:$Q$8)+1)","v":""},{"$f":"OFFSET(INDIRECT($B31),0,MATCH('Output Escalated'!H$1,'Review Inputs'!$M$8:$Q$8)+1)","v":""},{"$f":"OFFSET(INDIRECT($B31),0,MATCH('Output Escalated'!I$1,'Review Inputs'!$M$8:$Q$8)+1)","v":""},{"$f":"OFFSET(INDIRECT($B31),0,MATCH('Output Escalated'!J$1,'Review Inputs'!$M$8:$Q$8)+1)","v":""},{"$f":"OFFSET(INDIRECT($B31),0,MATCH('Output Escalated'!K$1,'Review Inputs'!$M$8:$Q$8)+1)","v":""},{"$error":"#VALUE!"},{"$f":"L180*(1+INDIRECT(\"esc_factor_\"&$F180))","v":{"$error":"#VALUE!"}},{"$error":"#VALUE!"},{"$error":"#VALUE!"},{"$error":"#VALUE!"},{"$error":"#VALUE!"},{"$error":"#VALUE!"},{"$error":"#VALUE!"},{"$error":"#VALUE!"},{"$error":"#VALUE!"},{"$error":"#VALUE!"},{"$error":"#VALUE!"},{"$error":"#VALUE!"},{"$error":"#VALUE!"},{"$error":"#VALUE!"},{"$error":"#VALUE!"},{"$error":"#VALUE!"},{"$error":"#VALUE!"},{"$error":"#VALUE!"},{"$error":"#VALUE!"},{"$error":"#VALUE!"},{"$error":"#VALUE!"},{"$error":"#VALUE!"},{"$error":"#VALUE!"},{"$error":"#VALUE!"},{"$error":"#VALUE!"}]
[null,{"$f":"'Review Inputs'!B38","v":"p_input23"},"eb_input23","Portion Caused by Lack of Condition Diagnosis","%","none",{"$f":"OFFSET(INDIRECT($B32),0,MATCH('Output Escalated'!G$1,'Review Inputs'!$M$8:$Q$8)+1)","v":""},{"$f":"OFFSET(INDIRECT($B32),0,MATCH('Output Escalated'!H$1,'Review Inputs'!$M$8:$Q$8)+1)","v":""},{"$f":"OFFSET(INDIRECT($B32),0,MATCH('Output Escalated'!I$1,'Review Inputs'!$M$8:$Q$8)+1)","v":""},{"$f":"OFFSET(INDIRECT($B32),0,MATCH('Output Escalated'!J$1,'Review Inputs'!$M$8:$Q$8)+1)","v":""},{"$f":"OFFSET(INDIRECT($B32),0,MATCH('Output Escalated'!K$1,'Review Inputs'!$M$8:$Q$8)+1)","v":""},{"$error":"#VALUE!"},{"$f":"L181*(1+INDIRECT(\"esc_factor_\"&$F181))","v":{"$error":"#VALUE!"}},{"$error":"#VALUE!"},{"$error":"#VALUE!"},{"$error":"#VALUE!"},{"$error":"#VALUE!"},{"$error":"#VALUE!"},{"$error":"#VALUE!"},{"$error":"#VALUE!"},{"$error":"#VALUE!"},{"$error":"#VALUE!"},{"$error":"#VALUE!"},{"$error":"#VALUE!"},{"$error":"#VALUE!"},{"$error":"#VALUE!"},{"$error":"#VALUE!"},{"$error":"#VALUE!"},{"$error":"#VALUE!"},{"$error":"#VALUE!"},{"$error":"#VALUE!"},{"$error":"#VALUE!"},{"$error":"#VALUE!"},{"$error":"#VALUE!"},{"$error":"#VALUE!"},{"$error":"#VALUE!"},{"$error":"#VALUE!"}]
[null,{"$f":"'Review Inputs'!B39","v":"p_input47"},"eb_input47","Total Transmission Equipment Maintenance Cost","$","inflation",{"$f":"OFFSET(INDIRECT($B33),0,MATCH('Output Escalated'!G$1,'Review Inputs'!$M$8:$Q$8)+1)","v":""},{"$f":"OFFSET(INDIRECT($B33),0,MATCH('Output Escalated'!H$1,'Review Inputs'!$M$8:$Q$8)+1)","v":""},{"$f":"OFFSET(INDIRECT($B33),0,MATCH('Output Escalated'!I$1,'Review Inputs'!$M$8:$Q$8)+1)","v":""},{"$f":"OFFSET(INDIRECT($B33),0,MATCH('Output Escalated'!J$1,'Review Inputs'!$M$8:$Q$8)+1)","v":""},{"$f":"OFFSET(INDIRECT($B33),0,MATCH('Output Escalated'!K$1,'Review Inputs'!$M$8:$Q$8)+1)","v":""},{"$error":"#VALUE!"},{"$f":"L182*(1+INDIRECT(\"esc_factor_\"&$F182))","v":{"$error":"#VALUE!"}},{"$error":"#VALUE!"},{"$error":"#VALUE!"},{"$error":"#VALUE!"},{"$error":"#VALUE!"},{"$error":"#VALUE!"},{"$error":"#VALUE!"},{"$error":"#VALUE!"},{"$error":"#VALUE!"},{"$error":"#VALUE!"},{"$error":"#VALUE!"},{"$error":"#VALUE!"},{"$error":"#VALUE!"},{"$error":"#VALUE!"},{"$error":"#VALUE!"},{"$error":"#VALUE!"},{"$error":"#VALUE!"},{"$error":"#VALUE!"},{"$error":"#VALUE!"},{"$error":"#VALUE!"},{"$error":"#VALUE!"},{"$error":"#VALUE!"},{"$error":"#VALUE!"},{"$error":"#VALUE!"},{"$error":"#VALUE!"}]
[null,{"$f":"'Review Inputs'!B40","v":"p_input24"},"eb_input24","Total Distribution Equipment Maintenance Cost","$","inflation",{"$f":"OFFSET(INDIRECT($B34),0,MATCH('Output Escalated'!G$1,'Review Inputs'!$M$8:$Q$8)+1)","v":""},{"$f":"OFFSET(INDIRECT($B34),0,MATCH('Output Escalated'!H$1,'Review Inputs'!$M$8:$Q$8)+1)","v":""},{"$f":"OFFSET(INDIRECT($B34),0,MATCH('Output Escalated'!I$1,'Review Inputs'!$M$8:$Q$8)+1)","v":""},{"$f":"OFFSET(INDIRECT($B34),0,MATCH('Output Escalated'!J$1,'Review Inputs'!$M$8:$Q$8)+1)","v":""},{"$f":"OFFSET(INDIRECT($B34),0,MATCH('Output Escalated'!K$1,'Review Inputs'!$M$8:$Q$8)+1)","v":""},{"$error":"#VALUE!"},{"$f":"L183*(1+INDIRECT(\"esc_factor_\"&$F183))","v":{"$error":"#VALUE!"}},{"$error":"#VALUE!"},{"$error":"#VALUE!"},{"$error":"#VALUE!"},{"$error":"#VALUE!"},{"$error":"#VALUE!"},{"$error":"#VALUE!"},{"$error":"#VALUE!"},{"$error":"#VALUE!"},{"$error":"#VALUE!"},{"$error":"#VALUE!"},{"$error":"#VALUE!"},{"$error":"#VALUE!"},{"$error":"#VALUE!"},{"$error":"#VALUE!"},{"$error":"#VALUE!"},{"$error":"#VALUE!"},{"$error":"#VALUE!"},{"$error":"#VALUE!"},{"$error":"#VALUE!"},{"$error":"#VALUE!"},{"$error":"#VALUE!"},{"$error":"#VALUE!"},{"$error":"#VALUE!"},{"$error":"#VALUE!"}]
[null,{"$f":"'Review Inputs'!B41","v":"p_input61"},"eb_input61","Distribution Operations Cost","$","inflation",{"$f":"OFFSET(INDIRECT($B35),0,MATCH('Output Escalated'!G$1,'Review Inputs'!$M$8:$Q$8)+1)","v":""},{"$f":"OFFSET(INDIRECT($B35),0,MATCH('Output Escalated'!H$1,'Review Inputs'!$M$8:$Q$8)+1)","v":""},{"$f":"OFFSET(INDIRECT($B35),0,MATCH('Output Escalated'!I$1,'Review Inputs'!$M$8:$Q$8)+1)","v":""},{"$f":"OFFSET(INDIRECT($B35),0,MATCH('Output Escalated'!J$1,'Review Inputs'!$M$8:$Q$8)+1)","v":""},{"$f":"OFFSET(INDIRECT($B35),0,MATCH('Output Escalated'!K$1,'Review Inputs'!$M$8:$Q$8)+1)","v":""},{"$error":"#VALUE!"},{"$f":"L184*(1+INDIRECT(\"esc_factor_\"&$F184))","v":{"$error":"#VALUE!"}},{"$error":"#VALUE!"},{"$error":"#VALUE!"},{"$error":"#VALUE!"},{"$error":"#VALUE!"},{"$error":"#VALUE!"},{"$error":"#VALUE!"},{"$error":"#VALUE!"},{"$error":"#VALUE!"},{"$error":"#VALUE!"},{"$error":"#VALUE!"},{"$error":"#VALUE!"},{"$error":"#VALUE!"},{"$error":"#VALUE!"},{"$error":"#VALUE!"},{"$error":"#VALUE!"},{"$error":"#VALUE!"},{"$error":"#VALUE!"},{"$error":"#VALUE!"},{"$error":"#VALUE!"},{"$error":"#VALUE!"},{"$error":"#VALUE!"},{"$error":"#VALUE!"},{"$error":"#VALUE!"},{"$error":"#VALUE!"}]
[null,{"$f":"'Review Inputs'!B42","v":"p_input69"},"eb_input69","Transmission Operations Cost","$","inflation",{"$f":"OFFSET(INDIRECT($B36),0,MATCH('Output Escalated'!G$1,'Review Inputs'!$M$8:$Q$8)+1)","v":""},{"$f":"OFFSET(INDIRECT($B36),0,MATCH('Output Escalated'!H$1,'Review Inputs'!$M$8:$Q$8)+1)","v":""},{"$f":"OFFSET(INDIRECT($B36),0,MATCH('Output Escalated'!I$1,'Review Inputs'!$M$8:$Q$8)+1)","v":""},{"$f":"OFFSET(INDIRECT($B36),0,MATCH('Output Escalated'!J$1,'Review Inputs'!$M$8:$Q$8)+1)","v":""},{"$f":"OFFSET(INDIRECT($B36),0,MATCH('Output Escalated'!K$1,'Review Inputs'!$M$8:$Q$8)+1)","v":""},{"$error":"#VALUE!"},{"$f":"L185*(1+INDIRECT(\"esc_factor_\"&$F185))","v":{"$error":"#VALUE!"}},{"$error":"#VALUE!"},{"$error":"#VALUE!"},{"$error":"#VALUE!"},{"$error":"#VALUE!"},{"$error":"#VALUE!"},{"$error":"#VALUE!"},{"$error":"#VALUE!"},{"$error":"#VALUE!"},{"$error":"#VALUE!"},{"$error":"#VALUE!"},{"$error":"#VALUE!"},{"$error":"#VALUE!"},{"$error":"#VALUE!"},{"$error":"#VALUE!"},{"$error":"#VALUE!"},{"$error":"#VALUE!"},{"$error":"#VALUE!"},{"$error":"#VALUE!"},{"$error":"#VALUE!"},{"$error":"#VALUE!"},{"$error":"#VALUE!"},{"$error":"#VALUE!"},{"$error":"#VALUE!"},{"$error":"#VALUE!"}]
[null,{"$f":"'Review Inputs'!B43","v":"p_input25"},"eb_input25","Distribution Feeder Switching Operations",{"$f":"OFFSET(INDIRECT(B186),0,1)","v":"$"},"inflation",{"$f":"OFFSET(INDIRECT($B37),0,MATCH('Output Escalated'!G$1,'Review Inputs'!$M$8:$Q$8)+1)","v":""},{"$f":"OFFSET(INDIRECT($B37),0,MATCH('Output Escalated'!H$1,'Review Inputs'!$M$8:$Q$8)+1)","v":""},{"$f":"OFFSET(INDIRECT($B37),0,MATCH('Output Escalated'!I$1,'Review Inputs'!$M$8:$Q$8)+1)","v":""},{"$f":"OFFSET(INDIRECT($B37),0,MATCH('Output Escalated'!J$1,'Review Inputs'!$M$8:$Q$8)+1)","v":""},{"$f":"OFFSET(INDIRECT($B37),0,MATCH('Output Escalated'!K$1,'Review Inputs'!$M$8:$Q$8)+1)","v":""},{"$error":"#VALUE!"},{"$f":"L186*(1+INDIRECT(\"esc_factor_\"&$F186))","v":{"$error":"#VALUE!"}},{"$error":"#VALUE!"},{"$error":"#VALUE!"},{"$error":"#VALUE!"},{"$error":"#VALUE!"},{"$error":"#VALUE!"},{"$error":"#VALUE!"},{"$error":"#VALUE!"},{"$error":"#VALUE!"},{"$error":"#VALUE!"},{"$error":"#VALUE!"},{"$error":"#VALUE!"},{"$error":"#VALUE!"},{"$error":"#VALUE!"},{"$error":"#VALUE!"},{"$error":"#VALUE!"},{"$error":"#VALUE!"},{"$error":"#VALUE!"},{"$error":"#VALUE!"},{"$error":"#VALUE!"},{"$error":"#VALUE!"},{"$error":"#VALUE!"},{"$error":"#VALUE!"},{"$error":"#VALUE!"},{"$error":"#VALUE!"}]
[null,{"$f":"'Review Inputs'!B44","v":"p_input26"},"eb_input26","Distribution Capacitor Switching Operations","$","inflation",{"$f":"OFFSET(INDIRECT($B38),0,MATCH('Output Escalated'!G$1,'Review Inputs'!$M$8:$Q$8)+1)","v":""},{"$f":"OFFSET(INDIRECT($B38),0,MATCH('Output Escalated'!H$1,'Review Inputs'!$M$8:$Q$8)+1)","v":""},{"$f":"OFFSET(INDIRECT($B38),0,MATCH('Output Escalated'!I$1,'Review Inputs'!$M$8:$Q$8)+1)","v":""},{"$f":"OFFSET(INDIRECT($B38),0,MATCH('Output Escalated'!J$1,'Review Inputs'!$M$8:$Q$8)+1)","v":""},{"$f":"OFFSET(INDIRECT($B38),0,MATCH('Output Escalated'!K$1,'Review Inputs'!$M$8:$Q$8)+1)","v":""},{"$error":"#VALUE!"},{"$f":"L187*(1+INDIRECT(\"esc_factor_\"&$F187))","v":{"$error":"#VALUE!"}},{"$error":"#VALUE!"},{"$error":"#VALUE!"},{"$error":"#VALUE!"},{"$error":"#VALUE!"},{"$error":"#VALUE!"},{"$error":"#VALUE!"},{"$error":"#VALUE!"},{"$error":"#VALUE!"},{"$error":"#VALUE!"},{"$error":"#VALUE!"},{"$error":"#VALUE!"},{"$error":"#VALUE!"},{"$error":"#VALUE!"},{"$error":"#VALUE!"},{"$error":"#VALUE!"},{"$error":"#VALUE!"},{"$error":"#VALUE!"},{"$error":"#VALUE!"},{"$error":"#VALUE!"},{"$error":"#VALUE!"},{"$error":"#VALUE!"},{"$error":"#VALUE!"},{"$error":"#VALUE!"},{"$error":"#VALUE!"}]
[null,{"$f":"'Review Inputs'!B45","v":"p_input27"},"eb_input27","Other Distribution Operations Cost","$","inflation",{"$f":"OFFSET(INDIRECT($B39),0,MATCH('Output Escalated'!G$1,'Review Inputs'!$M$8:$Q$8)+1)","v":""},{"$f":"OFFSET(INDIRECT($B39),0,MATCH('Output Escalated'!H$1,'Review Inputs'!$M$8:$Q$8)+1)","v":""},{"$f":"OFFSET(INDIRECT($B39),0,MATCH('Output Escalated'!I$1,'Review Inputs'!$M$8:$Q$8)+1)","v":""},{"$f":"OFFSET(INDIRECT($B39),0,MATCH('Output Escalated'!J$1,'Review Inputs'!$M$8:$Q$8)+1)","v":""},{"$f":"OFFSET(INDIRECT($B39),0,MATCH('Output Escalated'!K$1,'Review Inputs'!$M$8:$Q$8)+1)","v":""},{"$error":"#VALUE!"},{"$f":"L188*(1+INDIRECT(\"esc_factor_\"&$F188))","v":{"$error":"#VALUE!"}},{"$error":"#VALUE!"},{"$error":"#VALUE!"},{"$error":"#VALUE!"},{"$error":"#VALUE!"},{"$error":"#VALUE!"},{"$error":"#VALUE!"},{"$error":"#VALUE!"},{"$error":"#VALUE!"},{"$error":"#VALUE!"},{"$error":"#VALUE!"},{"$error":"#VALUE!"},{"$error":"#VALUE!"},{"$error":"#VALUE!"},{"$error":"#VALUE!"},{"$error":"#VALUE!"},{"$error":"#VALUE!"},{"$error":"#VALUE!"},{"$error":"#VALUE!"},{"$error":"#VALUE!"},{"$error":"#VALUE!"},{"$error":"#VALUE!"},{"$error":"#VALUE!"},{"$error":"#VALUE!"},{"$error":"#VALUE!"}]
[null,{"$f":"'Review Inputs'!B46","v":"p_input28"},"eb_input28","Meter Operations Cost","$","inflation",{"$f":"OFFSET(INDIRECT($B40),0,MATCH('Output Escalated'!G$1,'Review Inputs'!$M$8:$Q$8)+1)","v":""},{"$f":"OFFSET(INDIRECT($B40),0,MATCH('Output Escalated'!H$1,'Review Inputs'!$M$8:$Q$8)+1)","v":""},{"$f":"OFFSET(INDIRECT($B40),0,MATCH('Output Escalated'!I$1,'Review Inputs'!$M$8:$Q$8)+1)","v":""},{"$f":"OFFSET(INDIRECT($B40),0,MATCH('Output Escalated'!J$1,'Review Inputs'!$M$8:$Q$8)+1)","v":""},{"$f":"OFFSET(INDIRECT($B40),0,MATCH('Output Escalated'!K$1,'Review Inputs'!$M$8:$Q$8)+1)","v":""},{"$error":"#VALUE!"},{"$f":"L189*(1+INDIRECT(\"esc_factor_\"&$F189))","v":{"$error":"#VALUE!"}},{"$error":"#VALUE!"},{"$error":"#VALUE!"},{"$error":"#VALUE!"},{"$error":"#VALUE!"},{"$error":"#VALUE!"},{"$error":"#VALUE!"},{"$error":"#VALUE!"},{"$error":"#VALUE!"},{"$error":"#VALUE!"},{"$error":"#VALUE!"},{"$error":"#VALUE!"},{"$error":"#VALUE!"},{"$error":"#VALUE!"},{"$error":"#VALUE!"},{"$error":"#VALUE!"},{"$error":"#VALUE!"},{"$error":"#VALUE!"},{"$error":"#VALUE!"},{"$error":"#VALUE!"},{"$error":"#VALUE!"},{"$error":"#VALUE!"},{"$error":"#VALUE!"},{"$error":"#VALUE!"},{"$error":"#VALUE!"}]
[null,{"$f":"'Review Inputs'!B47","v":"p_input75"},"eb_input75","Number of Meter Tamper Detections - Residential","#","population",{"$f":"OFFSET(INDIRECT($B41),0,MATCH('Output Escalated'!G$1,'Review Inputs'!$M$8:$Q$8)+1)","v":""},{"$f":"OFFSET(INDIRECT($B41),0,MATCH('Output Escalated'!H$1,'Review Inputs'!$M$8:$Q$8)+1)","v":""},{"$f":"OFFSET(INDIRECT($B41),0,MATCH('Output Escalated'!I$1,'Review Inputs'!$M$8:$Q$8)+1)","v":""},{"$f":"OFFSET(INDIRECT($B41),0,MATCH('Output Escalated'!J$1,'Review Inputs'!$M$8:$Q$8)+1)","v":""},{"$f":"OFFSET(INDIRECT($B41),0,MATCH('Output Escalated'!K$1,'Review Inputs'!$M$8:$Q$8)+1)","v":""},{"$error":"#VALUE!"},{"$f":"L190*(1+INDIRECT(\"esc_factor_\"&$F190))","v":{"$error":"#VALUE!"}},{"$error":"#VALUE!"},{"$error":"#VALUE!"},{"$error":"#VALUE!"},{"$error":"#VALUE!"},{"$error":"#VALUE!"},{"$error":"#VALUE!"},{"$error":"#VALUE!"},{"$error":"#VALUE!"},{"$error":"#VALUE!"},{"$error":"#VALUE!"},{"$error":"#VALUE!"},{"$error":"#VALUE!"},{"$error":"#VALUE!"},{"$error":"#VALUE!"},{"$error":"#VALUE!"},{"$error":"#VALUE!"},{"$error":"#VALUE!"},{"$error":"#VALUE!"},{"$error":"#VALUE!"},{"$error":"#VALUE!"},{"$error":"#VALUE!"},{"$error":"#VALUE!"},{"$error":"#VALUE!"},{"$error":"#VALUE!"}]
[null,{"$f":"'Review Inputs'!B48","v":"p_input76"},"eb_input76","Number of Meter Tamper Detections - Commercial","#","population",{"$f":"OFFSET(INDIRECT($B42),0,MATCH('Output Escalated'!G$1,'Review Inputs'!$M$8:$Q$8)+1)","v":""},{"$f":"OFFSET(INDIRECT($B42),0,MATCH('Output Escalated'!H$1,'Review Inputs'!$M$8:$Q$8)+1)","v":""},{"$f":"OFFSET(INDIRECT($B42),0,MATCH('Output Escalated'!I$1,'Review Inputs'!$M$8:$Q$8)+1)","v":""},{"$f":"OFFSET(INDIRECT($B42),0,MATCH('Output Escalated'!J$1,'Review Inputs'!$M$8:$Q$8)+1)","v":""},{"$f":"OFFSET(INDIRECT($B42),0,MATCH('Output Escalated'!K$1,'Review Inputs'!$M$8:$Q$8)+1)","v":""},{"$error":"#VALUE!"},{"$f":"L191*(1+INDIRECT(\"esc_factor_\"&$F191))","v":{"$error":"#VALUE!"}},{"$error":"#VALUE!"},{"$error":"#VALUE!"},{"$error":"#VALUE!"},{"$error":"#VALUE!"},{"$error":"#VALUE!"},{"$error":"#VALUE!"},{"$error":"#VALUE!"},{"$error":"#VALUE!"},{"$error":"#VALUE!"},{"$error":"#VALUE!"},{"$error":"#VALUE!"},{"$error":"#VALUE!"},{"$error":"#VALUE!"},{"$error":"#VALUE!"},{"$error":"#VALUE!"},{"$error":"#VALUE!"},{"$error":"#VALUE!"},{"$error":"#VALUE!"},{"$error":"#VALUE!"},{"$error":"#VALUE!"},{"$error":"#VALUE!"},{"$error":"#VALUE!"},{"$error":"#VALUE!"},{"$error":"#VALUE!"}]
[null,{"$f":"'Review Inputs'!B49","v":"p_input29"},"eb_input29","Number of Meter Tamper Detections - Industrial","#","population",{"$f":"OFFSET(INDIRECT($B43),0,MATCH('Output Escalated'!G$1,'Review Inputs'!$M$8:$Q$8)+1)","v":""},{"$f":"OFFSET(INDIRECT($B43),0,MATCH('Output Escalated'!H$1,'Review Inputs'!$M$8:$Q$8)+1)","v":""},{"$f":"OFFSET(INDIRECT($B43),0,MATCH('Output Escalated'!I$1,'Review Inputs'!$M$8:$Q$8)+1)","v":""},{"$f":"OFFSET(INDIRECT($B43),0,MATCH('Output Escalated'!J$1,'Review Inputs'!$M$8:$Q$8)+1)","v":""},{"$f":"OFFSET(INDIRECT($B43),0,MATCH('Output Escalated'!K$1,'Review Inputs'!$M$8:$Q$8)+1)","v":""},{"$error":"#VALUE!"},{"$f":"L192*(1+INDIRECT(\"esc_factor_\"&$F192))","v":{"$error":"#VALUE!"}},{"$error":"#VALUE!"},{"$error":"#VALUE!"},{"$error":"#VALUE!"},{"$error":"#VALUE!"},{"$error":"#VALUE!"},{"$error":"#VALUE!"},{"$error":"#VALUE!"},{"$error":"#VALUE!"},{"$error":"#VALUE!"},{"$error":"#VALUE!"},{"$error":"#VALUE!"},{"$error":"#VALUE!"},{"$error":"#VALUE!"},{"$error":"#VALUE!"},{"$error":"#VALUE!"},{"$error":"#VALUE!"},{"$error":"#VALUE!"},{"$error":"#VALUE!"},{"$error":"#VALUE!"},{"$error":"#VALUE!"},{"$error":"#VALUE!"},{"$error":"#VALUE!"},{"$error":"#VALUE!"},{"$error":"#VALUE!"}]
[null,"p_input106","eb_input106",{"$f":"INDIRECT(B193)","v":"Average Annual Customer Electricity Usage - Residential"},{"$f":"OFFSET(INDIRECT(B193),0,1)","v":"kWh"},"load",{"$f":"OFFSET(INDIRECT($B44),0,MATCH('Output Escalated'!G$1,'Review Inputs'!$M$8:$Q$8)+1)","v":""},{"$f":"OFFSET(INDIRECT($B44),0,MATCH('Output Escalated'!H$1,'Review Inputs'!$M$8:$Q$8)+1)","v":""},{"$f":"OFFSET(INDIRECT($B44),0,MATCH('Output Escalated'!I$1,'Review Inputs'!$M$8:$Q$8)+1)","v":""},{"$f":"OFFSET(INDIRECT($B44),0,MATCH('Output Escalated'!J$1,'Review Inputs'!$M$8:$Q$8)+1)","v":""},{"$f":"OFFSET(INDIRECT($B44),0,MATCH('Output Escalated'!K$1,'Review Inputs'!$M$8:$Q$8)+1)","v":""},{"$f":"K193*(1+INDIRECT(\"esc_factor_\"&$F193))","v":{"$error":"#VALUE!"}},{"$f":"L193*(1+INDIRECT(\"esc_factor_\"&$F193))","v":{"$error":"#VALUE!"}},{"$f":"M193*(1+INDIRECT(\"esc_factor_\"&$F193))","v":{"$error":"#VALUE!"}},{"$f":"N193*(1+INDIRECT(\"esc_factor_\"&$F193))","v":{"$error":"#VALUE!"}},{"$f":"O193*(1+INDIRECT(\"esc_factor_\"&$F193))","v":{"$error":"#VALUE!"}},{"$f":"P193*(1+INDIRECT(\"esc_factor_\"&$F193))","v":{"$error":"#VALUE!"}},{"$f":"Q193*(1+INDIRECT(\"esc_factor_\"&$F193))","v":{"$error":"#VALUE!"}},{"$f":"R193*(1+INDIRECT(\"esc_factor_\"&$F193))","v":{"$error":"#VALUE!"}},{"$f":"S193*(1+INDIRECT(\"esc_factor_\"&$F193))","v":{"$error":"#VALUE!"}},{"$f":"T193*(1+INDIRECT(\"esc_factor_\"&$F193))","v":{"$error":"#VALUE!"}},{"$f":"U193*(1+INDIRECT(\"esc_factor_\"&$F193))","v":{"$error":"#VALUE!"}},{"$f":"V193*(1+INDIRECT(\"esc_factor_\"&$F193))","v":{"$error":"#VALUE!"}},{"$f":"W193*(1+INDIRECT(\"esc_factor_\"&$F193))","v":{"$error":"#VALUE!"}},{"$f":"X193*(1+INDIRECT(\"esc_factor_\"&$F193))","v":{"$error":"#VALUE!"}},{"$f":"Y193*(1+INDIRECT(\"esc_factor_\"&$F193))","v":{"$error":"#VALUE!"}},{"$f":"Z193*(1+INDIRECT(\"esc_factor_\"&$F193))","v":{"$error":"#VALUE!"}},{"$f":"AA193*(1+INDIRECT(\"esc_factor_\"&$F193))","v":{"$error":"#VALUE!"}},{"$f":"AB193*(1+INDIRECT(\"esc_factor_\"&$F193))","v":{"$error":"#VALUE!"}},{"$f":"AC193*(1+INDIRECT(\"esc_factor_\"&$F193))","v":{"$error":"#VALUE!"}},{"$f":"AD193*(1+INDIRECT(\"esc_factor_\"&$F193))","v":{"$error":"#VALUE!"}},{"$f":"AE193*(1+INDIRECT(\"esc_factor_\"&$F193))","v":{"$error":"#VALUE!"}},{"$f":"AF193*(1+INDIRECT(\"esc_factor_\"&$F193))","v":{"$error":"#VALUE!"}},{"$f":"AG193*(1+INDIRECT(\"esc_factor_\"&$F193))","v":{"$error":"#VALUE!"}},{"$f":"AH193*(1+INDIRECT(\"esc_factor_\"&$F193))","v":{"$error":"#VALUE!"}},{"$f":"AI193*(1+INDIRECT(\"esc_factor_\"&$F193))","v":{"$error":"#VALUE!"}},{"$f":"AJ193*(1+INDIRECT(\"esc_factor_\"&$F193))","v":{"$error":"#VALUE!"}}]
[null,"p_input107","eb_input107","Average Annual Customer Electricity Usage - Commercial","kWh","load",{"$f":"OFFSET(INDIRECT($B45),0,MATCH('Output Escalated'!G$1,'Review Inputs'!$M$8:$Q$8)+1)","v":""},{"$f":"OFFSET(INDIRECT($B45),0,MATCH('Output Escalated'!H$1,'Review Inputs'!$M$8:$Q$8)+1)","v":""},{"$f":"OFFSET(INDIRECT($B45),0,MATCH('Output Escalated'!I$1,'Review Inputs'!$M$8:$Q$8)+1)","v":""},{"$f":"OFFSET(INDIRECT($B45),0,MATCH('Output Escalated'!J$1,'Review Inputs'!$M$8:$Q$8)+1)","v":""},{"$f":"OFFSET(INDIRECT($B45),0,MATCH('Output Escalated'!K$1,'Review Inputs'!$M$8:$Q$8)+1)","v":""},{"$error":"#VALUE!"},{"$error":"#VALUE!"},{"$error":"#VALUE!"},{"$error":"#VALUE!"},{"$error":"#VALUE!"},{"$error":"#VALUE!"},{"$error":"#VALUE!"},{"$error":"#VALUE!"},{"$error":"#VALUE!"},{"$error":"#VALUE!"},{"$error":"#VALUE!"},{"$error":"#VALUE!"},{"$error":"#VALUE!"},{"$error":"#VALUE!"},{"$error":"#VALUE!"},{"$error":"#VALUE!"},{"$error":"#VALUE!"},{"$error":"#VALUE!"},{"$error":"#VALUE!"},{"$error":"#VALUE!"},{"$error":"#VALUE!"},{"$error":"#VALUE!"},{"$error":"#VALUE!"},{"$error":"#VALUE!"},{"$error":"#VALUE!"},{"$error":"#VALUE!"}]
[null,"p_input108","eb_input108","Average Annual Customer Electricity Usage - Industrial","kWh","load",{"$f":"OFFSET(INDIRECT($B46),0,MATCH('Output Escalated'!G$1,'Review Inputs'!$M$8:$Q$8)+1)","v":""},{"$f":"OFFSET(INDIRECT($B46),0,MATCH('Output Escalated'!H$1,'Review Inputs'!$M$8:$Q$8)+1)","v":""},{"$f":"OFFSET(INDIRECT($B46),0,MATCH('Output Escalated'!I$1,'Review Inputs'!$M$8:$Q$8)+1)","v":""},{"$f":"OFFSET(INDIRECT($B46),0,MATCH('Output Escalated'!J$1,'Review Inputs'!$M$8:$Q$8)+1)","v":""},{"$f":"OFFSET(INDIRECT($B46),0,MATCH('Output Escalated'!K$1,'Review Inputs'!$M$8:$Q$8)+1)","v":""},{"$error":"#VALUE!"},{"$error":"#VALUE!"},{"$error":"#VALUE!"},{"$error":"#VALUE!"},{"$error":"#VALUE!"},{"$error":"#VALUE!"},{"$error":"#VALUE!"},{"$error":"#VALUE!"},{"$error":"#VALUE!"},{"$error":"#VALUE!"},{"$error":"#VALUE!"},{"$error":"#VALUE!"},{"$error":"#VALUE!"},{"$error":"#VALUE!"},{"$error":"#VALUE!"},{"$error":"#VALUE!"},{"$error":"#VALUE!"},{"$error":"#VALUE!"},{"$error":"#VALUE!"},{"$error":"#VALUE!"},{"$error":"#VALUE!"},{"$error":"#VALUE!"},{"$error":"#VALUE!"},{"$error":"#VALUE!"},{"$error":"#VALUE!"},{"$error":"#VALUE!"}]
[null,{"$f":"'Review Inputs'!B53","v":"p_input30"},"eb_input30","Distribution Feeder Load","MVA",{"$f":"OFFSET(INDIRECT(C47),0,2)","v":"load"},{"$f":"OFFSET(INDIRECT($B47),0,MATCH('Output Escalated'!G$1,'Review Inputs'!$M$8:$Q$8)+1)","v":""},{"$f":"OFFSET(INDIRECT($B47),0,MATCH('Output Escalated'!H$1,'Review Inputs'!$M$8:$Q$8)+1)","v":""},{"$f":"OFFSET(INDIRECT($B47),0,MATCH('Output Escalated'!I$1,'Review Inputs'!$M$8:$Q$8)+1)","v":""},{"$f":"OFFSET(INDIRECT($B47),0,MATCH('Output Escalated'!J$1,'Review Inputs'!$M$8:$Q$8)+1)","v":""},{"$f":"OFFSET(INDIRECT($B47),0,MATCH('Output Escalated'!K$1,'Review Inputs'!$M$8:$Q$8)+1)","v":""},{"$error":"#VALUE!"},{"$f":"L196*(1+INDIRECT(\"esc_factor_\"&$F196))","v":{"$error":"#VALUE!"}},{"$error":"#VALUE!"},{"$error":"#VALUE!"},{"$error":"#VALUE!"},{"$error":"#VALUE!"},{"$error":"#VALUE!"},{"$error":"#VALUE!"},{"$error":"#VALUE!"},{"$error":"#VALUE!"},{"$error":"#VALUE!"},{"$error":"#VALUE!"},{"$error":"#VALUE!"},{"$error":"#VALUE!"},{"$error":"#VALUE!"},{"$error":"#VALUE!"},{"$error":"#VALUE!"},{"$error":"#VALUE!"},{"$error":"#VALUE!"},{"$error":"#VALUE!"},{"$error":"#VALUE!"},{"$error":"#VALUE!"},{"$error":"#VALUE!"},{"$error":"#VALUE!"},{"$error":"#VALUE!"},{"$error":"#VALUE!"}]
[null,{"$f":"'Review Inputs'!B54","v":"p_input31"},"eb_input31","Distribution Losses","%","none",{"$f":"OFFSET(INDIRECT($B48),0,MATCH('Output Escalated'!G$1,'Review Inputs'!$M$8:$Q$8)+1)","v":""},{"$f":"OFFSET(INDIRECT($B48),0,MATCH('Output Escalated'!H$1,'Review Inputs'!$M$8:$Q$8)+1)","v":""},{"$f":"OFFSET(INDIRECT($B48),0,MATCH('Output Escalated'!I$1,'Review Inputs'!$M$8:$Q$8)+1)","v":""},{"$f":"OFFSET(INDIRECT($B48),0,MATCH('Output Escalated'!J$1,'Review Inputs'!$M$8:$Q$8)+1)","v":""},{"$f":"OFFSET(INDIRECT($B48),0,MATCH('Output Escalated'!K$1,'Review Inputs'!$M$8:$Q$8)+1)","v":""},{"$error":"#VALUE!"},{"$f":"L197*(1+INDIRECT(\"esc_factor_\"&$F197))","v":{"$error":"#VALUE!"}},{"$error":"#VALUE!"},{"$error":"#VALUE!"},{"$error":"#VALUE!"},{"$error":"#VALUE!"},{"$error":"#VALUE!"},{"$error":"#VALUE!"},{"$error":"#VALUE!"},{"$error":"#VALUE!"},{"$error":"#VALUE!"},{"$error":"#VALUE!"},{"$error":"#VALUE!"},{"$error":"#VALUE!"},{"$error":"#VALUE!"},{"$error":"#VALUE!"},{"$error":"#VALUE!"},{"$error":"#VALUE!"},{"$error":"#VALUE!"},{"$error":"#VALUE!"},{"$error":"#VALUE!"},{"$error":"#VALUE!"},{"$error":"#VALUE!"},{"$error":"#VALUE!"},{"$error":"#VALUE!"},{"$error":"#VALUE!"}]
[null,{"$f":"'Review Inputs'!B55","v":"p_input32"},"eb_input32","Transmission Line Load","MVA","load",{"$f":"OFFSET(INDIRECT($B49),0,MATCH('Output Escalated'!G$1,'Review Inputs'!$M$8:$Q$8)+1)","v":""},{"$f":"OFFSET(INDIRECT($B49),0,MATCH('Output Escalated'!H$1,'Review Inputs'!$M$8:$Q$8)+1)","v":""},{"$f":"OFFSET(INDIRECT($B49),0,MATCH('Output Escalated'!I$1,'Review Inputs'!$M$8:$Q$8)+1)","v":""},{"$f":"OFFSET(INDIRECT($B49),0,MATCH('Output Escalated'!J$1,'Review Inputs'!$M$8:$Q$8)+1)","v":""},{"$f":"OFFSET(INDIRECT($B49),0,MATCH('Output Escalated'!K$1,'Review Inputs'!$M$8:$Q$8)+1)","v":""},{"$error":"#VALUE!"},{"$f":"L198*(1+INDIRECT(\"esc_factor_\"&$F198))","v":{"$error":"#VALUE!"}},{"$error":"#VALUE!"},{"$error":"#VALUE!"},{"$error":"#VALUE!"},{"$error":"#VALUE!"},{"$error":"#VALUE!"},{"$error":"#VALUE!"},{"$error":"#VALUE!"},{"$error":"#VALUE!"},{"$error":"#VALUE!"},{"$error":"#VALUE!"},{"$error":"#VALUE!"},{"$error":"#VALUE!"},{"$error":"#VALUE!"},{"$error":"#VALUE!"},{"$error":"#VALUE!"},{"$error":"#VALUE!"},{"$error":"#VALUE!"},{"$error":"#VALUE!"},{"$error":"#VALUE!"},{"$error":"#VALUE!"},{"$error":"#VALUE!"},{"$error":"#VALUE!"},{"$error":"#VALUE!"},{"$error":"#VALUE!"}]
[null,{"$f":"'Review Inputs'!B56","v":"p_input34"},"eb_input34","Transmission Losses","%","none",{"$f":"OFFSET(INDIRECT($B50),0,MATCH('Output Escalated'!G$1,'Review Inputs'!$M$8:$Q$8)+1)","v":""},{"$f":"OFFSET(INDIRECT($B50),0,MATCH('Output Escalated'!H$1,'Review Inputs'!$M$8:$Q$8)+1)","v":""},{"$f":"OFFSET(INDIRECT($B50),0,MATCH('Output Escalated'!I$1,'Review Inputs'!$M$8:$Q$8)+1)","v":""},{"$f":"OFFSET(INDIRECT($B50),0,MATCH('Output Escalated'!J$1,'Review Inputs'!$M$8:$Q$8)+1)","v":""},{"$f":"OFFSET(INDIRECT($B50),0,MATCH('Output Escalated'!K$1,'Review Inputs'!$M$8:$Q$8)+1)","v":""},{"$error":"#VALUE!"},{"$f":"L199*(1+INDIRECT(\"esc_factor_\"&$F199))","v":{"$error":"#VALUE!"}},{"$error":"#VALUE!"},{"$error":"#VALUE!"},{"$error":"#VALUE!"},{"$error":"#VALUE!"},{"$error":"#VALUE!"},{"$error":"#VALUE!"},{"$error":"#VALUE!"},{"$error":"#VALUE!"},{"$error":"#VALUE!"},{"$error":"#VALUE!"},{"$error":"#VALUE!"},{"$error":"#VALUE!"},{"$error":"#VALUE!"},{"$error":"#VALUE!"},{"$error":"#VALUE!"},{"$error":"#VALUE!"},{"$error":"#VALUE!"},{"$error":"#VALUE!"},{"$error":"#VALUE!"},{"$error":"#VALUE!"},{"$error":"#VALUE!"},{"$error":"#VALUE!"},{"$error":"#VALUE!"},{"$error":"#VALUE!"}]
[null,{"$f":"'Review Inputs'!B57","v":"p_input33"},"eb_input33","Average Price of Wholesale Energy","$/kWh","energy_price",{"$f":"OFFSET(INDIRECT($B51),0,MATCH('Output Escalated'!G$1,'Review Inputs'!$M$8:$Q$8)+1)","v":""},{"$f":"OFFSET(INDIRECT($B51),0,MATCH('Output Escalated'!H$1,'Review Inputs'!$M$8:$Q$8)+1)","v":""},{"$f":"OFFSET(INDIRECT($B51),0,MATCH('Output Escalated'!I$1,'Review Inputs'!$M$8:$Q$8)+1)","v":""},{"$f":"OFFSET(INDIRECT($B51),0,MATCH('Output Escalated'!J$1,'Review Inputs'!$M$8:$Q$8)+1)","v":""},{"$f":"OFFSET(INDIRECT($B51),0,MATCH('Output Escalated'!K$1,'Review Inputs'!$M$8:$Q$8)+1)","v":""},{"$error":"#VALUE!"},{"$f":"L200*(1+INDIRECT(\"esc_factor_\"&$F200))","v":{"$error":"#VALUE!"}},{"$error":"#VALUE!"},{"$error":"#VALUE!"},{"$error":"#VALUE!"},{"$error":"#VALUE!"},{"$error":"#VALUE!"},{"$error":"#VALUE!"},{"$error":"#VALUE!"},{"$error":"#VALUE!"},{"$error":"#VALUE!"},{"$error":"#VALUE!"},{"$error":"#VALUE!"},{"$error":"#VALUE!"},{"$error":"#VALUE!"},{"$error":"#VALUE!"},{"$error":"#VALUE!"},{"$error":"#VALUE!"},{"$error":"#VALUE!"},{"$error":"#VALUE!"},{"$error":"#VALUE!"},{"$error":"#VALUE!"},{"$error":"#VALUE!"},{"$error":"#VALUE!"},{"$error":"#VALUE!"},{"$error":"#VALUE!"}]
[null,{"$f":"'Review Inputs'!B58","v":"p_input35"},"eb_input35","Total Residential Electricity Cost","$","energy_population",{"$f":"OFFSET(INDIRECT($B52),0,MATCH('Output Escalated'!G$1,'Review Inputs'!$M$8:$Q$8)+1)","v":""},{"$f":"OFFSET(INDIRECT($B52),0,MATCH('Output Escalated'!H$1,'Review Inputs'!$M$8:$Q$8)+1)","v":""},{"$f":"OFFSET(INDIRECT($B52),0,MATCH('Output Escalated'!I$1,'Review Inputs'!$M$8:$Q$8)+1)","v":""},{"$f":"OFFSET(INDIRECT($B52),0,MATCH('Output Escalated'!J$1,'Review Inputs'!$M$8:$Q$8)+1)","v":""},{"$f":"OFFSET(INDIRECT($B52),0,MATCH('Output Escalated'!K$1,'Review Inputs'!$M$8:$Q$8)+1)","v":""},{"$error":"#VALUE!"},{"$f":"L201*(1+INDIRECT(\"esc_factor_\"&$F201))","v":{"$error":"#VALUE!"}},{"$error":"#VALUE!"},{"$error":"#VALUE!"},{"$error":"#VALUE!"},{"$error":"#VALUE!"},{"$error":"#VALUE!"},{"$error":"#VALUE!"},{"$error":"#VALUE!"},{"$error":"#VALUE!"},{"$error":"#VALUE!"},{"$error":"#VALUE!"},{"$error":"#VALUE!"},{"$error":"#VALUE!"},{"$error":"#VALUE!"},{"$error":"#VALUE!"},{"$error":"#VALUE!"},{"$error":"#VALUE!"},{"$error":"#VALUE!"},{"$error":"#VALUE!"},{"$error":"#VALUE!"},{"$error":"#VALUE!"},{"$error":"#VALUE!"},{"$error":"#VALUE!"},{"$error":"#VALUE!"},{"$error":"#VALUE!"}]
[null,{"$f":"'Review Inputs'!B59","v":"p_input36"},"eb_input36","Total Commercial Electricity Cost","$","energy_population",{"$f":"OFFSET(INDIRECT($B53),0,MATCH('Output Escalated'!G$1,'Review Inputs'!$M$8:$Q$8)+1)","v":""},{"$f":"OFFSET(INDIRECT($B53),0,MATCH('Output Escalated'!H$1,'Review Inputs'!$M$8:$Q$8)+1)","v":""},{"$f":"OFFSET(INDIRECT($B53),0,MATCH('Output Escalated'!I$1,'Review Inputs'!$M$8:$Q$8)+1)","v":""},{"$f":"OFFSET(INDIRECT($B53),0,MATCH('Output Escalated'!J$1,'Review Inputs'!$M$8:$Q$8)+1)","v":""},{"$f":"OFFSET(INDIRECT($B53),0,MATCH('Output Escalated'!K$1,'Review Inputs'!$M$8:$Q$8)+1)","v":""},{"$error":"#VALUE!"},{"$f":"L202*(1+INDIRECT(\"esc_factor_\"&$F202))","v":{"$error":"#VALUE!"}},{"$error":"#VALUE!"},{"$error":"#VALUE!"},{"$error":"#VALUE!"},{"$error":"#VALUE!"},{"$error":"#VALUE!"},{"$error":"#VALUE!"},{"$error":"#VALUE!"},{"$error":"#VALUE!"},{"$error":"#VALUE!"},{"$error":"#VALUE!"},{"$error":"#VALUE!"},{"$error":"#VALUE!"},{"$error":"#VALUE!"},{"$error":"#VALUE!"},{"$error":"#VALUE!"},{"$error":"#VALUE!"},{"$error":"#VALUE!"},{"$error":"#VALUE!"},{"$error":"#VALUE!"},{"$error":"#VALUE!"},{"$error":"#VALUE!"},{"$error":"#VALUE!"},{"$error":"#VALUE!"},{"$error":"#VALUE!"}]
[null,{"$f":"'Review Inputs'!B60","v":"p_input37"},"eb_input37","Total Industrial Electricity Cost","$","energy_population",{"$f":"OFFSET(INDIRECT($B54),0,MATCH('Output Escalated'!G$1,'Review Inputs'!$M$8:$Q$8)+1)","v":""},{"$f":"OFFSET(INDIRECT($B54),0,MATCH('Output Escalated'!H$1,'Review Inputs'!$M$8:$Q$8)+1)","v":""},{"$f":"OFFSET(INDIRECT($B54),0,MATCH('Output Escalated'!I$1,'Review Inputs'!$M$8:$Q$8)+1)","v":""},{"$f":"OFFSET(INDIRECT($B54),0,MATCH('Output Escalated'!J$1,'Review Inputs'!$M$8:$Q$8)+1)","v":""},{"$f":"OFFSET(INDIRECT($B54),0,MATCH('Output Escalated'!K$1,'Review Inputs'!$M$8:$Q$8)+1)","v":""},{"$error":"#VALUE!"},{"$f":"L203*(1+INDIRECT(\"esc_factor_\"&$F203))","v":{"$error":"#VALUE!"}},{"$error":"#VALUE!"},{"$error":"#VALUE!"},{"$error":"#VALUE!"},{"$error":"#VALUE!"},{"$error":"#VALUE!"},{"$error":"#VALUE!"},{"$error":"#VALUE!"},{"$error":"#VALUE!"},{"$error":"#VALUE!"},{"$error":"#VALUE!"},{"$error":"#VALUE!"},{"$error":"#VALUE!"},{"$error":"#VALUE!"},{"$error":"#VALUE!"},{"$error":"#VALUE!"},{"$error":"#VALUE!"},{"$error":"#VALUE!"},{"$error":"#VALUE!"},{"$error":"#VALUE!"},{"$error":"#VALUE!"},{"$error":"#VALUE!"},{"$error":"#VALUE!"},{"$error":"#VALUE!"},{"$error":"#VALUE!"}]
[null,{"$f":"'Review Inputs'!B61","v":"p_input38"},"eb_input38","SAIDI (system)","Index","none",{"$f":"OFFSET(INDIRECT($B55),0,MATCH('Output Escalated'!G$1,'Review Inputs'!$M$8:$Q$8)+1)","v":""},{"$f":"OFFSET(INDIRECT($B55),0,MATCH('Output Escalated'!H$1,'Review Inputs'!$M$8:$Q$8)+1)","v":""},{"$f":"OFFSET(INDIRECT($B55),0,MATCH('Output Escalated'!I$1,'Review Inputs'!$M$8:$Q$8)+1)","v":""},{"$f":"OFFSET(INDIRECT($B55),0,MATCH('Output Escalated'!J$1,'Review Inputs'!$M$8:$Q$8)+1)","v":""},{"$f":"OFFSET(INDIRECT($B55),0,MATCH('Output Escalated'!K$1,'Review Inputs'!$M$8:$Q$8)+1)","v":""},{"$f":"AVERAGE(I204:K204)","v":{"$error":"#DIV/0!"}},{"$f":"L204","v":{"$error":"#DIV/0!"}},{"$error":"#DIV/0!"},{"$error":"#DIV/0!"},{"$error":"#DIV/0!"},{"$error":"#DIV/0!"},{"$error":"#DIV/0!"},{"$error":"#DIV/0!"},{"$error":"#DIV/0!"},{"$error":"#DIV/0!"},{"$error":"#DIV/0!"},{"$error":"#DIV/0!"},{"$error":"#DIV/0!"},{"$error":"#DIV/0!"},{"$error":"#DIV/0!"},{"$error":"#DIV/0!"},{"$error":"#DIV/0!"},{"$error":"#DIV/0!"},{"$error":"#DIV/0!"},{"$error":"#DIV/0!"},{"$error":"#DIV/0!"},{"$error":"#DIV/0!"},{"$error":"#DIV/0!"},{"$error":"#DIV/0!"},{"$error":"#DIV/0!"},{"$error":"#DIV/0!"}]
[null,{"$f":"'Review Inputs'!B62","v":"p_input39"},"eb_input39","CAIDI (system)","Index","none",{"$f":"OFFSET(INDIRECT($B56),0,MATCH('Output Escalated'!G$1,'Review Inputs'!$M$8:$Q$8)+1)","v":""},{"$f":"OFFSET(INDIRECT($B56),0,MATCH('Output Escalated'!H$1,'Review Inputs'!$M$8:$Q$8)+1)","v":""},{"$f":"OFFSET(INDIRECT($B56),0,MATCH('Output Escalated'!I$1,'Review Inputs'!$M$8:$Q$8)+1)","v":""},{"$f":"OFFSET(INDIRECT($B56),0,MATCH('Output Escalated'!J$1,'Review Inputs'!$M$8:$Q$8)+1)","v":""},{"$f":"OFFSET(INDIRECT($B56),0,MATCH('Output Escalated'!K$1,'Review Inputs'!$M$8:$Q$8)+1)","v":""},{"$error":"#DIV/0!"},{"$f":"L205","v":{"$error":"#DIV/0!"}},{"$error":"#DIV/0!"},{"$error":"#DIV/0!"},{"$error":"#DIV/0!"},{"$error":"#DIV/0!"},{"$error":"#DIV/0!"},{"$error":"#DIV/0!"},{"$error":"#DIV/0!"},{"$error":"#DIV/0!"},{"$error":"#DIV/0!"},{"$error":"#DIV/0!"},{"$error":"#DIV/0!"},{"$error":"#DIV/0!"},{"$error":"#DIV/0!"},{"$error":"#DIV/0!"},{"$error":"#DIV/0!"},{"$error":"#DIV/0!"},{"$error":"#DIV/0!"},{"$error":"#DIV/0!"},{"$error":"#DIV/0!"},{"$error":"#DIV/0!"},{"$error":"#DIV/0!"},{"$error":"#DIV/0!"},{"$error":"#DIV/0!"},{"$error":"#DIV/0!"}]
[null,{"$f":"'Review Inputs'!B63","v":"p_input99"},"eb_input99","SAIDI (Impacted Feeders or Lines)","Index","none",{"$f":"OFFSET(INDIRECT($B57),0,MATCH('Output Escalated'!G$1,'Review Inputs'!$M$8:$Q$8)+1)","v":""},{"$f":"OFFSET(INDIRECT($B57),0,MATCH('Output Escalated'!H$1,'Review Inputs'!$M$8:$Q$8)+1)","v":""},{"$f":"OFFSET(INDIRECT($B57),0,MATCH('Output Escalated'!I$1,'Review Inputs'!$M$8:$Q$8)+1)","v":""},{"$f":"OFFSET(INDIRECT($B57),0,MATCH('Output Escalated'!J$1,'Review Inputs'!$M$8:$Q$8)+1)","v":""},{"$f":"OFFSET(INDIRECT($B57),0,MATCH('Output Escalated'!K$1,'Review Inputs'!$M$8:$Q$8)+1)","v":""},{"$error":"#DIV/0!"},{"$f":"L206","v":{"$error":"#DIV/0!"}},{"$error":"#DIV/0!"},{"$error":"#DIV/0!"},{"$error":"#DIV/0!"},{"$error":"#DIV/0!"},{"$error":"#DIV/0!"},{"$error":"#DIV/0!"},{"$error":"#DIV/0!"},{"$error":"#DIV/0!"},{"$error":"#DIV/0!"},{"$error":"#DIV/0!"},{"$error":"#DIV/0!"},{"$error":"#DIV/0!"},{"$error":"#DIV/0!"},{"$error":"#DIV/0!"},{"$error":"#DIV/0!"},{"$error":"#DIV/0!"},{"$error":"#DIV/0!"},{"$error":"#DIV/0!"},{"$error":"#DIV/0!"},{"$error":"#DIV/0!"},{"$error":"#DIV/0!"},{"$error":"#DIV/0!"},{"$error":"#DIV/0!"},{"$error":"#DIV/0!"}]
[null,{"$f":"'Review Inputs'!B64","v":"p_input100"},"eb_input100","CAIDI (Impacted Feeders or Lines)","Index","none",{"$f":"OFFSET(INDIRECT($B58),0,MATCH('Output Escalated'!G$1,'Review Inputs'!$M$8:$Q$8)+1)","v":""},{"$f":"OFFSET(INDIRECT($B58),0,MATCH('Output Escalated'!H$1,'Review Inputs'!$M$8:$Q$8)+1)","v":""},{"$f":"OFFSET(INDIRECT($B58),0,MATCH('Output Escalated'!I$1,'Review Inputs'!$M$8:$Q$8)+1)","v":""},{"$f":"OFFSET(INDIRECT($B58),0,MATCH('Output Escalated'!J$1,'Review Inputs'!$M$8:$Q$8)+1)","v":""},{"$f":"OFFSET(INDIRECT($B58),0,MATCH('Output Escalated'!K$1,'Review Inputs'!$M$8:$Q$8)+1)","v":""},{"$error":"#DIV/0!"},{"$f":"L207","v":{"$error":"#DIV/0!"}},{"$error":"#DIV/0!"},{"$error":"#DIV/0!"},{"$error":"#DIV/0!"},{"$error":"#DIV/0!"},{"$error":"#DIV/0!"},{"$error":"#DIV/0!"},{"$error":"#DIV/0!"},{"$error":"#DIV/0!"},{"$error":"#DIV/0!"},{"$error":"#DIV/0!"},{"$error":"#DIV/0!"},{"$error":"#DIV/0!"},{"$error":"#DIV/0!"},{"$error":"#DIV/0!"},{"$error":"#DIV/0!"},{"$error":"#DIV/0!"},{"$error":"#DIV/0!"},{"$error":"#DIV/0!"},{"$error":"#DIV/0!"},{"$error":"#DIV/0!"},{"$error":"#DIV/0!"},{"$error":"#DIV/0!"},{"$error":"#DIV/0!"},{"$error":"#DIV/0!"}]
[null,{"$f":"'Review Inputs'!B65","v":"p_input41"},"eb_input41","Total Residential Customers Served by Impacted Feeders or Lines","#","none",{"$f":"OFFSET(INDIRECT($B59),0,MATCH('Output Escalated'!G$1,'Review Inputs'!$M$8:$Q$8)+1)","v":""},{"$f":"OFFSET(INDIRECT($B59),0,MATCH('Output Escalated'!H$1,'Review Inputs'!$M$8:$Q$8)+1)","v":""},{"$f":"OFFSET(INDIRECT($B59),0,MATCH('Output Escalated'!I$1,'Review Inputs'!$M$8:$Q$8)+1)","v":""},{"$f":"OFFSET(INDIRECT($B59),0,MATCH('Output Escalated'!J$1,'Review Inputs'!$M$8:$Q$8)+1)","v":""},{"$f":"OFFSET(INDIRECT($B59),0,MATCH('Output Escalated'!K$1,'Review Inputs'!$M$8:$Q$8)+1)","v":""},{"$error":"#VALUE!"},{"$f":"L208*(1+INDIRECT(\"esc_factor_\"&$F208))","v":{"$error":"#VALUE!"}},{"$error":"#VALUE!"},{"$error":"#VALUE!"},{"$error":"#VALUE!"},{"$error":"#VALUE!"},{"$error":"#VALUE!"},{"$error":"#VALUE!"},{"$error":"#VALUE!"},{"$error":"#VALUE!"},{"$error":"#VALUE!"},{"$error":"#VALUE!"},{"$error":"#VALUE!"},{"$error":"#VALUE!"},{"$error":"#VALUE!"},{"$error":"#VALUE!"},{"$error":"#VALUE!"},{"$error":"#VALUE!"},{"$error":"#VALUE!"},{"$error":"#VALUE!"},{"$error":"#VALUE!"},{"$error":"#VALUE!"},{"$error":"#VALUE!"},{"$error":"#VALUE!"},{"$error":"#VALUE!"},{"$error":"#VALUE!"}]
[null,{"$f":"'Review Inputs'!B66","v":"p_input42"},"eb_input42","Total Commercial Customers Served by Impacted Feeders or Lines","#","none",{"$f":"OFFSET(INDIRECT($B60),0,MATCH('Output Escalated'!G$1,'Review Inputs'!$M$8:$Q$8)+1)","v":""},{"$f":"OFFSET(INDIRECT($B60),0,MATCH('Output Escalated'!H$1,'Review Inputs'!$M$8:$Q$8)+1)","v":""},{"$f":"OFFSET(INDIRECT($B60),0,MATCH('Output Escalated'!I$1,'Review Inputs'!$M$8:$Q$8)+1)","v":""},{"$f":"OFFSET(INDIRECT($B60),0,MATCH('Output Escalated'!J$1,'Review Inputs'!$M$8:$Q$8)+1)","v":""},{"$f":"OFFSET(INDIRECT($B60),0,MATCH('Output Escalated'!K$1,'Review Inputs'!$M$8:$Q$8)+1)","v":""},{"$error":"#VALUE!"},{"$f":"L209*(1+INDIRECT(\"esc_factor_\"&$F209))","v":{"$error":"#VALUE!"}},{"$error":"#VALUE!"},{"$error":"#VALUE!"},{"$error":"#VALUE!"},{"$error":"#VALUE!"},{"$error":"#VALUE!"},{"$error":"#VALUE!"},{"$error":"#VALUE!"},{"$error":"#VALUE!"},{"$error":"#VALUE!"},{"$error":"#VALUE!"},{"$error":"#VALUE!"},{"$error":"#VALUE!"},{"$error":"#VALUE!"},{"$error":"#VALUE!"},{"$error":"#VALUE!"},{"$error":"#VALUE!"},{"$error":"#VALUE!"},{"$error":"#VALUE!"},{"$error":"#VALUE!"},{"$error":"#VALUE!"},{"$error":"#VALUE!"},{"$error":"#VALUE!"},{"$error":"#VALUE!"},{"$error":"#VALUE!"}]
[null,{"$f":"'Review Inputs'!B67","v":"p_input44"},"eb_input44","Total Industrial Customers Served by Impacted Feeders or Lines","#","none",{"$f":"OFFSET(INDIRECT($B61),0,MATCH('Output Escalated'!G$1,'Review Inputs'!$M$8:$Q$8)+1)","v":""},{"$f":"OFFSET(INDIRECT($B61),0,MATCH('Output Escalated'!H$1,'Review Inputs'!$M$8:$Q$8)+1)","v":""},{"$f":"OFFSET(INDIRECT($B61),0,MATCH('Output Escalated'!I$1,'Review Inputs'!$M$8:$Q$8)+1)","v":""},{"$f":"OFFSET(INDIRECT($B61),0,MATCH('Output Escalated'!J$1,'Review Inputs'!$M$8:$Q$8)+1)","v":""},{"$f":"OFFSET(INDIRECT($B61),0,MATCH('Output Escalated'!K$1,'Review Inputs'!$M$8:$Q$8)+1)","v":""},{"$error":"#VALUE!"},{"$f":"L210*(1+INDIRECT(\"esc_factor_\"&$F210))","v":{"$error":"#VALUE!"}},{"$error":"#VALUE!"},{"$error":"#VALUE!"},{"$error":"#VALUE!"},{"$error":"#VALUE!"},{"$error":"#VALUE!"},{"$error":"#VALUE!"},{"$error":"#VALUE!"},{"$error":"#VALUE!"},{"$error":"#VALUE!"},{"$error":"#VALUE!"},{"$error":"#VALUE!"},{"$error":"#VALUE!"},{"$error":"#VALUE!"},{"$error":"#VALUE!"},{"$error":"#VALUE!"},{"$error":"#VALUE!"},{"$error":"#VALUE!"},{"$error":"#VALUE!"},{"$error":"#VALUE!"},{"$error":"#VALUE!"},{"$error":"#VALUE!"},{"$error":"#VALUE!"},{"$error":"#VALUE!"},{"$error":"#VALUE!"}]
[null,{"$f":"'Review Inputs'!B68","v":"p_input50"},"eb_input50","Outage Time of Major Outage - Residential","hr","none",{"$f":"OFFSET(INDIRECT($B62),0,MATCH('Output Escalated'!G$1,'Review Inputs'!$M$8:$Q$8)+1)","v":""},{"$f":"OFFSET(INDIRECT($B62),0,MATCH('Output Escalated'!H$1,'Review Inputs'!$M$8:$Q$8)+1)","v":""},{"$f":"OFFSET(INDIRECT($B62),0,MATCH('Output Escalated'!I$1,'Review Inputs'!$M$8:$Q$8)+1)","v":""},{"$f":"OFFSET(INDIRECT($B62),0,MATCH('Output Escalated'!J$1,'Review Inputs'!$M$8:$Q$8)+1)","v":""},{"$f":"OFFSET(INDIRECT($B62),0,MATCH('Output Escalated'!K$1,'Review Inputs'!$M$8:$Q$8)+1)","v":""},{"$error":"#VALUE!"},{"$f":"L211*(1+INDIRECT(\"esc_factor_\"&$F211))","v":{"$error":"#VALUE!"}},{"$error":"#VALUE!"},{"$error":"#VALUE!"},{"$error":"#VALUE!"},{"$error":"#VALUE!"},{"$error":"#VALUE!"},{"$error":"#VALUE!"},{"$error":"#VALUE!"},{"$error":"#VALUE!"},{"$error":"#VALUE!"},{"$error":"#VALUE!"},{"$error":"#VALUE!"},{"$error":"#VALUE!"},{"$error":"#VALUE!"},{"$error":"#VALUE!"},{"$error":"#VALUE!"},{"$error":"#VALUE!"},{"$error":"#VALUE!"},{"$error":"#VALUE!"},{"$error":"#VALUE!"},{"$error":"#VALUE!"},{"$error":"#VALUE!"},{"$error":"#VALUE!"},{"$error":"#VALUE!"},{"$error":"#VALUE!"}]
[null,{"$f":"'Review Inputs'!B69","v":"p_input51"},"eb_input51","Number of Customers Affected by Major Outage - Residential ","#","none",{"$f":"OFFSET(INDIRECT($B63),0,MATCH('Output Escalated'!G$1,'Review Inputs'!$M$8:$Q$8)+1)","v":""},{"$f":"OFFSET(INDIRECT($B63),0,MATCH('Output Escalated'!H$1,'Review Inputs'!$M$8:$Q$8)+1)","v":""},{"$f":"OFFSET(INDIRECT($B63),0,MATCH('Output Escalated'!I$1,'Review Inputs'!$M$8:$Q$8)+1)","v":""},{"$f":"OFFSET(INDIRECT($B63),0,MATCH('Output Escalated'!J$1,'Review Inputs'!$M$8:$Q$8)+1)","v":""},{"$f":"OFFSET(INDIRECT($B63),0,MATCH('Output Escalated'!K$1,'Review Inputs'!$M$8:$Q$8)+1)","v":""},{"$error":"#VALUE!"},{"$f":"L212*(1+INDIRECT(\"esc_factor_\"&$F212))","v":{"$error":"#VALUE!"}},{"$error":"#VALUE!"},{"$error":"#VALUE!"},{"$error":"#VALUE!"},{"$error":"#VALUE!"},{"$error":"#VALUE!"},{"$error":"#VALUE!"},{"$error":"#VALUE!"},{"$error":"#VALUE!"},{"$error":"#VALUE!"},{"$error":"#VALUE!"},{"$error":"#VALUE!"},{"$error":"#VALUE!"},{"$error":"#VALUE!"},{"$error":"#VALUE!"},{"$error":"#VALUE!"},{"$error":"#VALUE!"},{"$error":"#VALUE!"},{"$error":"#VALUE!"},{"$error":"#VALUE!"},{"$error":"#VALUE!"},{"$error":"#VALUE!"},{"$error":"#VALUE!"},{"$error":"#VALUE!"},{"$error":"#VALUE!"}]
[null,{"$f":"'Review Inputs'!B70","v":"p_input52"},"eb_input52","Outage Time of Major Outage - Commercial","hr","none",{"$f":"OFFSET(INDIRECT($B64),0,MATCH('Output Escalated'!G$1,'Review Inputs'!$M$8:$Q$8)+1)","v":""},{"$f":"OFFSET(INDIRECT($B64),0,MATCH('Output Escalated'!H$1,'Review Inputs'!$M$8:$Q$8)+1)","v":""},{"$f":"OFFSET(INDIRECT($B64),0,MATCH('Output Escalated'!I$1,'Review Inputs'!$M$8:$Q$8)+1)","v":""},{"$f":"OFFSET(INDIRECT($B64),0,MATCH('Output Escalated'!J$1,'Review Inputs'!$M$8:$Q$8)+1)","v":""},{"$f":"OFFSET(INDIRECT($B64),0,MATCH('Output Escalated'!K$1,'Review Inputs'!$M$8:$Q$8)+1)","v":""},{"$error":"#VALUE!"},{"$f":"L213*(1+INDIRECT(\"esc_factor_\"&$F213))","v":{"$error":"#VALUE!"}},{"$error":"#VALUE!"},{"$error":"#VALUE!"},{"$error":"#VALUE!"},{"$error":"#VALUE!"},{"$error":"#VALUE!"},{"$error":"#VALUE!"},{"$error":"#VALUE!"},{"$error":"#VALUE!"},{"$error":"#VALUE!"},{"$error":"#VALUE!"},{"$error":"#VALUE!"},{"$error":"#VALUE!"},{"$error":"#VALUE!"},{"$error":"#VALUE!"},{"$error":"#VALUE!"},{"$error":"#VALUE!"},{"$error":"#VALUE!"},{"$error":"#VALUE!"},{"$error":"#VALUE!"},{"$error":"#VALUE!"},{"$error":"#VALUE!"},{"$error":"#VALUE!"},{"$error":"#VALUE!"},{"$error":"#VALUE!"}]
[null,{"$f":"'Review Inputs'!B71","v":"p_input53"},"eb_input53","Number of Customers Affected by Major Outage - Commercial","#","none",{"$f":"OFFSET(INDIRECT($B65),0,MATCH('Output Escalated'!G$1,'Review Inputs'!$M$8:$Q$8)+1)","v":""},{"$f":"OFFSET(INDIRECT($B65),0,MATCH('Output Escalated'!H$1,'Review Inputs'!$M$8:$Q$8)+1)","v":""},{"$f":"OFFSET(INDIRECT($B65),0,MATCH('Output Escalated'!I$1,'Review Inputs'!$M$8:$Q$8)+1)","v":""},{"$f":"OFFSET(INDIRECT($B65),0,MATCH('Output Escalated'!J$1,'Review Inputs'!$M$8:$Q$8)+1)","v":""},{"$f":"OFFSET(INDIRECT($B65),0,MATCH('Output Escalated'!K$1,'Review Inputs'!$M$8:$Q$8)+1)","v":""},{"$f":"K214*(1+INDIRECT(\"esc_factor_\"&$F214))","v":{"$error":"#VALUE!"}},{"$f":"L214*(1+INDIRECT(\"esc_factor_\"&$F214))","v":{"$error":"#VALUE!"}},{"$error":"#VALUE!"},{"$error":"#VALUE!"},{"$error":"#VALUE!"},{"$error":"#VALUE!"},{"$error":"#VALUE!"},{"$error":"#VALUE!"},{"$error":"#VALUE!"},{"$error":"#VALUE!"},{"$error":"#VALUE!"},{"$error":"#VALUE!"},{"$error":"#VALUE!"},{"$error":"#VALUE!"},{"$error":"#VALUE!"},{"$error":"#VALUE!"},{"$error":"#VALUE!"},{"$error":"#VALUE!"},{"$error":"#VALUE!"},{"$error":"#VALUE!"},{"$error":"#VALUE!"},{"$error":"#VALUE!"},{"$error":"#VALUE!"},{"$error":"#VALUE!"},{"$error":"#VALUE!"},{"$error":"#VALUE!"}]
[null,{"$f":"'Review Inputs'!B72","v":"p_input54"},"eb_input54","Outage Time of Major Outage - Industrial","hr","none",{"$f":"OFFSET(INDIRECT($B66),0,MATCH('Output Escalated'!G$1,'Review Inputs'!$M$8:$Q$8)+1)","v":""},{"$f":"OFFSET(INDIRECT($B66),0,MATCH('Output Escalated'!H$1,'Review Inputs'!$M$8:$Q$8)+1)","v":""},{"$f":"OFFSET(INDIRECT($B66),0,MATCH('Output Escalated'!I$1,'Review Inputs'!$M$8:$Q$8)+1)","v":""},{"$f":"OFFSET(INDIRECT($B66),0,MATCH('Output Escalated'!J$1,'Review Inputs'!$M$8:$Q$8)+1)","v":""},{"$f":"OFFSET(INDIRECT($B66),0,MATCH('Output Escalated'!K$1,'Review Inputs'!$M$8:$Q$8)+1)","v":""},{"$error":"#VALUE!"},{"$f":"L215*(1+INDIRECT(\"esc_factor_\"&$F215))","v":{"$error":"#VALUE!"}},{"$error":"#VALUE!"},{"$error":"#VALUE!"},{"$error":"#VALUE!"},{"$error":"#VALUE!"},{"$error":"#VALUE!"},{"$error":"#VALUE!"},{"$error":"#VALUE!"},{"$error":"#VALUE!"},{"$error":"#VALUE!"},{"$error":"#VALUE!"},{"$error":"#VALUE!"},{"$error":"#VALUE!"},{"$error":"#VALUE!"},{"$error":"#VALUE!"},{"$error":"#VALUE!"},{"$error":"#VALUE!"},{"$error":"#VALUE!"},{"$error":"#VALUE!"},{"$error":"#VALUE!"},{"$error":"#VALUE!"},{"$error":"#VALUE!"},{"$error":"#VALUE!"},{"$error":"#VALUE!"},{"$error":"#VALUE!"}]
[null,{"$f":"'Review Inputs'!B73","v":"p_input55"},"eb_input55","Number of Customers Affected by Major Outage - Industrial","#","none",{"$f":"OFFSET(INDIRECT($B67),0,MATCH('Output Escalated'!G$1,'Review Inputs'!$M$8:$Q$8)+1)","v":""},{"$f":"OFFSET(INDIRECT($B67),0,MATCH('Output Escalated'!H$1,'Review Inputs'!$M$8:$Q$8)+1)","v":""},{"$f":"OFFSET(INDIRECT($B67),0,MATCH('Output Escalated'!I$1,'Review Inputs'!$M$8:$Q$8)+1)","v":""},{"$f":"OFFSET(INDIRECT($B67),0,MATCH('Output Escalated'!J$1,'Review Inputs'!$M$8:$Q$8)+1)","v":""},{"$f":"OFFSET(INDIRECT($B67),0,MATCH('Output Escalated'!K$1,'Review Inputs'!$M$8:$Q$8)+1)","v":""},{"$error":"#VALUE!"},{"$f":"L216*(1+INDIRECT(\"esc_factor_\"&$F216))","v":{"$error":"#VALUE!"}},{"$error":"#VALUE!"},{"$error":"#VALUE!"},{"$error":"#VALUE!"},{"$error":"#VALUE!"},{"$error":"#VALUE!"},{"$error":"#VALUE!"},{"$error":"#VALUE!"},{"$error":"#VALUE!"},{"$error":"#VALUE!"},{"$error":"#VALUE!"},{"$error":"#VALUE!"},{"$error":"#VALUE!"},{"$error":"#VALUE!"},{"$error":"#VALUE!"},{"$error":"#VALUE!"},{"$error":"#VALUE!"},{"$error":"#VALUE!"},{"$error":"#VALUE!"},{"$error":"#VALUE!"},{"$error":"#VALUE!"},{"$error":"#VALUE!"},{"$error":"#VALUE!"},{"$error":"#VALUE!"},{"$error":"#VALUE!"}]
[null,{"$f":"'Review Inputs'!B74","v":"p_input40"},"eb_input40","Value of Service - Residential ","$/kWh","inflation",{"$f":"OFFSET(INDIRECT($B68),0,MATCH('Output Escalated'!G$1,'Review Inputs'!$M$8:$Q$8)+1)","v":""},{"$f":"OFFSET(INDIRECT($B68),0,MATCH('Output Escalated'!H$1,'Review Inputs'!$M$8:$Q$8)+1)","v":""},{"$f":"OFFSET(INDIRECT($B68),0,MATCH('Output Escalated'!I$1,'Review Inputs'!$M$8:$Q$8)+1)","v":""},{"$f":"OFFSET(INDIRECT($B68),0,MATCH('Output Escalated'!J$1,'Review Inputs'!$M$8:$Q$8)+1)","v":""},{"$f":"OFFSET(INDIRECT($B68),0,MATCH('Output Escalated'!K$1,'Review Inputs'!$M$8:$Q$8)+1)","v":""},{"$error":"#VALUE!"},{"$f":"L217*(1+INDIRECT(\"esc_factor_\"&$F217))","v":{"$error":"#VALUE!"}},{"$error":"#VALUE!"},{"$error":"#VALUE!"},{"$error":"#VALUE!"},{"$error":"#VALUE!"},{"$error":"#VALUE!"},{"$error":"#VALUE!"},{"$error":"#VALUE!"},{"$error":"#VALUE!"},{"$error":"#VALUE!"},{"$error":"#VALUE!"},{"$error":"#VALUE!"},{"$error":"#VALUE!"},{"$error":"#VALUE!"},{"$error":"#VALUE!"},{"$error":"#VALUE!"},{"$error":"#VALUE!"},{"$error":"#VALUE!"},{"$error":"#VALUE!"},{"$error":"#VALUE!"},{"$error":"#VALUE!"},{"$error":"#VALUE!"},{"$error":"#VALUE!"},{"$error":"#VALUE!"},{"$error":"#VALUE!"}]
[null,{"$f":"'Review Inputs'!B75","v":"p_input43"},"eb_input43","Value of Service - Commercial","$/kWh","inflation",{"$f":"OFFSET(INDIRECT($B69),0,MATCH('Output Escalated'!G$1,'Review Inputs'!$M$8:$Q$8)+1)","v":""},{"$f":"OFFSET(INDIRECT($B69),0,MATCH('Output Escalated'!H$1,'Review Inputs'!$M$8:$Q$8)+1)","v":""},{"$f":"OFFSET(INDIRECT($B69),0,MATCH('Output Escalated'!I$1,'Review Inputs'!$M$8:$Q$8)+1)","v":""},{"$f":"OFFSET(INDIRECT($B69),0,MATCH('Output Escalated'!J$1,'Review Inputs'!$M$8:$Q$8)+1)","v":""},{"$f":"OFFSET(INDIRECT($B69),0,MATCH('Output Escalated'!K$1,'Review Inputs'!$M$8:$Q$8)+1)","v":""},{"$error":"#VALUE!"},{"$f":"L218*(1+INDIRECT(\"esc_factor_\"&$F218))","v":{"$error":"#VALUE!"}},{"$error":"#VALUE!"},{"$error":"#VALUE!"},{"$error":"#VALUE!"},{"$error":"#VALUE!"},{"$error":"#VALUE!"},{"$error":"#VALUE!"},{"$error":"#VALUE!"},{"$error":"#VALUE!"},{"$error":"#VALUE!"},{"$error":"#VALUE!"},{"$error":"#VALUE!"},{"$error":"#VALUE!"},{"$error":"#VALUE!"},{"$error":"#VALUE!"},{"$error":"#VALUE!"},{"$error":"#VALUE!"},{"$error":"#VALUE!"},{"$error":"#VALUE!"},{"$error":"#VALUE!"},{"$error":"#VALUE!"},{"$error":"#VALUE!"},{"$error":"#VALUE!"},{"$error":"#VALUE!"},{"$error":"#VALUE!"}]
[null,{"$f":"'Review Inputs'!B76","v":"p_input46"},"eb_input46","Value of Service - Industrial","$/kWh","inflation",{"$f":"OFFSET(INDIRECT($B70),0,MATCH('Output Escalated'!G$1,'Review Inputs'!$M$8:$Q$8)+1)","v":""},{"$f":"OFFSET(INDIRECT($B70),0,MATCH('Output Escalated'!H$1,'Review Inputs'!$M$8:$Q$8)+1)","v":""},{"$f":"OFFSET(INDIRECT($B70),0,MATCH('Output Escalated'!I$1,'Review Inputs'!$M$8:$Q$8)+1)","v":""},{"$f":"OFFSET(INDIRECT($B70),0,MATCH('Output Escalated'!J$1,'Review Inputs'!$M$8:$Q$8)+1)","v":""},{"$f":"OFFSET(INDIRECT($B70),0,MATCH('Output Escalated'!K$1,'Review Inputs'!$M$8:$Q$8)+1)","v":""},{"$error":"#VALUE!"},{"$f":"L219*(1+INDIRECT(\"esc_factor_\"&$F219))","v":{"$error":"#VALUE!"}},{"$error":"#VALUE!"},{"$error":"#VALUE!"},{"$error":"#VALUE!"},{"$error":"#VALUE!"},{"$error":"#VALUE!"},{"$error":"#VALUE!"},{"$error":"#VALUE!"},{"$error":"#VALUE!"},{"$error":"#VALUE!"},{"$error":"#VALUE!"},{"$error":"#VALUE!"},{"$error":"#VALUE!"},{"$error":"#VALUE!"},{"$error":"#VALUE!"},{"$error":"#VALUE!"},{"$error":"#VALUE!"},{"$error":"#VALUE!"},{"$error":"#VALUE!"},{"$error":"#VALUE!"},{"$error":"#VALUE!"},{"$error":"#VALUE!"},{"$error":"#VALUE!"},{"$error":"#VALUE!"},{"$error":"#VALUE!"}]
[null,"p_input109","eb_input109",{"$f":"INDIRECT(B220)","v":"Average Hourly Load Not Served During Outage per Customer - Residential"},{"$f":"OFFSET(INDIRECT(B220),0,1)","v":"kW"},"load",{"$f":"OFFSET(INDIRECT($B71),0,MATCH('Output Escalated'!G$1,'Review Inputs'!$M$8:$Q$8)+1)","v":""},{"$f":"OFFSET(INDIRECT($B71),0,MATCH('Output Escalated'!H$1,'Review Inputs'!$M$8:$Q$8)+1)","v":""},{"$f":"OFFSET(INDIRECT($B71),0,MATCH('Output Escalated'!I$1,'Review Inputs'!$M$8:$Q$8)+1)","v":""},{"$f":"OFFSET(INDIRECT($B71),0,MATCH('Output Escalated'!J$1,'Review Inputs'!$M$8:$Q$8)+1)","v":""},{"$f":"OFFSET(INDIRECT($B71),0,MATCH('Output Escalated'!K$1,'Review Inputs'!$M$8:$Q$8)+1)","v":""},{"$f":"K220*(1+INDIRECT(\"esc_factor_\"&$F220))","v":{"$error":"#VALUE!"}},{"$f":"L220*(1+INDIRECT(\"esc_factor_\"&$F220))","v":{"$error":"#VALUE!"}},{"$f":"M220*(1+INDIRECT(\"esc_factor_\"&$F220))","v":{"$error":"#VALUE!"}},{"$f":"N220*(1+INDIRECT(\"esc_factor_\"&$F220))","v":{"$error":"#VALUE!"}},{"$f":"O220*(1+INDIRECT(\"esc_factor_\"&$F220))","v":{"$error":"#VALUE!"}},{"$f":"P220*(1+INDIRECT(\"esc_factor_\"&$F220))","v":{"$error":"#VALUE!"}},{"$f":"Q220*(1+INDIRECT(\"esc_factor_\"&$F220))","v":{"$error":"#VALUE!"}},{"$f":"R220*(1+INDIRECT(\"esc_factor_\"&$F220))","v":{"$error":"#VALUE!"}},{"$f":"S220*(1+INDIRECT(\"esc_factor_\"&$F220))","v":{"$error":"#VALUE!"}},{"$f":"T220*(1+INDIRECT(\"esc_factor_\"&$F220))","v":{"$error":"#VALUE!"}},{"$f":"U220*(1+INDIRECT(\"esc_factor_\"&$F220))","v":{"$error":"#VALUE!"}},{"$f":"V220*(1+INDIRECT(\"esc_factor_\"&$F220))","v":{"$error":"#VALUE!"}},{"$f":"W220*(1+INDIRECT(\"esc_factor_\"&$F220))","v":{"$error":"#VALUE!"}},{"$f":"X220*(1+INDIRECT(\"esc_factor_\"&$F220))","v":{"$error":"#VALUE!"}},{"$f":"Y220*(1+INDIRECT(\"esc_factor_\"&$F220))","v":{"$error":"#VALUE!"}},{"$f":"Z220*(1+INDIRECT(\"esc_factor_\"&$F220))","v":{"$error":"#VALUE!"}},{"$f":"AA220*(1+INDIRECT(\"esc_factor_\"&$F220))","v":{"$error":"#VALUE!"}},{"$f":"AB220*(1+INDIRECT(\"esc_factor_\"&$F220))","v":{"$error":"#VALUE!"}},{"$f":"AC220*(1+INDIRECT(\"esc_factor_\"&$F220))","v":{"$error":"#VALUE!"}},{"$f":"AD220*(1+INDIRECT(\"esc_factor_\"&$F220))","v":{"$error":"#VALUE!"}},{"$f":"AE220*(1+INDIRECT(\"esc_factor_\"&$F220))","v":{"$error":"#VALUE!"}},{"$f":"AF220*(1+INDIRECT(\"esc_factor_\"&$F220))","v":{"$error":"#VALUE!"}},{"$f":"AG220*(1+INDIRECT(\"esc_factor_\"&$F220))","v":{"$error":"#VALUE!"}},{"$f":"AH220*(1+INDIRECT(\"esc_factor_\"&$F220))","v":{"$error":"#VALUE!"}},{"$f":"AI220*(1+INDIRECT(\"esc_factor_\"&$F220))","v":{"$error":"#VALUE!"}},{"$f":"AJ220*(1+INDIRECT(\"esc_factor_\"&$F220))","v":{"$error":"#VALUE!"}}]
[null,"p_input110","eb_input110","Average Hourly Load Not Served During Outage per Customer - Commercial","kW","load",{"$f":"OFFSET(INDIRECT($B72),0,MATCH('Output Escalated'!G$1,'Review Inputs'!$M$8:$Q$8)+1)","v":""},{"$f":"OFFSET(INDIRECT($B72),0,MATCH('Output Escalated'!H$1,'Review Inputs'!$M$8:$Q$8)+1)","v":""},{"$f":"OFFSET(INDIRECT($B72),0,MATCH('Output Escalated'!I$1,'Review Inputs'!$M$8:$Q$8)+1)","v":""},{"$f":"OFFSET(INDIRECT($B72),0,MATCH('Output Escalated'!J$1,'Review Inputs'!$M$8:$Q$8)+1)","v":""},{"$f":"OFFSET(INDIRECT($B72),0,MATCH('Output Escalated'!K$1,'Review Inputs'!$M$8:$Q$8)+1)","v":""},{"$error":"#VALUE!"},{"$error":"#VALUE!"},{"$error":"#VALUE!"},{"$error":"#VALUE!"},{"$error":"#VALUE!"},{"$error":"#VALUE!"},{"$error":"#VALUE!"},{"$error":"#VALUE!"},{"$error":"#VALUE!"},{"$error":"#VALUE!"},{"$error":"#VALUE!"},{"$error":"#VALUE!"},{"$error":"#VALUE!"},{"$error":"#VALUE!"},{"$error":"#VALUE!"},{"$error":"#VALUE!"},{"$error":"#VALUE!"},{"$error":"#VALUE!"},{"$error":"#VALUE!"},{"$error":"#VALUE!"},{"$error":"#VALUE!"},{"$error":"#VALUE!"},{"$error":"#VALUE!"},{"$error":"#VALUE!"},{"$error":"#VALUE!"},{"$error":"#VALUE!"}]
[null,"p_input111","eb_input111","Average Hourly Load Not Served During Outage per Customer - Industrial","kW","load",{"$f":"OFFSET(INDIRECT($B73),0,MATCH('Output Escalated'!G$1,'Review Inputs'!$M$8:$Q$8)+1)","v":""},{"$f":"OFFSET(INDIRECT($B73),0,MATCH('Output Escalated'!H$1,'Review Inputs'!$M$8:$Q$8)+1)","v":""},{"$f":"OFFSET(INDIRECT($B73),0,MATCH('Output Escalated'!I$1,'Review Inputs'!$M$8:$Q$8)+1)","v":""},{"$f":"OFFSET(INDIRECT($B73),0,MATCH('Output Escalated'!J$1,'Review Inputs'!$M$8:$Q$8)+1)","v":""},{"$f":"OFFSET(INDIRECT($B73),0,MATCH('Output Escalated'!K$1,'Review Inputs'!$M$8:$Q$8)+1)","v":""},{"$error":"#VALUE!"},{"$error":"#VALUE!"},{"$error":"#VALUE!"},{"$error":"#VALUE!"},{"$error":"#VALUE!"},{"$error":"#VALUE!"},{"$error":"#VALUE!"},{"$error":"#VALUE!"},{"$error":"#VALUE!"},{"$error":"#VALUE!"},{"$error":"#VALUE!"},{"$error":"#VALUE!"},{"$error":"#VALUE!"},{"$error":"#VALUE!"},{"$error":"#VALUE!"},{"$error":"#VALUE!"},{"$error":"#VALUE!"},{"$error":"#VALUE!"},{"$error":"#VALUE!"},{"$error":"#VALUE!"},{"$error":"#VALUE!"},{"$error":"#VALUE!"},{"$error":"#VALUE!"},{"$error":"#VALUE!"},{"$error":"#VALUE!"},{"$error":"#VALUE!"}]
[null,{"$f":"'Review Inputs'!B80","v":"p_input56"},"eb_input56","Distribution Restoration Cost","$",{"$f":"OFFSET(INDIRECT(C74),0,2)","v":"inflation"},{"$f":"OFFSET(INDIRECT($B74),0,MATCH('Output Escalated'!G$1,'Review Inputs'!$M$8:$Q$8)+1)","v":""},{"$f":"OFFSET(INDIRECT($B74),0,MATCH('Output Escalated'!H$1,'Review Inputs'!$M$8:$Q$8)+1)","v":""},{"$f":"OFFSET(INDIRECT($B74),0,MATCH('Output Escalated'!I$1,'Review Inputs'!$M$8:$Q$8)+1)","v":""},{"$f":"OFFSET(INDIRECT($B74),0,MATCH('Output Escalated'!J$1,'Review Inputs'!$M$8:$Q$8)+1)","v":""},{"$f":"OFFSET(INDIRECT($B74),0,MATCH('Output Escalated'!K$1,'Review Inputs'!$M$8:$Q$8)+1)","v":""},{"$error":"#VALUE!"},{"$f":"L223*(1+INDIRECT(\"esc_factor_\"&$F223))","v":{"$error":"#VALUE!"}},{"$error":"#VALUE!"},{"$error":"#VALUE!"},{"$error":"#VALUE!"},{"$error":"#VALUE!"},{"$error":"#VALUE!"},{"$error":"#VALUE!"},{"$error":"#VALUE!"},{"$error":"#VALUE!"},{"$error":"#VALUE!"},{"$error":"#VALUE!"},{"$error":"#VALUE!"},{"$error":"#VALUE!"},{"$error":"#VALUE!"},{"$error":"#VALUE!"},{"$error":"#VALUE!"},{"$error":"#VALUE!"},{"$error":"#VALUE!"},{"$error":"#VALUE!"},{"$error":"#VALUE!"},{"$error":"#VALUE!"},{"$error":"#VALUE!"},{"$error":"#VALUE!"},{"$error":"#VALUE!"},{"$error":"#VALUE!"}]
[null,{"$f":"'Review Inputs'!B81","v":"p_input57"},"eb_input57","Transmission Restoration Cost",{"$f":"OFFSET(INDIRECT(B224),0,1)","v":"$"},"inflation",{"$f":"OFFSET(INDIRECT($B75),0,MATCH('Output Escalated'!G$1,'Review Inputs'!$M$8:$Q$8)+1)","v":""},{"$f":"OFFSET(INDIRECT($B75),0,MATCH('Output Escalated'!H$1,'Review Inputs'!$M$8:$Q$8)+1)","v":""},{"$f":"OFFSET(INDIRECT($B75),0,MATCH('Output Escalated'!I$1,'Review Inputs'!$M$8:$Q$8)+1)","v":""},{"$f":"OFFSET(INDIRECT($B75),0,MATCH('Output Escalated'!J$1,'Review Inputs'!$M$8:$Q$8)+1)","v":""},{"$f":"OFFSET(INDIRECT($B75),0,MATCH('Output Escalated'!K$1,'Review Inputs'!$M$8:$Q$8)+1)","v":""},{"$error":"#VALUE!"},{"$f":"L224*(1+INDIRECT(\"esc_factor_\"&$F224))","v":{"$error":"#VALUE!"}},{"$error":"#VALUE!"},{"$error":"#VALUE!"},{"$error":"#VALUE!"},{"$error":"#VALUE!"},{"$error":"#VALUE!"},{"$error":"#VALUE!"},{"$error":"#VALUE!"},{"$error":"#VALUE!"},{"$error":"#VALUE!"},{"$error":"#VALUE!"},{"$error":"#VALUE!"},{"$error":"#VALUE!"},{"$error":"#VALUE!"},{"$error":"#VALUE!"},{"$error":"#VALUE!"},{"$error":"#VALUE!"},{"$error":"#VALUE!"},{"$error":"#VALUE!"},{"$error":"#VALUE!"},{"$error":"#VALUE!"},{"$error":"#VALUE!"},{"$error":"#VALUE!"},{"$error":"#VALUE!"},{"$error":"#VALUE!"}]
[null,{"$f":"'Review Inputs'!B82","v":"p_input58"},"eb_input58",{"$f":"INDIRECT(B225)","v":"Number of Outage Events"},"# of events",{"$f":"OFFSET(INDIRECT(C76),0,2)","v":"none"},{"$f":"OFFSET(INDIRECT($B76),0,MATCH('Output Escalated'!G$1,'Review Inputs'!$M$8:$Q$8)+1)","v":""},{"$f":"OFFSET(INDIRECT($B76),0,MATCH('Output Escalated'!H$1,'Review Inputs'!$M$8:$Q$8)+1)","v":""},{"$f":"OFFSET(INDIRECT($B76),0,MATCH('Output Escalated'!I$1,'Review Inputs'!$M$8:$Q$8)+1)","v":""},{"$f":"OFFSET(INDIRECT($B76),0,MATCH('Output Escalated'!J$1,'Review Inputs'!$M$8:$Q$8)+1)","v":""},{"$f":"OFFSET(INDIRECT($B76),0,MATCH('Output Escalated'!K$1,'Review Inputs'!$M$8:$Q$8)+1)","v":""},{"$error":"#VALUE!"},{"$f":"L225*(1+INDIRECT(\"esc_factor_\"&$F225))","v":{"$error":"#VALUE!"}},{"$error":"#VALUE!"},{"$error":"#VALUE!"},{"$error":"#VALUE!"},{"$error":"#VALUE!"},{"$error":"#VALUE!"},{"$error":"#VALUE!"},{"$error":"#VALUE!"},{"$error":"#VALUE!"},{"$error":"#VALUE!"},{"$error":"#VALUE!"},{"$error":"#VALUE!"},{"$error":"#VALUE!"},{"$error":"#VALUE!"},{"$error":"#VALUE!"},{"$f":"AA225*(1+INDIRECT(\"esc_factor_\"&$F225))","v":{"$error":"#VALUE!"}},{"$error":"#VALUE!"},{"$error":"#VALUE!"},{"$error":"#VALUE!"},{"$error":"#VALUE!"},{"$error":"#VALUE!"},{"$error":"#VALUE!"},{"$error":"#VALUE!"},{"$error":"#VALUE!"},{"$error":"#VALUE!"}]
[null,{"$f":"'Review Inputs'!B83","v":"p_input59"},"eb_input59","Restoration Cost per Event","$/event","inflation",{"$f":"OFFSET(INDIRECT($B77),0,MATCH('Output Escalated'!G$1,'Review Inputs'!$M$8:$Q$8)+1)","v":""},{"$f":"OFFSET(INDIRECT($B77),0,MATCH('Output Escalated'!H$1,'Review Inputs'!$M$8:$Q$8)+1)","v":""},{"$f":"OFFSET(INDIRECT($B77),0,MATCH('Output Escalated'!I$1,'Review Inputs'!$M$8:$Q$8)+1)","v":""},{"$f":"OFFSET(INDIRECT($B77),0,MATCH('Output Escalated'!J$1,'Review Inputs'!$M$8:$Q$8)+1)","v":""},{"$f":"OFFSET(INDIRECT($B77),0,MATCH('Output Escalated'!K$1,'Review Inputs'!$M$8:$Q$8)+1)","v":""},{"$error":"#VALUE!"},{"$f":"L226*(1+INDIRECT(\"esc_factor_\"&$F226))","v":{"$error":"#VALUE!"}},{"$error":"#VALUE!"},{"$error":"#VALUE!"},{"$error":"#VALUE!"},{"$error":"#VALUE!"},{"$error":"#VALUE!"},{"$error":"#VALUE!"},{"$error":"#VALUE!"},{"$error":"#VALUE!"},{"$error":"#VALUE!"},{"$error":"#VALUE!"},{"$error":"#VALUE!"},{"$error":"#VALUE!"},{"$error":"#VALUE!"},{"$error":"#VALUE!"},{"$f":"AA226*(1+INDIRECT(\"esc_factor_\"&$F226))","v":{"$error":"#VALUE!"}},{"$error":"#VALUE!"},{"$error":"#VALUE!"},{"$error":"#VALUE!"},{"$error":"#VALUE!"},{"$error":"#VALUE!"},{"$error":"#VALUE!"},{"$error":"#VALUE!"},{"$error":"#VALUE!"},{"$error":"#VALUE!"}]
[null,{"$f":"'Review Inputs'!B84","v":"p_input60"},"eb_input60","MAIFI (System)","Index","none",{"$f":"OFFSET(INDIRECT($B78),0,MATCH('Output Escalated'!G$1,'Review Inputs'!$M$8:$Q$8)+1)","v":""},{"$f":"OFFSET(INDIRECT($B78),0,MATCH('Output Escalated'!H$1,'Review Inputs'!$M$8:$Q$8)+1)","v":""},{"$f":"OFFSET(INDIRECT($B78),0,MATCH('Output Escalated'!I$1,'Review Inputs'!$M$8:$Q$8)+1)","v":""},{"$f":"OFFSET(INDIRECT($B78),0,MATCH('Output Escalated'!J$1,'Review Inputs'!$M$8:$Q$8)+1)","v":""},{"$f":"OFFSET(INDIRECT($B78),0,MATCH('Output Escalated'!K$1,'Review Inputs'!$M$8:$Q$8)+1)","v":""},{"$f":"AVERAGE(I227:K227)","v":{"$error":"#DIV/0!"}},{"$f":"L227","v":{"$error":"#DIV/0!"}},{"$error":"#DIV/0!"},{"$error":"#DIV/0!"},{"$error":"#DIV/0!"},{"$error":"#DIV/0!"},{"$error":"#DIV/0!"},{"$error":"#DIV/0!"},{"$error":"#DIV/0!"},{"$error":"#DIV/0!"},{"$error":"#DIV/0!"},{"$error":"#DIV/0!"},{"$error":"#DIV/0!"},{"$error":"#DIV/0!"},{"$error":"#DIV/0!"},{"$error":"#DIV/0!"},{"$error":"#DIV/0!"},{"$error":"#DIV/0!"},{"$error":"#DIV/0!"},{"$error":"#DIV/0!"},{"$error":"#DIV/0!"},{"$error":"#DIV/0!"},{"$error":"#DIV/0!"},{"$error":"#DIV/0!"},{"$error":"#DIV/0!"},{"$error":"#DIV/0!"}]
[null,{"$f":"'Review Inputs'!B85","v":"p_input62"},"eb_input62","Value of Service - PQ","$/# of customer interruptions","inflation",{"$f":"OFFSET(INDIRECT($B79),0,MATCH('Output Escalated'!G$1,'Review Inputs'!$M$8:$Q$8)+1)","v":""},{"$f":"OFFSET(INDIRECT($B79),0,MATCH('Output Escalated'!H$1,'Review Inputs'!$M$8:$Q$8)+1)","v":""},{"$f":"OFFSET(INDIRECT($B79),0,MATCH('Output Escalated'!I$1,'Review Inputs'!$M$8:$Q$8)+1)","v":""},{"$f":"OFFSET(INDIRECT($B79),0,MATCH('Output Escalated'!J$1,'Review Inputs'!$M$8:$Q$8)+1)","v":""},{"$f":"OFFSET(INDIRECT($B79),0,MATCH('Output Escalated'!K$1,'Review Inputs'!$M$8:$Q$8)+1)","v":""},{"$error":"#VALUE!"},{"$f":"L228*(1+INDIRECT(\"esc_factor_\"&$F228))","v":{"$error":"#VALUE!"}},{"$error":"#VALUE!"},{"$error":"#VALUE!"},{"$error":"#VALUE!"},{"$error":"#VALUE!"},{"$error":"#VALUE!"},{"$error":"#VALUE!"},{"$error":"#VALUE!"},{"$error":"#VALUE!"},{"$error":"#VALUE!"},{"$error":"#VALUE!"},{"$error":"#VALUE!"},{"$error":"#VALUE!"},{"$error":"#VALUE!"},{"$error":"#VALUE!"},{"$f":"AA228*(1+INDIRECT(\"esc_factor_\"&$F228))","v":{"$error":"#VALUE!"}},{"$error":"#VALUE!"},{"$error":"#VALUE!"},{"$error":"#VALUE!"},{"$error":"#VALUE!"},{"$error":"#VALUE!"},{"$error":"#VALUE!"},{"$error":"#VALUE!"},{"$error":"#VALUE!"},{"$error":"#VALUE!"}]
[null,{"$f":"'Review Inputs'!B86","v":"p_input101"},"eb_input101","MAIFI (Impacted Feeders)","Index","none",{"$f":"OFFSET(INDIRECT($B80),0,MATCH('Output Escalated'!G$1,'Review Inputs'!$M$8:$Q$8)+1)","v":""},{"$f":"OFFSET(INDIRECT($B80),0,MATCH('Output Escalated'!H$1,'Review Inputs'!$M$8:$Q$8)+1)","v":""},{"$f":"OFFSET(INDIRECT($B80),0,MATCH('Output Escalated'!I$1,'Review Inputs'!$M$8:$Q$8)+1)","v":""},{"$f":"OFFSET(INDIRECT($B80),0,MATCH('Output Escalated'!J$1,'Review Inputs'!$M$8:$Q$8)+1)","v":""},{"$f":"OFFSET(INDIRECT($B80),0,MATCH('Output Escalated'!K$1,'Review Inputs'!$M$8:$Q$8)+1)","v":""},{"$f":"AVERAGE(I229:K229)","v":{"$error":"#DIV/0!"}},{"$f":"L229","v":{"$error":"#DIV/0!"}},{"$error":"#DIV/0!"},{"$error":"#DIV/0!"},{"$error":"#DIV/0!"},{"$error":"#DIV/0!"},{"$error":"#DIV/0!"},{"$error":"#DIV/0!"},{"$error":"#DIV/0!"},{"$error":"#DIV/0!"},{"$error":"#DIV/0!"},{"$error":"#DIV/0!"},{"$error":"#DIV/0!"},{"$error":"#DIV/0!"},{"$error":"#DIV/0!"},{"$error":"#DIV/0!"},{"$error":"#DIV/0!"},{"$error":"#DIV/0!"},{"$error":"#DIV/0!"},{"$error":"#DIV/0!"},{"$error":"#DIV/0!"},{"$error":"#DIV/0!"},{"$error":"#DIV/0!"},{"$error":"#DIV/0!"},{"$error":"#DIV/0!"},{"$error":"#DIV/0!"}]
[null,{"$f":"'Review Inputs'!B87","v":"p_input102"},"eb_input102","Total Residential Customers Served on Impacted Feeders (momentary)","#","none",{"$f":"OFFSET(INDIRECT($B81),0,MATCH('Output Escalated'!G$1,'Review Inputs'!$M$8:$Q$8)+1)","v":""},{"$f":"OFFSET(INDIRECT($B81),0,MATCH('Output Escalated'!H$1,'Review Inputs'!$M$8:$Q$8)+1)","v":""},{"$f":"OFFSET(INDIRECT($B81),0,MATCH('Output Escalated'!I$1,'Review Inputs'!$M$8:$Q$8)+1)","v":""},{"$f":"OFFSET(INDIRECT($B81),0,MATCH('Output Escalated'!J$1,'Review Inputs'!$M$8:$Q$8)+1)","v":""},{"$f":"OFFSET(INDIRECT($B81),0,MATCH('Output Escalated'!K$1,'Review Inputs'!$M$8:$Q$8)+1)","v":""},{"$error":"#VALUE!"},{"$f":"L230*(1+INDIRECT(\"esc_factor_\"&$F230))","v":{"$error":"#VALUE!"}},{"$error":"#VALUE!"},{"$error":"#VALUE!"},{"$error":"#VALUE!"},{"$error":"#VALUE!"},{"$error":"#VALUE!"},{"$error":"#VALUE!"},{"$error":"#VALUE!"},{"$error":"#VALUE!"},{"$error":"#VALUE!"},{"$error":"#VALUE!"},{"$error":"#VALUE!"},{"$error":"#VALUE!"},{"$error":"#VALUE!"},{"$error":"#VALUE!"},{"$f":"AA230*(1+INDIRECT(\"esc_factor_\"&$F230))","v":{"$error":"#VALUE!"}},{"$error":"#VALUE!"},{"$error":"#VALUE!"},{"$error":"#VALUE!"},{"$error":"#VALUE!"},{"$error":"#VALUE!"},{"$error":"#VALUE!"},{"$error":"#VALUE!"},{"$error":"#VALUE!"},{"$error":"#VALUE!"}]
[null,{"$f":"'Review Inputs'!B88","v":"p_input103"},"eb_input103","Total Commercial Customers Served on Impacted Feeders (momentary)","#","none",{"$f":"OFFSET(INDIRECT($B82),0,MATCH('Output Escalated'!G$1,'Review Inputs'!$M$8:$Q$8)+1)","v":""},{"$f":"OFFSET(INDIRECT($B82),0,MATCH('Output Escalated'!H$1,'Review Inputs'!$M$8:$Q$8)+1)","v":""},{"$f":"OFFSET(INDIRECT($B82),0,MATCH('Output Escalated'!I$1,'Review Inputs'!$M$8:$Q$8)+1)","v":""},{"$f":"OFFSET(INDIRECT($B82),0,MATCH('Output Escalated'!J$1,'Review Inputs'!$M$8:$Q$8)+1)","v":""},{"$f":"OFFSET(INDIRECT($B82),0,MATCH('Output Escalated'!K$1,'Review Inputs'!$M$8:$Q$8)+1)","v":""},{"$error":"#VALUE!"},{"$f":"L231*(1+INDIRECT(\"esc_factor_\"&$F231))","v":{"$error":"#VALUE!"}},{"$error":"#VALUE!"},{"$error":"#VALUE!"},{"$error":"#VALUE!"},{"$error":"#VALUE!"},{"$error":"#VALUE!"},{"$error":"#VALUE!"},{"$error":"#VALUE!"},{"$error":"#VALUE!"},{"$error":"#VALUE!"},{"$error":"#VALUE!"},{"$error":"#VALUE!"},{"$error":"#VALUE!"},{"$error":"#VALUE!"},{"$error":"#VALUE!"},{"$f":"AA231*(1+INDIRECT(\"esc_factor_\"&$F231))","v":{"$error":"#VALUE!"}},{"$error":"#VALUE!"},{"$error":"#VALUE!"},{"$error":"#VALUE!"},{"$error":"#VALUE!"},{"$error":"#VALUE!"},{"$error":"#VALUE!"},{"$error":"#VALUE!"},{"$error":"#VALUE!"},{"$error":"#VALUE!"}]
[null,{"$f":"'Review Inputs'!B89","v":"p_input104"},"eb_input104","Total Industrial Customers Served on Impacted Feeders (momentary)","#","none",{"$f":"OFFSET(INDIRECT($B83),0,MATCH('Output Escalated'!G$1,'Review Inputs'!$M$8:$Q$8)+1)","v":""},{"$f":"OFFSET(INDIRECT($B83),0,MATCH('Output Escalated'!H$1,'Review Inputs'!$M$8:$Q$8)+1)","v":""},{"$f":"OFFSET(INDIRECT($B83),0,MATCH('Output Escalated'!I$1,'Review Inputs'!$M$8:$Q$8)+1)","v":""},{"$f":"OFFSET(INDIRECT($B83),0,MATCH('Output Escalated'!J$1,'Review Inputs'!$M$8:$Q$8)+1)","v":""},{"$f":"OFFSET(INDIRECT($B83),0,MATCH('Output Escalated'!K$1,'Review Inputs'!$M$8:$Q$8)+1)","v":""},{"$error":"#VALUE!"},{"$f":"L232*(1+INDIRECT(\"esc_factor_\"&$F232))","v":{"$error":"#VALUE!"}},{"$error":"#VALUE!"},{"$error":"#VALUE!"},{"$error":"#VALUE!"},{"$error":"#VALUE!"},{"$error":"#VALUE!"},{"$error":"#VALUE!"},{"$error":"#VALUE!"},{"$error":"#VALUE!"},{"$error":"#VALUE!"},{"$error":"#VALUE!"},{"$error":"#VALUE!"},{"$error":"#VALUE!"},{"$error":"#VALUE!"},{"$error":"#VALUE!"},{"$f":"AA232*(1+INDIRECT(\"esc_factor_\"&$F232))","v":{"$error":"#VALUE!"}},{"$error":"#VALUE!"},{"$error":"#VALUE!"},{"$error":"#VALUE!"},{"$error":"#VALUE!"},{"$error":"#VALUE!"},{"$error":"#VALUE!"},{"$error":"#VALUE!"},{"$error":"#VALUE!"},{"$error":"#VALUE!"}]
[null,{"$f":"'Review Inputs'!B90","v":"p_input63"},"eb_input63","Number of High Impedance Faults Cleared","# of events",{"$f":"OFFSET(INDIRECT(C84),0,2)","v":"none"},{"$f":"OFFSET(INDIRECT($B84),0,MATCH('Output Escalated'!G$1,'Review Inputs'!$M$8:$Q$8)+1)","v":""},{"$f":"OFFSET(INDIRECT($B84),0,MATCH('Output Escalated'!H$1,'Review Inputs'!$M$8:$Q$8)+1)","v":""},{"$f":"OFFSET(INDIRECT($B84),0,MATCH('Output Escalated'!I$1,'Review Inputs'!$M$8:$Q$8)+1)","v":""},{"$f":"OFFSET(INDIRECT($B84),0,MATCH('Output Escalated'!J$1,'Review Inputs'!$M$8:$Q$8)+1)","v":""},{"$f":"OFFSET(INDIRECT($B84),0,MATCH('Output Escalated'!K$1,'Review Inputs'!$M$8:$Q$8)+1)","v":""},{"$error":"#VALUE!"},{"$f":"L233*(1+INDIRECT(\"esc_factor_\"&$F233))","v":{"$error":"#VALUE!"}},{"$error":"#VALUE!"},{"$error":"#VALUE!"},{"$error":"#VALUE!"},{"$error":"#VALUE!"},{"$error":"#VALUE!"},{"$error":"#VALUE!"},{"$error":"#VALUE!"},{"$error":"#VALUE!"},{"$error":"#VALUE!"},{"$error":"#VALUE!"},{"$error":"#VALUE!"},{"$error":"#VALUE!"},{"$error":"#VALUE!"},{"$error":"#VALUE!"},{"$f":"AA233*(1+INDIRECT(\"esc_factor_\"&$F233))","v":{"$error":"#VALUE!"}},{"$error":"#VALUE!"},{"$error":"#VALUE!"},{"$error":"#VALUE!"},{"$error":"#VALUE!"},{"$error":"#VALUE!"},{"$error":"#VALUE!"},{"$error":"#VALUE!"},{"$error":"#VALUE!"},{"$error":"#VALUE!"}]
[null,{"$f":"'Review Inputs'!B91","v":"p_input64"},"eb_input64","Value of Service - Sags & Swells","$/event","inflation",{"$f":"OFFSET(INDIRECT($B85),0,MATCH('Output Escalated'!G$1,'Review Inputs'!$M$8:$Q$8)+1)","v":""},{"$f":"OFFSET(INDIRECT($B85),0,MATCH('Output Escalated'!H$1,'Review Inputs'!$M$8:$Q$8)+1)","v":""},{"$f":"OFFSET(INDIRECT($B85),0,MATCH('Output Escalated'!I$1,'Review Inputs'!$M$8:$Q$8)+1)","v":""},{"$f":"OFFSET(INDIRECT($B85),0,MATCH('Output Escalated'!J$1,'Review Inputs'!$M$8:$Q$8)+1)","v":""},{"$f":"OFFSET(INDIRECT($B85),0,MATCH('Output Escalated'!K$1,'Review Inputs'!$M$8:$Q$8)+1)","v":""},{"$error":"#VALUE!"},{"$f":"L234*(1+INDIRECT(\"esc_factor_\"&$F234))","v":{"$error":"#VALUE!"}},{"$error":"#VALUE!"},{"$error":"#VALUE!"},{"$error":"#VALUE!"},{"$error":"#VALUE!"},{"$error":"#VALUE!"},{"$error":"#VALUE!"},{"$error":"#VALUE!"},{"$error":"#VALUE!"},{"$error":"#VALUE!"},{"$error":"#VALUE!"},{"$error":"#VALUE!"},{"$error":"#VALUE!"},{"$error":"#VALUE!"},{"$error":"#VALUE!"},{"$f":"AA234*(1+INDIRECT(\"esc_factor_\"&$F234))","v":{"$error":"#VALUE!"}},{"$error":"#VALUE!"},{"$error":"#VALUE!"},{"$error":"#VALUE!"},{"$error":"#VALUE!"},{"$error":"#VALUE!"},{"$error":"#VALUE!"},{"$error":"#VALUE!"},{"$error":"#VALUE!"},{"$error":"#VALUE!"}]
[null,{"$f":"'Review Inputs'!B92","v":"p_input65"},"eb_input65","Truck Rolls","# of events","none",{"$f":"OFFSET(INDIRECT($B86),0,MATCH('Output Escalated'!G$1,'Review Inputs'!$M$8:$Q$8)+1)","v":""},{"$f":"OFFSET(INDIRECT($B86),0,MATCH('Output Escalated'!H$1,'Review Inputs'!$M$8:$Q$8)+1)","v":""},{"$f":"OFFSET(INDIRECT($B86),0,MATCH('Output Escalated'!I$1,'Review Inputs'!$M$8:$Q$8)+1)","v":""},{"$f":"OFFSET(INDIRECT($B86),0,MATCH('Output Escalated'!J$1,'Review Inputs'!$M$8:$Q$8)+1)","v":""},{"$f":"OFFSET(INDIRECT($B86),0,MATCH('Output Escalated'!K$1,'Review Inputs'!$M$8:$Q$8)+1)","v":""},{"$error":"#VALUE!"},{"$f":"L235*(1+INDIRECT(\"esc_factor_\"&$F235))","v":{"$error":"#VALUE!"}},{"$error":"#VALUE!"},{"$error":"#VALUE!"},{"$error":"#VALUE!"},{"$error":"#VALUE!"},{"$error":"#VALUE!"},{"$error":"#VALUE!"},{"$error":"#VALUE!"},{"$error":"#VALUE!"},{"$error":"#VALUE!"},{"$error":"#VALUE!"},{"$error":"#VALUE!"},{"$error":"#VALUE!"},{"$error":"#VALUE!"},{"$error":"#VALUE!"},{"$f":"AA235*(1+INDIRECT(\"esc_factor_\"&$F235))","v":{"$error":"#VALUE!"}},{"$error":"#VALUE!"},{"$error":"#VALUE!"},{"$error":"#VALUE!"},{"$error":"#VALUE!"},{"$error":"#VALUE!"},{"$error":"#VALUE!"},{"$error":"#VALUE!"},{"$error":"#VALUE!"},{"$error":"#VALUE!"}]
[null,{"$f":"'Review Inputs'!B93","v":"p_input66"},"eb_input66","Average Miles Travelled per Truck Roll","miles/event","none",{"$f":"OFFSET(INDIRECT($B87),0,MATCH('Output Escalated'!G$1,'Review Inputs'!$M$8:$Q$8)+1)","v":""},{"$f":"OFFSET(INDIRECT($B87),0,MATCH('Output Escalated'!H$1,'Review Inputs'!$M$8:$Q$8)+1)","v":""},{"$f":"OFFSET(INDIRECT($B87),0,MATCH('Output Escalated'!I$1,'Review Inputs'!$M$8:$Q$8)+1)","v":""},{"$f":"OFFSET(INDIRECT($B87),0,MATCH('Output Escalated'!J$1,'Review Inputs'!$M$8:$Q$8)+1)","v":""},{"$f":"OFFSET(INDIRECT($B87),0,MATCH('Output Escalated'!K$1,'Review Inputs'!$M$8:$Q$8)+1)","v":""},{"$error":"#VALUE!"},{"$f":"L236*(1+INDIRECT(\"esc_factor_\"&$F236))","v":{"$error":"#VALUE!"}},{"$error":"#VALUE!"},{"$error":"#VALUE!"},{"$error":"#VALUE!"},{"$error":"#VALUE!"},{"$error":"#VALUE!"},{"$error":"#VALUE!"},{"$error":"#VALUE!"},{"$error":"#VALUE!"},{"$error":"#VALUE!"},{"$error":"#VALUE!"},{"$error":"#VALUE!"},{"$error":"#VALUE!"},{"$error":"#VALUE!"},{"$error":"#VALUE!"},{"$f":"AA236*(1+INDIRECT(\"esc_factor_\"&$F236))","v":{"$error":"#VALUE!"}},{"$error":"#VALUE!"},{"$error":"#VALUE!"},{"$error":"#VALUE!"},{"$error":"#VALUE!"},{"$error":"#VALUE!"},{"$error":"#VALUE!"},{"$error":"#VALUE!"},{"$error":"#VALUE!"},{"$error":"#VALUE!"}]
[null,{"$f":"'Review Inputs'!B94","v":"p_input67"},"eb_input67","Average Fuel Efficiency for Truck Roll Vehicle","miles/gallon","none",{"$f":"OFFSET(INDIRECT($B88),0,MATCH('Output Escalated'!G$1,'Review Inputs'!$M$8:$Q$8)+1)","v":""},{"$f":"OFFSET(INDIRECT($B88),0,MATCH('Output Escalated'!H$1,'Review Inputs'!$M$8:$Q$8)+1)","v":""},{"$f":"OFFSET(INDIRECT($B88),0,MATCH('Output Escalated'!I$1,'Review Inputs'!$M$8:$Q$8)+1)","v":""},{"$f":"OFFSET(INDIRECT($B88),0,MATCH('Output Escalated'!J$1,'Review Inputs'!$M$8:$Q$8)+1)","v":""},{"$f":"OFFSET(INDIRECT($B88),0,MATCH('Output Escalated'!K$1,'Review Inputs'!$M$8:$Q$8)+1)","v":""},{"$error":"#VALUE!"},{"$f":"L237*(1+INDIRECT(\"esc_factor_\"&$F237))","v":{"$error":"#VALUE!"}},{"$error":"#VALUE!"},{"$error":"#VALUE!"},{"$error":"#VALUE!"},{"$error":"#VALUE!"},{"$error":"#VALUE!"},{"$error":"#VALUE!"},{"$error":"#VALUE!"},{"$error":"#VALUE!"},{"$error":"#VALUE!"},{"$error":"#VALUE!"},{"$error":"#VALUE!"},{"$error":"#VALUE!"},{"$error":"#VALUE!"},{"$error":"#VALUE!"},{"$f":"AA237*(1+INDIRECT(\"esc_factor_\"&$F237))","v":{"$error":"#VALUE!"}},{"$error":"#VALUE!"},{"$error":"#VALUE!"},{"$error":"#VALUE!"},{"$error":"#VALUE!"},{"$error":"#VALUE!"},{"$error":"#VALUE!"},{"$error":"#VALUE!"},{"$error":"#VALUE!"},{"$error":"#VALUE!"}]
[null,{"$f":"'Review Inputs'!B95","v":"p_input84"},"eb_input84","Number of Feeder Switching or Maintenance Operations Completed","# of events","none",{"$f":"OFFSET(INDIRECT($B89),0,MATCH('Output Escalated'!G$1,'Review Inputs'!$M$8:$Q$8)+1)","v":""},{"$f":"OFFSET(INDIRECT($B89),0,MATCH('Output Escalated'!H$1,'Review Inputs'!$M$8:$Q$8)+1)","v":""},{"$f":"OFFSET(INDIRECT($B89),0,MATCH('Output Escalated'!I$1,'Review Inputs'!$M$8:$Q$8)+1)","v":""},{"$f":"OFFSET(INDIRECT($B89),0,MATCH('Output Escalated'!J$1,'Review Inputs'!$M$8:$Q$8)+1)","v":""},{"$f":"OFFSET(INDIRECT($B89),0,MATCH('Output Escalated'!K$1,'Review Inputs'!$M$8:$Q$8)+1)","v":""},{"$error":"#VALUE!"},{"$f":"L238*(1+INDIRECT(\"esc_factor_\"&$F238))","v":{"$error":"#VALUE!"}},{"$error":"#VALUE!"},{"$error":"#VALUE!"},{"$error":"#VALUE!"},{"$error":"#VALUE!"},{"$error":"#VALUE!"},{"$error":"#VALUE!"},{"$error":"#VALUE!"},{"$error":"#VALUE!"},{"$error":"#VALUE!"},{"$error":"#VALUE!"},{"$error":"#VALUE!"},{"$error":"#VALUE!"},{"$error":"#VALUE!"},{"$error":"#VALUE!"},{"$f":"AA238*(1+INDIRECT(\"esc_factor_\"&$F238))","v":{"$error":"#VALUE!"}},{"$error":"#VALUE!"},{"$error":"#VALUE!"},{"$error":"#VALUE!"},{"$error":"#VALUE!"},{"$error":"#VALUE!"},{"$error":"#VALUE!"},{"$error":"#VALUE!"},{"$error":"#VALUE!"},{"$error":"#VALUE!"}]
[null,{"$f":"'Review Inputs'!B96","v":"p_input85"},"eb_input85","Average Miles Traveled per Switching or Maintenance Operation","miles/event","none",{"$f":"OFFSET(INDIRECT($B90),0,MATCH('Output Escalated'!G$1,'Review Inputs'!$M$8:$Q$8)+1)","v":""},{"$f":"OFFSET(INDIRECT($B90),0,MATCH('Output Escalated'!H$1,'Review Inputs'!$M$8:$Q$8)+1)","v":""},{"$f":"OFFSET(INDIRECT($B90),0,MATCH('Output Escalated'!I$1,'Review Inputs'!$M$8:$Q$8)+1)","v":""},{"$f":"OFFSET(INDIRECT($B90),0,MATCH('Output Escalated'!J$1,'Review Inputs'!$M$8:$Q$8)+1)","v":""},{"$f":"OFFSET(INDIRECT($B90),0,MATCH('Output Escalated'!K$1,'Review Inputs'!$M$8:$Q$8)+1)","v":""},{"$error":"#VALUE!"},{"$f":"L239*(1+INDIRECT(\"esc_factor_\"&$F239))","v":{"$error":"#VALUE!"}},{"$error":"#VALUE!"},{"$error":"#VALUE!"},{"$error":"#VALUE!"},{"$error":"#VALUE!"},{"$error":"#VALUE!"},{"$error":"#VALUE!"},{"$f":"S239*(1+INDIRECT(\"esc_factor_\"&$F239))","v":{"$error":"#VALUE!"}},{"$error":"#VALUE!"},{"$error":"#VALUE!"},{"$error":"#VALUE!"},{"$error":"#VALUE!"},{"$error":"#VALUE!"},{"$error":"#VALUE!"},{"$error":"#VALUE!"},{"$error":"#VALUE!"},{"$error":"#VALUE!"},{"$error":"#VALUE!"},{"$error":"#VALUE!"},{"$error":"#VALUE!"},{"$error":"#VALUE!"},{"$error":"#VALUE!"},{"$error":"#VALUE!"},{"$error":"#VALUE!"},{"$error":"#VALUE!"}]
[null,{"$f":"'Review Inputs'!B97","v":"p_input86"},"eb_input86","Average Fuel Efficiency for Feeder Service Vehicle","miles/gallon","none",{"$f":"OFFSET(INDIRECT($B91),0,MATCH('Output Escalated'!G$1,'Review Inputs'!$M$8:$Q$8)+1)","v":""},{"$f":"OFFSET(INDIRECT($B91),0,MATCH('Output Escalated'!H$1,'Review Inputs'!$M$8:$Q$8)+1)","v":""},{"$f":"OFFSET(INDIRECT($B91),0,MATCH('Output Escalated'!I$1,'Review Inputs'!$M$8:$Q$8)+1)","v":""},{"$f":"OFFSET(INDIRECT($B91),0,MATCH('Output Escalated'!J$1,'Review Inputs'!$M$8:$Q$8)+1)","v":""},{"$f":"OFFSET(INDIRECT($B91),0,MATCH('Output Escalated'!K$1,'Review Inputs'!$M$8:$Q$8)+1)","v":""},{"$error":"#VALUE!"},{"$f":"L240*(1+INDIRECT(\"esc_factor_\"&$F240))","v":{"$error":"#VALUE!"}},{"$error":"#VALUE!"},{"$error":"#VALUE!"},{"$error":"#VALUE!"},{"$error":"#VALUE!"},{"$error":"#VALUE!"},{"$error":"#VALUE!"},{"$error":"#VALUE!"},{"$error":"#VALUE!"},{"$error":"#VALUE!"},{"$error":"#VALUE!"},{"$error":"#VALUE!"},{"$error":"#VALUE!"},{"$error":"#VALUE!"},{"$error":"#VALUE!"},{"$error":"#VALUE!"},{"$error":"#VALUE!"},{"$error":"#VALUE!"},{"$error":"#VALUE!"},{"$error":"#VALUE!"},{"$error":"#VALUE!"},{"$error":"#VALUE!"},{"$error":"#VALUE!"},{"$error":"#VALUE!"},{"$error":"#VALUE!"}]
[null,{"$f":"'Review Inputs'!B98","v":"p_input87"},"eb_input87","Number of Diagnosis /Notification Operations Completed","# of events","none",{"$f":"OFFSET(INDIRECT($B92),0,MATCH('Output Escalated'!G$1,'Review Inputs'!$M$8:$Q$8)+1)","v":""},{"$f":"OFFSET(INDIRECT($B92),0,MATCH('Output Escalated'!H$1,'Review Inputs'!$M$8:$Q$8)+1)","v":""},{"$f":"OFFSET(INDIRECT($B92),0,MATCH('Output Escalated'!I$1,'Review Inputs'!$M$8:$Q$8)+1)","v":""},{"$f":"OFFSET(INDIRECT($B92),0,MATCH('Output Escalated'!J$1,'Review Inputs'!$M$8:$Q$8)+1)","v":""},{"$f":"OFFSET(INDIRECT($B92),0,MATCH('Output Escalated'!K$1,'Review Inputs'!$M$8:$Q$8)+1)","v":""},{"$error":"#VALUE!"},{"$f":"L241*(1+INDIRECT(\"esc_factor_\"&$F241))","v":{"$error":"#VALUE!"}},{"$error":"#VALUE!"},{"$error":"#VALUE!"},{"$error":"#VALUE!"},{"$error":"#VALUE!"},{"$error":"#VALUE!"},{"$error":"#VALUE!"},{"$error":"#VALUE!"},{"$error":"#VALUE!"},{"$error":"#VALUE!"},{"$error":"#VALUE!"},{"$error":"#VALUE!"},{"$error":"#VALUE!"},{"$error":"#VALUE!"},{"$error":"#VALUE!"},{"$error":"#VALUE!"},{"$error":"#VALUE!"},{"$error":"#VALUE!"},{"$error":"#VALUE!"},{"$error":"#VALUE!"},{"$error":"#VALUE!"},{"$error":"#VALUE!"},{"$error":"#VALUE!"},{"$error":"#VALUE!"},{"$error":"#VALUE!"}]
[null,{"$f":"'Review Inputs'!B99","v":"p_input88"},"eb_input88","Average Miles Traveled per Diagnosis /Notification Operation","miles/event","none",{"$f":"OFFSET(INDIRECT($B93),0,MATCH('Output Escalated'!G$1,'Review Inputs'!$M$8:$Q$8)+1)","v":""},{"$f":"OFFSET(INDIRECT($B93),0,MATCH('Output Escalated'!H$1,'Review Inputs'!$M$8:$Q$8)+1)","v":""},{"$f":"OFFSET(INDIRECT($B93),0,MATCH('Output Escalated'!I$1,'Review Inputs'!$M$8:$Q$8)+1)","v":""},{"$f":"OFFSET(INDIRECT($B93),0,MATCH('Output Escalated'!J$1,'Review Inputs'!$M$8:$Q$8)+1)","v":""},{"$f":"OFFSET(INDIRECT($B93),0,MATCH('Output Escalated'!K$1,'Review Inputs'!$M$8:$Q$8)+1)","v":""},{"$error":"#VALUE!"},{"$f":"L242*(1+INDIRECT(\"esc_factor_\"&$F242))","v":{"$error":"#VALUE!"}},{"$error":"#VALUE!"},{"$error":"#VALUE!"},{"$error":"#VALUE!"},{"$error":"#VALUE!"},{"$error":"#VALUE!"},{"$error":"#VALUE!"},{"$error":"#VALUE!"},{"$error":"#VALUE!"},{"$error":"#VALUE!"},{"$error":"#VALUE!"},{"$error":"#VALUE!"},{"$error":"#VALUE!"},{"$error":"#VALUE!"},{"$error":"#VALUE!"},{"$error":"#VALUE!"},{"$error":"#VALUE!"},{"$error":"#VALUE!"},{"$error":"#VALUE!"},{"$error":"#VALUE!"},{"$error":"#VALUE!"},{"$error":"#VALUE!"},{"$error":"#VALUE!"},{"$error":"#VALUE!"},{"$error":"#VALUE!"}]
[null,{"$f":"'Review Inputs'!B100","v":"p_input89"},"eb_input89","Average Fuel Efficiency for Diagnosis /Notification Service Vehicle","miles/gallon","none",{"$f":"OFFSET(INDIRECT($B94),0,MATCH('Output Escalated'!G$1,'Review Inputs'!$M$8:$Q$8)+1)","v":""},{"$f":"OFFSET(INDIRECT($B94),0,MATCH('Output Escalated'!H$1,'Review Inputs'!$M$8:$Q$8)+1)","v":""},{"$f":"OFFSET(INDIRECT($B94),0,MATCH('Output Escalated'!I$1,'Review Inputs'!$M$8:$Q$8)+1)","v":""},{"$f":"OFFSET(INDIRECT($B94),0,MATCH('Output Escalated'!J$1,'Review Inputs'!$M$8:$Q$8)+1)","v":""},{"$f":"OFFSET(INDIRECT($B94),0,MATCH('Output Escalated'!K$1,'Review Inputs'!$M$8:$Q$8)+1)","v":""},{"$error":"#VALUE!"},{"$f":"L243*(1+INDIRECT(\"esc_factor_\"&$F243))","v":{"$error":"#VALUE!"}},{"$error":"#VALUE!"},{"$error":"#VALUE!"},{"$error":"#VALUE!"},{"$error":"#VALUE!"},{"$error":"#VALUE!"},{"$error":"#VALUE!"},{"$error":"#VALUE!"},{"$error":"#VALUE!"},{"$error":"#VALUE!"},{"$error":"#VALUE!"},{"$error":"#VALUE!"},{"$error":"#VALUE!"},{"$error":"#VALUE!"},{"$error":"#VALUE!"},{"$error":"#VALUE!"},{"$error":"#VALUE!"},{"$error":"#VALUE!"},{"$error":"#VALUE!"},{"$error":"#VALUE!"},{"$error":"#VALUE!"},{"$error":"#VALUE!"},{"$error":"#VALUE!"},{"$error":"#VALUE!"},{"$error":"#VALUE!"}]
[null,{"$f":"'Review Inputs'!B101","v":"p_input90"},"eb_input90","Number of Meter Reading Operations","# of events","population",{"$f":"OFFSET(INDIRECT($B95),0,MATCH('Output Escalated'!G$1,'Review Inputs'!$M$8:$Q$8)+1)","v":""},{"$f":"OFFSET(INDIRECT($B95),0,MATCH('Output Escalated'!H$1,'Review Inputs'!$M$8:$Q$8)+1)","v":""},{"$f":"OFFSET(INDIRECT($B95),0,MATCH('Output Escalated'!I$1,'Review Inputs'!$M$8:$Q$8)+1)","v":""},{"$f":"OFFSET(INDIRECT($B95),0,MATCH('Output Escalated'!J$1,'Review Inputs'!$M$8:$Q$8)+1)","v":""},{"$f":"OFFSET(INDIRECT($B95),0,MATCH('Output Escalated'!K$1,'Review Inputs'!$M$8:$Q$8)+1)","v":""},{"$error":"#VALUE!"},{"$f":"L244*(1+INDIRECT(\"esc_factor_\"&$F244))","v":{"$error":"#VALUE!"}},{"$error":"#VALUE!"},{"$error":"#VALUE!"},{"$error":"#VALUE!"},{"$error":"#VALUE!"},{"$error":"#VALUE!"},{"$error":"#VALUE!"},{"$error":"#VALUE!"},{"$error":"#VALUE!"},{"$error":"#VALUE!"},{"$error":"#VALUE!"},{"$error":"#VALUE!"},{"$error":"#VALUE!"},{"$error":"#VALUE!"},{"$error":"#VALUE!"},{"$error":"#VALUE!"},{"$error":"#VALUE!"},{"$error":"#VALUE!"},{"$error":"#VALUE!"},{"$error":"#VALUE!"},{"$error":"#VALUE!"},{"$error":"#VALUE!"},{"$error":"#VALUE!"},{"$error":"#VALUE!"},{"$error":"#VALUE!"}]
[null,{"$f":"'Review Inputs'!B102","v":"p_input91"},"eb_input91","Average Miles Traveled per meter read","miles/event","none",{"$f":"OFFSET(INDIRECT($B96),0,MATCH('Output Escalated'!G$1,'Review Inputs'!$M$8:$Q$8)+1)","v":""},{"$f":"OFFSET(INDIRECT($B96),0,MATCH('Output Escalated'!H$1,'Review Inputs'!$M$8:$Q$8)+1)","v":""},{"$f":"OFFSET(INDIRECT($B96),0,MATCH('Output Escalated'!I$1,'Review Inputs'!$M$8:$Q$8)+1)","v":""},{"$f":"OFFSET(INDIRECT($B96),0,MATCH('Output Escalated'!J$1,'Review Inputs'!$M$8:$Q$8)+1)","v":""},{"$f":"OFFSET(INDIRECT($B96),0,MATCH('Output Escalated'!K$1,'Review Inputs'!$M$8:$Q$8)+1)","v":""},{"$error":"#VALUE!"},{"$f":"L245*(1+INDIRECT(\"esc_factor_\"&$F245))","v":{"$error":"#VALUE!"}},{"$error":"#VALUE!"},{"$error":"#VALUE!"},{"$error":"#VALUE!"},{"$error":"#VALUE!"},{"$error":"#VALUE!"},{"$error":"#VALUE!"},{"$error":"#VALUE!"},{"$error":"#VALUE!"},{"$error":"#VALUE!"},{"$error":"#VALUE!"},{"$error":"#VALUE!"},{"$error":"#VALUE!"},{"$error":"#VALUE!"},{"$error":"#VALUE!"},{"$error":"#VALUE!"},{"$error":"#VALUE!"},{"$error":"#VALUE!"},{"$error":"#VALUE!"},{"$error":"#VALUE!"},{"$error":"#VALUE!"},{"$error":"#VALUE!"},{"$error":"#VALUE!"},{"$error":"#VALUE!"},{"$error":"#VALUE!"}]
[null,{"$f":"'Review Inputs'!B103","v":"p_input92"},"eb_input92","Average Fuel Efficiency for Real-Time Load Measurement/Management Service Vehicle","miles/gallon","none",{"$f":"OFFSET(INDIRECT($B97),0,MATCH('Output Escalated'!G$1,'Review Inputs'!$M$8:$Q$8)+1)","v":""},{"$f":"OFFSET(INDIRECT($B97),0,MATCH('Output Escalated'!H$1,'Review Inputs'!$M$8:$Q$8)+1)","v":""},{"$f":"OFFSET(INDIRECT($B97),0,MATCH('Output Escalated'!I$1,'Review Inputs'!$M$8:$Q$8)+1)","v":""},{"$f":"OFFSET(INDIRECT($B97),0,MATCH('Output Escalated'!J$1,'Review Inputs'!$M$8:$Q$8)+1)","v":""},{"$f":"OFFSET(INDIRECT($B97),0,MATCH('Output Escalated'!K$1,'Review Inputs'!$M$8:$Q$8)+1)","v":""},{"$error":"#VALUE!"},{"$f":"L246*(1+INDIRECT(\"esc_factor_\"&$F246))","v":{"$error":"#VALUE!"}},{"$error":"#VALUE!"},{"$error":"#VALUE!"},{"$error":"#VALUE!"},{"$error":"#VALUE!"},{"$error":"#VALUE!"},{"$error":"#VALUE!"},{"$error":"#VALUE!"},{"$error":"#VALUE!"},{"$error":"#VALUE!"},{"$error":"#VALUE!"},{"$error":"#VALUE!"},{"$error":"#VALUE!"},{"$error":"#VALUE!"},{"$error":"#VALUE!"},{"$error":"#VALUE!"},{"$error":"#VALUE!"},{"$error":"#VALUE!"},{"$error":"#VALUE!"},{"$error":"#VALUE!"},{"$error":"#VALUE!"},{"$error":"#VALUE!"},{"$error":"#VALUE!"},{"$error":"#VALUE!"},{"$error":"#VALUE!"}]
[null,{"$f":"'Review Inputs'!B104","v":"p_input93"},"eb_input93","kWh of Electricity Consumed by PEVs","kWh","population",{"$f":"OFFSET(INDIRECT($B98),0,MATCH('Output Escalated'!G$1,'Review Inputs'!$M$8:$Q$8)+1)","v":""},{"$f":"OFFSET(INDIRECT($B98),0,MATCH('Output Escalated'!H$1,'Review Inputs'!$M$8:$Q$8)+1)","v":""},{"$f":"OFFSET(INDIRECT($B98),0,MATCH('Output Escalated'!I$1,'Review Inputs'!$M$8:$Q$8)+1)","v":""},{"$f":"OFFSET(INDIRECT($B98),0,MATCH('Output Escalated'!J$1,'Review Inputs'!$M$8:$Q$8)+1)","v":""},{"$f":"OFFSET(INDIRECT($B98),0,MATCH('Output Escalated'!K$1,'Review Inputs'!$M$8:$Q$8)+1)","v":""},{"$error":"#VALUE!"},{"$f":"L247*(1+INDIRECT(\"esc_factor_\"&$F247))","v":{"$error":"#VALUE!"}},{"$error":"#VALUE!"},{"$error":"#VALUE!"},{"$error":"#VALUE!"},{"$error":"#VALUE!"},{"$error":"#VALUE!"},{"$error":"#VALUE!"},{"$error":"#VALUE!"},{"$error":"#VALUE!"},{"$error":"#VALUE!"},{"$error":"#VALUE!"},{"$error":"#VALUE!"},{"$error":"#VALUE!"},{"$error":"#VALUE!"},{"$error":"#VALUE!"},{"$error":"#VALUE!"},{"$error":"#VALUE!"},{"$error":"#VALUE!"},{"$error":"#VALUE!"},{"$error":"#VALUE!"},{"$error":"#VALUE!"},{"$error":"#VALUE!"},{"$error":"#VALUE!"},{"$error":"#VALUE!"},{"$error":"#VALUE!"}]
[null,{"$f":"'Review Inputs'!B105","v":"p_input94"},"eb_input94","Electricity to Fuel Conversion Factor","gallons/kWh","none",{"$f":"OFFSET(INDIRECT($B99),0,MATCH('Output Escalated'!G$1,'Review Inputs'!$M$8:$Q$8)+1)","v":""},{"$f":"OFFSET(INDIRECT($B99),0,MATCH('Output Escalated'!H$1,'Review Inputs'!$M$8:$Q$8)+1)","v":""},{"$f":"OFFSET(INDIRECT($B99),0,MATCH('Output Escalated'!I$1,'Review Inputs'!$M$8:$Q$8)+1)","v":""},{"$f":"OFFSET(INDIRECT($B99),0,MATCH('Output Escalated'!J$1,'Review Inputs'!$M$8:$Q$8)+1)","v":""},{"$f":"OFFSET(INDIRECT($B99),0,MATCH('Output Escalated'!K$1,'Review Inputs'!$M$8:$Q$8)+1)","v":""},{"$error":"#VALUE!"},{"$f":"L248*(1+INDIRECT(\"esc_factor_\"&$F248))","v":{"$error":"#VALUE!"}},{"$error":"#VALUE!"},{"$error":"#VALUE!"},{"$error":"#VALUE!"},{"$error":"#VALUE!"},{"$error":"#VALUE!"},{"$error":"#VALUE!"},{"$error":"#VALUE!"},{"$error":"#VALUE!"},{"$error":"#VALUE!"},{"$error":"#VALUE!"},{"$error":"#VALUE!"},{"$error":"#VALUE!"},{"$error":"#VALUE!"},{"$error":"#VALUE!"},{"$error":"#VALUE!"},{"$error":"#VALUE!"},{"$error":"#VALUE!"},{"$error":"#VALUE!"},{"$error":"#VALUE!"},{"$error":"#VALUE!"},{"$error":"#VALUE!"},{"$error":"#VALUE!"},{"$error":"#VALUE!"},{"$error":"#VALUE!"}]
[null,{"$f":"'Review Inputs'!B106","v":"p_input68"},"eb_input68","CO2 Emissions per Gallon of Fuel","tons/gallon","none",{"$f":"OFFSET(INDIRECT($B100),0,MATCH('Output Escalated'!G$1,'Review Inputs'!$M$8:$Q$8)+1)","v":""},{"$f":"OFFSET(INDIRECT($B100),0,MATCH('Output Escalated'!H$1,'Review Inputs'!$M$8:$Q$8)+1)","v":""},{"$f":"OFFSET(INDIRECT($B100),0,MATCH('Output Escalated'!I$1,'Review Inputs'!$M$8:$Q$8)+1)","v":""},{"$f":"OFFSET(INDIRECT($B100),0,MATCH('Output Escalated'!J$1,'Review Inputs'!$M$8:$Q$8)+1)","v":""},{"$f":"OFFSET(INDIRECT($B100),0,MATCH('Output Escalated'!K$1,'Review Inputs'!$M$8:$Q$8)+1)","v":""},{"$f":"K249*(1+INDIRECT(\"esc_factor_\"&$F249))","v":{"$error":"#VALUE!"}},{"$f":"L249*(1+INDIRECT(\"esc_factor_\"&$F249))","v":{"$error":"#VALUE!"}},{"$error":"#VALUE!"},{"$error":"#VALUE!"},{"$error":"#VALUE!"},{"$error":"#VALUE!"},{"$error":"#VALUE!"},{"$error":"#VALUE!"},{"$error":"#VALUE!"},{"$error":"#VALUE!"},{"$error":"#VALUE!"},{"$error":"#VALUE!"},{"$error":"#VALUE!"},{"$error":"#VALUE!"},{"$error":"#VALUE!"},{"$error":"#VALUE!"},{"$error":"#VALUE!"},{"$error":"#VALUE!"},{"$error":"#VALUE!"},{"$error":"#VALUE!"},{"$error":"#VALUE!"},{"$error":"#VALUE!"},{"$error":"#VALUE!"},{"$error":"#VALUE!"},{"$error":"#VALUE!"},{"$error":"#VALUE!"}]
[null,{"$f":"'Review Inputs'!B107","v":"p_input70"},"eb_input70","CO2 Emissions  ","tons","none",{"$f":"OFFSET(INDIRECT($B101),0,MATCH('Output Escalated'!G$1,'Review Inputs'!$M$8:$Q$8)+1)","v":""},{"$f":"OFFSET(INDIRECT($B101),0,MATCH('Output Escalated'!H$1,'Review Inputs'!$M$8:$Q$8)+1)","v":""},{"$f":"OFFSET(INDIRECT($B101),0,MATCH('Output Escalated'!I$1,'Review Inputs'!$M$8:$Q$8)+1)","v":""},{"$f":"OFFSET(INDIRECT($B101),0,MATCH('Output Escalated'!J$1,'Review Inputs'!$M$8:$Q$8)+1)","v":""},{"$f":"OFFSET(INDIRECT($B101),0,MATCH('Output Escalated'!K$1,'Review Inputs'!$M$8:$Q$8)+1)","v":""},{"$error":"#VALUE!"},{"$f":"L250*(1+INDIRECT(\"esc_factor_\"&$F250))","v":{"$error":"#VALUE!"}},{"$error":"#VALUE!"},{"$error":"#VALUE!"},{"$error":"#VALUE!"},{"$error":"#VALUE!"},{"$error":"#VALUE!"},{"$error":"#VALUE!"},{"$error":"#VALUE!"},{"$error":"#VALUE!"},{"$error":"#VALUE!"},{"$error":"#VALUE!"},{"$error":"#VALUE!"},{"$error":"#VALUE!"},{"$error":"#VALUE!"},{"$error":"#VALUE!"},{"$error":"#VALUE!"},{"$error":"#VALUE!"},{"$error":"#VALUE!"},{"$error":"#VALUE!"},{"$error":"#VALUE!"},{"$error":"#VALUE!"},{"$error":"#VALUE!"},{"$error":"#VALUE!"},{"$error":"#VALUE!"},{"$error":"#VALUE!"}]
[null,{"$f":"'Review Inputs'!B108","v":"p_input71"},"eb_input71","Value of CO2","$/ton","inflation",{"$f":"OFFSET(INDIRECT($B102),0,MATCH('Output Escalated'!G$1,'Review Inputs'!$M$8:$Q$8)+1)","v":""},{"$f":"OFFSET(INDIRECT($B102),0,MATCH('Output Escalated'!H$1,'Review Inputs'!$M$8:$Q$8)+1)","v":""},{"$f":"OFFSET(INDIRECT($B102),0,MATCH('Output Escalated'!I$1,'Review Inputs'!$M$8:$Q$8)+1)","v":""},{"$f":"OFFSET(INDIRECT($B102),0,MATCH('Output Escalated'!J$1,'Review Inputs'!$M$8:$Q$8)+1)","v":""},{"$f":"OFFSET(INDIRECT($B102),0,MATCH('Output Escalated'!K$1,'Review Inputs'!$M$8:$Q$8)+1)","v":""},{"$error":"#VALUE!"},{"$f":"L251*(1+INDIRECT(\"esc_factor_\"&$F251))","v":{"$error":"#VALUE!"}},{"$error":"#VALUE!"},{"$error":"#VALUE!"},{"$error":"#VALUE!"},{"$error":"#VALUE!"},{"$error":"#VALUE!"},{"$error":"#VALUE!"},{"$error":"#VALUE!"},{"$error":"#VALUE!"},{"$error":"#VALUE!"},{"$error":"#VALUE!"},{"$error":"#VALUE!"},{"$error":"#VALUE!"},{"$error":"#VALUE!"},{"$error":"#VALUE!"},{"$error":"#VALUE!"},{"$error":"#VALUE!"},{"$error":"#VALUE!"},{"$error":"#VALUE!"},{"$error":"#VALUE!"},{"$error":"#VALUE!"},{"$error":"#VALUE!"},{"$error":"#VALUE!"},{"$error":"#VALUE!"},{"$error":"#VALUE!"}]
[null,{"$f":"'Review Inputs'!B109","v":"p_input72"},"eb_input72","Sox Emissions per Gallon of Gas","tons/gallon","none",{"$f":"OFFSET(INDIRECT($B103),0,MATCH('Output Escalated'!G$1,'Review Inputs'!$M$8:$Q$8)+1)","v":""},{"$f":"OFFSET(INDIRECT($B103),0,MATCH('Output Escalated'!H$1,'Review Inputs'!$M$8:$Q$8)+1)","v":""},{"$f":"OFFSET(INDIRECT($B103),0,MATCH('Output Escalated'!I$1,'Review Inputs'!$M$8:$Q$8)+1)","v":""},{"$f":"OFFSET(INDIRECT($B103),0,MATCH('Output Escalated'!J$1,'Review Inputs'!$M$8:$Q$8)+1)","v":""},{"$f":"OFFSET(INDIRECT($B103),0,MATCH('Output Escalated'!K$1,'Review Inputs'!$M$8:$Q$8)+1)","v":""},{"$error":"#VALUE!"},{"$f":"L252*(1+INDIRECT(\"esc_factor_\"&$F252))","v":{"$error":"#VALUE!"}},{"$error":"#VALUE!"},{"$error":"#VALUE!"},{"$error":"#VALUE!"},{"$error":"#VALUE!"},{"$error":"#VALUE!"},{"$error":"#VALUE!"},{"$error":"#VALUE!"},{"$error":"#VALUE!"},{"$error":"#VALUE!"},{"$error":"#VALUE!"},{"$error":"#VALUE!"},{"$error":"#VALUE!"},{"$error":"#VALUE!"},{"$error":"#VALUE!"},{"$error":"#VALUE!"},{"$error":"#VALUE!"},{"$error":"#VALUE!"},{"$error":"#VALUE!"},{"$error":"#VALUE!"},{"$error":"#VALUE!"},{"$error":"#VALUE!"},{"$error":"#VALUE!"},{"$error":"#VALUE!"},{"$error":"#VALUE!"}]
[null,{"$f":"'Review Inputs'!B110","v":"p_input73"},"eb_input73","NOx Emissions per Gallon of Gas","tons/gallon","none",{"$f":"OFFSET(INDIRECT($B104),0,MATCH('Output Escalated'!G$1,'Review Inputs'!$M$8:$Q$8)+1)","v":""},{"$f":"OFFSET(INDIRECT($B104),0,MATCH('Output Escalated'!H$1,'Review Inputs'!$M$8:$Q$8)+1)","v":""},{"$f":"OFFSET(INDIRECT($B104),0,MATCH('Output Escalated'!I$1,'Review Inputs'!$M$8:$Q$8)+1)","v":""},{"$f":"OFFSET(INDIRECT($B104),0,MATCH('Output Escalated'!J$1,'Review Inputs'!$M$8:$Q$8)+1)","v":""},{"$f":"OFFSET(INDIRECT($B104),0,MATCH('Output Escalated'!K$1,'Review Inputs'!$M$8:$Q$8)+1)","v":""},{"$error":"#VALUE!"},{"$f":"L253*(1+INDIRECT(\"esc_factor_\"&$F253))","v":{"$error":"#VALUE!"}},{"$error":"#VALUE!"},{"$error":"#VALUE!"},{"$error":"#VALUE!"},{"$error":"#VALUE!"},{"$error":"#VALUE!"},{"$error":"#VALUE!"},{"$error":"#VALUE!"},{"$error":"#VALUE!"},{"$error":"#VALUE!"},{"$error":"#VALUE!"},{"$error":"#VALUE!"},{"$error":"#VALUE!"},{"$error":"#VALUE!"},{"$error":"#VALUE!"},{"$error":"#VALUE!"},{"$error":"#VALUE!"},{"$error":"#VALUE!"},{"$error":"#VALUE!"},{"$error":"#VALUE!"},{"$error":"#VALUE!"},{"$error":"#VALUE!"},{"$error":"#VALUE!"},{"$error":"#VALUE!"},{"$error":"#VALUE!"}]
[null,{"$f":"'Review Inputs'!B111","v":"p_input74"},"eb_input74","PM-2.5 per Gallon of Gas","tons/gallon","none",{"$f":"OFFSET(INDIRECT($B105),0,MATCH('Output Escalated'!G$1,'Review Inputs'!$M$8:$Q$8)+1)","v":""},{"$f":"OFFSET(INDIRECT($B105),0,MATCH('Output Escalated'!H$1,'Review Inputs'!$M$8:$Q$8)+1)","v":""},{"$f":"OFFSET(INDIRECT($B105),0,MATCH('Output Escalated'!I$1,'Review Inputs'!$M$8:$Q$8)+1)","v":""},{"$f":"OFFSET(INDIRECT($B105),0,MATCH('Output Escalated'!J$1,'Review Inputs'!$M$8:$Q$8)+1)","v":""},{"$f":"OFFSET(INDIRECT($B105),0,MATCH('Output Escalated'!K$1,'Review Inputs'!$M$8:$Q$8)+1)","v":""},{"$error":"#VALUE!"},{"$f":"L254*(1+INDIRECT(\"esc_factor_\"&$F254))","v":{"$error":"#VALUE!"}},{"$error":"#VALUE!"},{"$error":"#VALUE!"},{"$error":"#VALUE!"},{"$error":"#VALUE!"},{"$error":"#VALUE!"},{"$error":"#VALUE!"},{"$error":"#VALUE!"},{"$error":"#VALUE!"},{"$error":"#VALUE!"},{"$error":"#VALUE!"},{"$error":"#VALUE!"},{"$error":"#VALUE!"},{"$error":"#VALUE!"},{"$error":"#VALUE!"},{"$error":"#VALUE!"},{"$error":"#VALUE!"},{"$error":"#VALUE!"},{"$error":"#VALUE!"},{"$error":"#VALUE!"},{"$error":"#VALUE!"},{"$error":"#VALUE!"},{"$error":"#VALUE!"},{"$error":"#VALUE!"},{"$error":"#VALUE!"}]
[null,{"$f":"'Review Inputs'!B112","v":"p_input78"},"eb_input78","SOx Emissions","tons","none",{"$f":"OFFSET(INDIRECT($B106),0,MATCH('Output Escalated'!G$1,'Review Inputs'!$M$8:$Q$8)+1)","v":""},{"$f":"OFFSET(INDIRECT($B106),0,MATCH('Output Escalated'!H$1,'Review Inputs'!$M$8:$Q$8)+1)","v":""},{"$f":"OFFSET(INDIRECT($B106),0,MATCH('Output Escalated'!I$1,'Review Inputs'!$M$8:$Q$8)+1)","v":""},{"$f":"OFFSET(INDIRECT($B106),0,MATCH('Output Escalated'!J$1,'Review Inputs'!$M$8:$Q$8)+1)","v":""},{"$f":"OFFSET(INDIRECT($B106),0,MATCH('Output Escalated'!K$1,'Review Inputs'!$M$8:$Q$8)+1)","v":""},{"$error":"#VALUE!"},{"$f":"L255*(1+INDIRECT(\"esc_factor_\"&$F255))","v":{"$error":"#VALUE!"}},{"$error":"#VALUE!"},{"$error":"#VALUE!"},{"$error":"#VALUE!"},{"$error":"#VALUE!"},{"$error":"#VALUE!"},{"$error":"#VALUE!"},{"$error":"#VALUE!"},{"$error":"#VALUE!"},{"$error":"#VALUE!"},{"$error":"#VALUE!"},{"$error":"#VALUE!"},{"$error":"#VALUE!"},{"$error":"#VALUE!"},{"$error":"#VALUE!"},{"$error":"#VALUE!"},{"$error":"#VALUE!"},{"$error":"#VALUE!"},{"$error":"#VALUE!"},{"$error":"#VALUE!"},{"$error":"#VALUE!"},{"$error":"#VALUE!"},{"$error":"#VALUE!"},{"$error":"#VALUE!"},{"$error":"#VALUE!"}]
[null,{"$f":"'Review Inputs'!B113","v":"p_input79"},"eb_input79","NOx Emissions",{"$f":"OFFSET(INDIRECT(B256),0,1)","v":"tons"},"none",{"$f":"OFFSET(INDIRECT($B107),0,MATCH('Output Escalated'!G$1,'Review Inputs'!$M$8:$Q$8)+1)","v":""},{"$f":"OFFSET(INDIRECT($B107),0,MATCH('Output Escalated'!H$1,'Review Inputs'!$M$8:$Q$8)+1)","v":""},{"$f":"OFFSET(INDIRECT($B107),0,MATCH('Output Escalated'!I$1,'Review Inputs'!$M$8:$Q$8)+1)","v":""},{"$f":"OFFSET(INDIRECT($B107),0,MATCH('Output Escalated'!J$1,'Review Inputs'!$M$8:$Q$8)+1)","v":""},{"$f":"OFFSET(INDIRECT($B107),0,MATCH('Output Escalated'!K$1,'Review Inputs'!$M$8:$Q$8)+1)","v":""},{"$error":"#VALUE!"},{"$f":"L256*(1+INDIRECT(\"esc_factor_\"&$F256))","v":{"$error":"#VALUE!"}},{"$error":"#VALUE!"},{"$error":"#VALUE!"},{"$error":"#VALUE!"},{"$error":"#VALUE!"},{"$error":"#VALUE!"},{"$error":"#VALUE!"},{"$error":"#VALUE!"},{"$error":"#VALUE!"},{"$error":"#VALUE!"},{"$error":"#VALUE!"},{"$error":"#VALUE!"},{"$error":"#VALUE!"},{"$error":"#VALUE!"},{"$error":"#VALUE!"},{"$error":"#VALUE!"},{"$error":"#VALUE!"},{"$error":"#VALUE!"},{"$error":"#VALUE!"},{"$error":"#VALUE!"},{"$error":"#VALUE!"},{"$error":"#VALUE!"},{"$error":"#VALUE!"},{"$error":"#VALUE!"},{"$error":"#VALUE!"}]
[null,{"$f":"'Review Inputs'!B114","v":"p_input80"},"eb_input80","PM-2.5 Emissions","tons","none",{"$f":"OFFSET(INDIRECT($B108),0,MATCH('Output Escalated'!G$1,'Review Inputs'!$M$8:$Q$8)+1)","v":""},{"$f":"OFFSET(INDIRECT($B108),0,MATCH('Output Escalated'!H$1,'Review Inputs'!$M$8:$Q$8)+1)","v":""},{"$f":"OFFSET(INDIRECT($B108),0,MATCH('Output Escalated'!I$1,'Review Inputs'!$M$8:$Q$8)+1)","v":""},{"$f":"OFFSET(INDIRECT($B108),0,MATCH('Output Escalated'!J$1,'Review Inputs'!$M$8:$Q$8)+1)","v":""},{"$f":"OFFSET(INDIRECT($B108),0,MATCH('Output Escalated'!K$1,'Review Inputs'!$M$8:$Q$8)+1)","v":""},{"$error":"#VALUE!"},{"$f":"L257*(1+INDIRECT(\"esc_factor_\"&$F257))","v":{"$error":"#VALUE!"}},{"$error":"#VALUE!"},{"$error":"#VALUE!"},{"$error":"#VALUE!"},{"$error":"#VALUE!"},{"$error":"#VALUE!"},{"$error":"#VALUE!"},{"$error":"#VALUE!"},{"$error":"#VALUE!"},{"$error":"#VALUE!"},{"$error":"#VALUE!"},{"$error":"#VALUE!"},{"$error":"#VALUE!"},{"$error":"#VALUE!"},{"$error":"#VALUE!"},{"$error":"#VALUE!"},{"$error":"#VALUE!"},{"$error":"#VALUE!"},{"$error":"#VALUE!"},{"$error":"#VALUE!"},{"$error":"#VALUE!"},{"$error":"#VALUE!"},{"$error":"#VALUE!"},{"$error":"#VALUE!"},{"$error":"#VALUE!"}]
[null,{"$f":"'Review Inputs'!B115","v":"p_input81"},"eb_input81","Value of SOx","$/ton","inflation",{"$f":"OFFSET(INDIRECT($B109),0,MATCH('Output Escalated'!G$1,'Review Inputs'!$M$8:$Q$8)+1)","v":""},{"$f":"OFFSET(INDIRECT($B109),0,MATCH('Output Escalated'!H$1,'Review Inputs'!$M$8:$Q$8)+1)","v":""},{"$f":"OFFSET(INDIRECT($B109),0,MATCH('Output Escalated'!I$1,'Review Inputs'!$M$8:$Q$8)+1)","v":""},{"$f":"OFFSET(INDIRECT($B109),0,MATCH('Output Escalated'!J$1,'Review Inputs'!$M$8:$Q$8)+1)","v":""},{"$f":"OFFSET(INDIRECT($B109),0,MATCH('Output Escalated'!K$1,'Review Inputs'!$M$8:$Q$8)+1)","v":""},{"$error":"#VALUE!"},{"$f":"L258*(1+INDIRECT(\"esc_factor_\"&$F258))","v":{"$error":"#VALUE!"}},{"$error":"#VALUE!"},{"$error":"#VALUE!"},{"$error":"#VALUE!"},{"$error":"#VALUE!"},{"$error":"#VALUE!"},{"$error":"#VALUE!"},{"$error":"#VALUE!"},{"$error":"#VALUE!"},{"$error":"#VALUE!"},{"$error":"#VALUE!"},{"$error":"#VALUE!"},{"$error":"#VALUE!"},{"$error":"#VALUE!"},{"$error":"#VALUE!"},{"$error":"#VALUE!"},{"$error":"#VALUE!"},{"$error":"#VALUE!"},{"$error":"#VALUE!"},{"$error":"#VALUE!"},{"$error":"#VALUE!"},{"$error":"#VALUE!"},{"$error":"#VALUE!"},{"$error":"#VALUE!"},{"$error":"#VALUE!"}]
[null,{"$f":"'Review Inputs'!B116","v":"p_input82"},"eb_input82","Value of NOx","$/ton","inflation",{"$f":"OFFSET(INDIRECT($B110),0,MATCH('Output Escalated'!G$1,'Review Inputs'!$M$8:$Q$8)+1)","v":""},{"$f":"OFFSET(INDIRECT($B110),0,MATCH('Output Escalated'!H$1,'Review Inputs'!$M$8:$Q$8)+1)","v":""},{"$f":"OFFSET(INDIRECT($B110),0,MATCH('Output Escalated'!I$1,'Review Inputs'!$M$8:$Q$8)+1)","v":""},{"$f":"OFFSET(INDIRECT($B110),0,MATCH('Output Escalated'!J$1,'Review Inputs'!$M$8:$Q$8)+1)","v":""},{"$f":"OFFSET(INDIRECT($B110),0,MATCH('Output Escalated'!K$1,'Review Inputs'!$M$8:$Q$8)+1)","v":""},{"$error":"#VALUE!"},{"$f":"L259*(1+INDIRECT(\"esc_factor_\"&$F259))","v":{"$error":"#VALUE!"}},{"$error":"#VALUE!"},{"$error":"#VALUE!"},{"$error":"#VALUE!"},{"$error":"#VALUE!"},{"$error":"#VALUE!"},{"$error":"#VALUE!"},{"$error":"#VALUE!"},{"$error":"#VALUE!"},{"$error":"#VALUE!"},{"$error":"#VALUE!"},{"$error":"#VALUE!"},{"$error":"#VALUE!"},{"$error":"#VALUE!"},{"$error":"#VALUE!"},{"$error":"#VALUE!"},{"$error":"#VALUE!"},{"$error":"#VALUE!"},{"$error":"#VALUE!"},{"$error":"#VALUE!"},{"$error":"#VALUE!"},{"$error":"#VALUE!"},{"$error":"#VALUE!"},{"$error":"#VALUE!"},{"$error":"#VALUE!"}]
[null,{"$f":"'Review Inputs'!B117","v":"p_input83"},"eb_input83","Value of PM-2.5","$/ton","inflation",{"$f":"OFFSET(INDIRECT($B111),0,MATCH('Output Escalated'!G$1,'Review Inputs'!$M$8:$Q$8)+1)","v":""},{"$f":"OFFSET(INDIRECT($B111),0,MATCH('Output Escalated'!H$1,'Review Inputs'!$M$8:$Q$8)+1)","v":""},{"$f":"OFFSET(INDIRECT($B111),0,MATCH('Output Escalated'!I$1,'Review Inputs'!$M$8:$Q$8)+1)","v":""},{"$f":"OFFSET(INDIRECT($B111),0,MATCH('Output Escalated'!J$1,'Review Inputs'!$M$8:$Q$8)+1)","v":""},{"$f":"OFFSET(INDIRECT($B111),0,MATCH('Output Escalated'!K$1,'Review Inputs'!$M$8:$Q$8)+1)","v":""},{"$error":"#VALUE!"},{"$f":"L260*(1+INDIRECT(\"esc_factor_\"&$F260))","v":{"$error":"#VALUE!"}},{"$error":"#VALUE!"},{"$error":"#VALUE!"},{"$error":"#VALUE!"},{"$error":"#VALUE!"},{"$error":"#VALUE!"},{"$error":"#VALUE!"},{"$error":"#VALUE!"},{"$error":"#VALUE!"},{"$error":"#VALUE!"},{"$error":"#VALUE!"},{"$error":"#VALUE!"},{"$error":"#VALUE!"},{"$error":"#VALUE!"},{"$error":"#VALUE!"},{"$error":"#VALUE!"},{"$error":"#VALUE!"},{"$error":"#VALUE!"},{"$error":"#VALUE!"},{"$error":"#VALUE!"},{"$error":"#VALUE!"},{"$error":"#VALUE!"},{"$error":"#VALUE!"},{"$error":"#VALUE!"},{"$error":"#VALUE!"}]
[null,{"$f":"'Review Inputs'!B118","v":"p_input95"},"eb_input95","Number of Wide-scale Blackouts","# of events","none",{"$f":"OFFSET(INDIRECT($B112),0,MATCH('Output Escalated'!G$1,'Review Inputs'!$M$8:$Q$8)+1)","v":""},{"$f":"OFFSET(INDIRECT($B112),0,MATCH('Output Escalated'!H$1,'Review Inputs'!$M$8:$Q$8)+1)","v":""},{"$f":"OFFSET(INDIRECT($B112),0,MATCH('Output Escalated'!I$1,'Review Inputs'!$M$8:$Q$8)+1)","v":""},{"$f":"OFFSET(INDIRECT($B112),0,MATCH('Output Escalated'!J$1,'Review Inputs'!$M$8:$Q$8)+1)","v":""},{"$f":"OFFSET(INDIRECT($B112),0,MATCH('Output Escalated'!K$1,'Review Inputs'!$M$8:$Q$8)+1)","v":""},{"$error":"#VALUE!"},{"$f":"L261*(1+INDIRECT(\"esc_factor_\"&$F261))","v":{"$error":"#VALUE!"}},{"$error":"#VALUE!"},{"$error":"#VALUE!"},{"$error":"#VALUE!"},{"$error":"#VALUE!"},{"$error":"#VALUE!"},{"$error":"#VALUE!"},{"$error":"#VALUE!"},{"$error":"#VALUE!"},{"$error":"#VALUE!"},{"$error":"#VALUE!"},{"$error":"#VALUE!"},{"$error":"#VALUE!"},{"$error":"#VALUE!"},{"$error":"#VALUE!"},{"$error":"#VALUE!"},{"$error":"#VALUE!"},{"$error":"#VALUE!"},{"$error":"#VALUE!"},{"$error":"#VALUE!"},{"$error":"#VALUE!"},{"$error":"#VALUE!"},{"$error":"#VALUE!"},{"$error":"#VALUE!"},{"$error":"#VALUE!"}]
[null,{"$f":"'Review Inputs'!B119","v":"p_input96"},"eb_input96","Estimated Cost of each Wide-scale Blackout","$/event","inflation",{"$f":"OFFSET(INDIRECT($B113),0,MATCH('Output Escalated'!G$1,'Review Inputs'!$M$8:$Q$8)+1)","v":""},{"$f":"OFFSET(INDIRECT($B113),0,MATCH('Output Escalated'!H$1,'Review Inputs'!$M$8:$Q$8)+1)","v":""},{"$f":"OFFSET(INDIRECT($B113),0,MATCH('Output Escalated'!I$1,'Review Inputs'!$M$8:$Q$8)+1)","v":""},{"$f":"OFFSET(INDIRECT($B113),0,MATCH('Output Escalated'!J$1,'Review Inputs'!$M$8:$Q$8)+1)","v":""},{"$f":"OFFSET(INDIRECT($B113),0,MATCH('Output Escalated'!K$1,'Review Inputs'!$M$8:$Q$8)+1)","v":""},{"$error":"#VALUE!"},{"$f":"L262*(1+INDIRECT(\"esc_factor_\"&$F262))","v":{"$error":"#VALUE!"}},{"$error":"#VALUE!"},{"$error":"#VALUE!"},{"$error":"#VALUE!"},{"$error":"#VALUE!"},{"$error":"#VALUE!"},{"$error":"#VALUE!"},{"$error":"#VALUE!"},{"$error":"#VALUE!"},{"$error":"#VALUE!"},{"$error":"#VALUE!"},{"$error":"#VALUE!"},{"$error":"#VALUE!"},{"$error":"#VALUE!"},{"$error":"#VALUE!"},{"$error":"#VALUE!"},{"$error":"#VALUE!"},{"$error":"#VALUE!"},{"$error":"#VALUE!"},{"$error":"#VALUE!"},{"$error":"#VALUE!"},{"$error":"#VALUE!"},{"$error":"#VALUE!"},{"$error":"#VALUE!"},{"$error":"#VALUE!"}]
[null,{"$f":"'Calculated Outputs'!A45","v":"c_b_input1"},"ecb_input1","Number of Customers Residential Rate Sub-Class 1","#",null,{"$f":"OFFSET(INDIRECT($B263),0,G$2-$G$2+2)","v":0},{"$error":"#N/A"},{"$error":"#N/A"},{"$error":"#N/A"},{"$error":"#N/A"},{"$error":"#N/A"},{"$error":"#N/A"},{"$error":"#N/A"},{"$error":"#N/A"},{"$error":"#N/A"},{"$error":"#N/A"},{"$error":"#N/A"},{"$error":"#N/A"},{"$error":"#N/A"},{"$error":"#N/A"},{"$error":"#N/A"},{"$error":"#N/A"},{"$f":"OFFSET(INDIRECT($B263),0,X$2-$G$2+2)","v":{"$error":"#N/A"}},{"$error":"#N/A"},{"$error":"#N/A"},{"$error":"#N/A"},{"$error":"#N/A"},{"$error":"#N/A"},{"$error":"#N/A"},{"$error":"#N/A"},{"$error":"#N/A"},{"$error":"#N/A"},{"$error":"#N/A"},{"$error":"#N/A"},{"$error":"#N/A"},{"$error":"#N/A"}]
[null,{"$f":"'Calculated Outputs'!A46","v":"c_b_input2"},"ecb_input2","Number of Customers Residential Rate Sub-Class 2","#",null,{"$f":"OFFSET(INDIRECT($B264),0,G$2-$G$2+2)","v":0},{"$error":"#N/A"},{"$error":"#N/A"},{"$error":"#N/A"},{"$error":"#N/A"},{"$error":"#N/A"},{"$f":"OFFSET(INDIRECT($B264),0,M$2-$G$2+2)","v":{"$error":"#N/A"}},{"$error":"#N/A"},{"$error":"#N/A"},{"$error":"#N/A"},{"$error":"#N/A"},{"$error":"#N/A"},{"$error":"#N/A"},{"$error":"#N/A"},{"$error":"#N/A"},{"$error":"#N/A"},{"$error":"#N/A"},{"$error":"#N/A"},{"$error":"#N/A"},{"$error":"#N/A"},{"$error":"#N/A"},{"$error":"#N/A"},{"$error":"#N/A"},{"$error":"#N/A"},{"$error":"#N/A"},{"$error":"#N/A"},{"$error":"#N/A"},{"$error":"#N/A"},{"$error":"#N/A"},{"$error":"#N/A"},{"$error":"#N/A"}]
[null,{"$f":"'Calculated Outputs'!A47","v":"c_b_input3"},"ecb_input3","Number of Customers Residential Rate Sub-Class 3","#",null,0,{"$error":"#N/A"},{"$error":"#N/A"},{"$error":"#N/A"},{"$error":"#N/A"},{"$error":"#N/A"},{"$error":"#N/A"},{"$error":"#N/A"},{"$error":"#N/A"},{"$error":"#N/A"},{"$error":"#N/A"},{"$error":"#N/A"},{"$error":"#N/A"},{"$error":"#N/A"},{"$error":"#N/A"},{"$error":"#N/A"},{"$error":"#N/A"},{"$error":"#N/A"},{"$error":"#N/A"},{"$error":"#N/A"},{"$error":"#N/A"},{"$error":"#N/A"},{"$error":"#N/A"},{"$error":"#N/A"},{"$error":"#N/A"},{"$error":"#N/A"},{"$error":"#N/A"},{"$error":"#N/A"},{"$error":"#N/A"},{"$error":"#N/A"},{"$error":"#N/A"}]
[null,{"$f":"'Calculated Outputs'!A48","v":"c_b_input4"},"ecb_input4","Number of Customers Residential Rate Sub-Class 4","#",null,0,{"$error":"#N/A"},{"$error":"#N/A"},{"$error":"#N/A"},{"$error":"#N/A"},{"$error":"#N/A"},{"$error":"#N/A"},{"$error":"#N/A"},{"$error":"#N/A"},{"$error":"#N/A"},{"$error":"#N/A"},{"$error":"#N/A"},{"$error":"#N/A"},{"$error":"#N/A"},{"$error":"#N/A"},{"$error":"#N/A"},{"$error":"#N/A"},{"$error":"#N/A"},{"$error":"#N/A"},{"$error":"#N/A"},{"$error":"#N/A"},{"$error":"#N/A"},{"$error":"#N/A"},{"$error":"#N/A"},{"$error":"#N/A"},{"$error":"#N/A"},{"$error":"#N/A"},{"$error":"#N/A"},{"$error":"#N/A"},{"$error":"#N/A"},{"$error":"#N/A"}]
[null,{"$f":"'Calculated Outputs'!A49","v":"c_b_input5"},"ecb_input5","Number of Customers Residential Rate Sub-Class 5","#",null,0,{"$error":"#N/A"},{"$error":"#N/A"},{"$error":"#N/A"},{"$error":"#N/A"},{"$error":"#N/A"},{"$error":"#N/A"},{"$error":"#N/A"},{"$error":"#N/A"},{"$error":"#N/A"},{"$error":"#N/A"},{"$error":"#N/A"},{"$error":"#N/A"},{"$error":"#N/A"},{"$error":"#N/A"},{"$error":"#N/A"},{"$error":"#N/A"},{"$error":"#N/A"},{"$error":"#N/A"},{"$error":"#N/A"},{"$error":"#N/A"},{"$error":"#N/A"},{"$error":"#N/A"},{"$error":"#N/A"},{"$error":"#N/A"},{"$error":"#N/A"},{"$error":"#N/A"},{"$error":"#N/A"},{"$error":"#N/A"},{"$error":"#N/A"},{"$error":"#N/A"}]
[null,{"$f":"'Calculated Outputs'!A50","v":"c_b_input6"},"ecb_input6","Number of Customers All Residential Classes","#",null,0,{"$error":"#N/A"},{"$error":"#N/A"},{"$error":"#N/A"},{"$error":"#N/A"},{"$error":"#N/A"},{"$error":"#N/A"},{"$error":"#N/A"},{"$error":"#N/A"},{"$error":"#N/A"},{"$error":"#N/A"},{"$error":"#N/A"},{"$error":"#N/A"},{"$error":"#N/A"},{"$error":"#N/A"},{"$error":"#N/A"},{"$error":"#N/A"},{"$error":"#N/A"},{"$error":"#N/A"},{"$error":"#N/A"},{"$error":"#N/A"},{"$error":"#N/A"},{"$error":"#N/A"},{"$error":"#N/A"},{"$error":"#N/A"},{"$error":"#N/A"},{"$error":"#N/A"},{"$error":"#N/A"},{"$error":"#N/A"},{"$error":"#N/A"},{"$error":"#N/A"}]
[null,{"$f":"'Calculated Outputs'!A51","v":"c_b_input7"},"ecb_input7","Number of Customers Commercial Rate Sub-Class 1","#",null,0,{"$error":"#N/A"},{"$error":"#N/A"},{"$error":"#N/A"},{"$error":"#N/A"},{"$error":"#N/A"},{"$error":"#N/A"},{"$error":"#N/A"},{"$error":"#N/A"},{"$error":"#N/A"},{"$error":"#N/A"},{"$error":"#N/A"},{"$error":"#N/A"},{"$error":"#N/A"},{"$error":"#N/A"},{"$error":"#N/A"},{"$error":"#N/A"},{"$error":"#N/A"},{"$error":"#N/A"},{"$error":"#N/A"},{"$error":"#N/A"},{"$error":"#N/A"},{"$error":"#N/A"},{"$error":"#N/A"},{"$error":"#N/A"},{"$error":"#N/A"},{"$error":"#N/A"},{"$error":"#N/A"},{"$error":"#N/A"},{"$error":"#N/A"},{"$error":"#N/A"}]
[null,{"$f":"'Calculated Outputs'!A52","v":"c_b_input8"},"ecb_input8","Number of Customers Commercial Rate Sub-Class 2","#",null,0,{"$error":"#N/A"},{"$error":"#N/A"},{"$error":"#N/A"},{"$error":"#N/A"},{"$error":"#N/A"},{"$error":"#N/A"},{"$error":"#N/A"},{"$error":"#N/A"},{"$error":"#N/A"},{"$error":"#N/A"},{"$error":"#N/A"},{"$error":"#N/A"},{"$error":"#N/A"},{"$error":"#N/A"},{"$error":"#N/A"},{"$error":"#N/A"},{"$error":"#N/A"},{"$error":"#N/A"},{"$error":"#N/A"},{"$error":"#N/A"},{"$error":"#N/A"},{"$error":"#N/A"},{"$error":"#N/A"},{"$error":"#N/A"},{"$error":"#N/A"},{"$error":"#N/A"},{"$error":"#N/A"},{"$error":"#N/A"},{"$error":"#N/A"},{"$error":"#N/A"}]
[null,{"$f":"'Calculated Outputs'!A53","v":"c_b_input9"},"ecb_input9","Number of Customers Commercial Rate Sub-Class 3","#",null,0,{"$error":"#N/A"},{"$error":"#N/A"},{"$error":"#N/A"},{"$error":"#N/A"},{"$error":"#N/A"},{"$error":"#N/A"},{"$error":"#N/A"},{"$error":"#N/A"},{"$error":"#N/A"},{"$error":"#N/A"},{"$error":"#N/A"},{"$error":"#N/A"},{"$error":"#N/A"},{"$error":"#N/A"},{"$error":"#N/A"},{"$error":"#N/A"},{"$error":"#N/A"},{"$error":"#N/A"},{"$error":"#N/A"},{"$error":"#N/A"},{"$error":"#N/A"},{"$error":"#N/A"},{"$error":"#N/A"},{"$error":"#N/A"},{"$error":"#N/A"},{"$error":"#N/A"},{"$error":"#N/A"},{"$error":"#N/A"},{"$error":"#N/A"},{"$error":"#N/A"}]
[null,{"$f":"'Calculated Outputs'!A54","v":"c_b_input10"},"ecb_input10","Number of Customers Commercial Rate Sub-Class 4","#",null,0,{"$error":"#N/A"},{"$error":"#N/A"},{"$error":"#N/A"},{"$error":"#N/A"},{"$error":"#N/A"},{"$error":"#N/A"},{"$error":"#N/A"},{"$error":"#N/A"},{"$error":"#N/A"},{"$error":"#N/A"},{"$error":"#N/A"},{"$error":"#N/A"},{"$error":"#N/A"},{"$error":"#N/A"},{"$error":"#N/A"},{"$error":"#N/A"},{"$error":"#N/A"},{"$error":"#N/A"},{"$error":"#N/A"},{"$error":"#N/A"},{"$error":"#N/A"},{"$error":"#N/A"},{"$error":"#N/A"},{"$error":"#N/A"},{"$error":"#N/A"},{"$error":"#N/A"},{"$error":"#N/A"},{"$error":"#N/A"},{"$error":"#N/A"},{"$error":"#N/A"}]
[null,{"$f":"'Calculated Outputs'!A55","v":"c_b_input11"},"ecb_input11","Number of Customers Commercial Rate Sub-Class 5","#",null,0,{"$error":"#N/A"},{"$error":"#N/A"},{"$error":"#N/A"},{"$error":"#N/A"},{"$error":"#N/A"},{"$error":"#N/A"},{"$error":"#N/A"},{"$error":"#N/A"},{"$error":"#N/A"},{"$error":"#N/A"},{"$error":"#N/A"},{"$error":"#N/A"},{"$error":"#N/A"},{"$error":"#N/A"},{"$error":"#N/A"},{"$error":"#N/A"},{"$error":"#N/A"},{"$error":"#N/A"},{"$error":"#N/A"},{"$error":"#N/A"},{"$error":"#N/A"},{"$error":"#N/A"},{"$error":"#N/A"},{"$error":"#N/A"},{"$error":"#N/A"},{"$error":"#N/A"},{"$error":"#N/A"},{"$error":"#N/A"},{"$error":"#N/A"},{"$error":"#N/A"}]
[null,{"$f":"'Calculated Outputs'!A56","v":"c_b_input12"},"ecb_input12","Number of Customers All Commercial Classes","#",null,{"$f":"OFFSET(INDIRECT($B274),0,G$2-$G$2+2)","v":0},{"$error":"#N/A"},{"$error":"#N/A"},{"$error":"#N/A"},{"$error":"#N/A"},{"$error":"#N/A"},{"$error":"#N/A"},{"$error":"#N/A"},{"$error":"#N/A"},{"$error":"#N/A"},{"$error":"#N/A"},{"$f":"OFFSET(INDIRECT($B274),0,R$2-$G$2+2)","v":{"$error":"#N/A"}},{"$error":"#N/A"},{"$error":"#N/A"},{"$error":"#N/A"},{"$error":"#N/A"},{"$error":"#N/A"},{"$error":"#N/A"},{"$error":"#N/A"},{"$error":"#N/A"},{"$error":"#N/A"},{"$error":"#N/A"},{"$error":"#N/A"},{"$error":"#N/A"},{"$error":"#N/A"},{"$error":"#N/A"},{"$error":"#N/A"},{"$error":"#N/A"},{"$error":"#N/A"},{"$error":"#N/A"},{"$error":"#N/A"}]
[null,{"$f":"'Calculated Outputs'!A57","v":"c_b_input13"},"ecb_input13","Number of Customers Industrial Sub-Class 1","#",null,0,{"$error":"#N/A"},{"$error":"#N/A"},{"$error":"#N/A"},{"$error":"#N/A"},{"$error":"#N/A"},{"$f":"OFFSET(INDIRECT($B275),0,M$2-$G$2+2)","v":{"$error":"#N/A"}},{"$error":"#N/A"},{"$error":"#N/A"},{"$error":"#N/A"},{"$error":"#N/A"},{"$error":"#N/A"},{"$error":"#N/A"},{"$error":"#N/A"},{"$error":"#N/A"},{"$error":"#N/A"},{"$error":"#N/A"},{"$error":"#N/A"},{"$error":"#N/A"},{"$error":"#N/A"},{"$error":"#N/A"},{"$error":"#N/A"},{"$error":"#N/A"},{"$error":"#N/A"},{"$error":"#N/A"},{"$error":"#N/A"},{"$error":"#N/A"},{"$error":"#N/A"},{"$error":"#N/A"},{"$error":"#N/A"},{"$error":"#N/A"}]
[null,{"$f":"'Calculated Outputs'!A58","v":"c_b_input14"},"ecb_input14","Number of Customers Industrial Sub-Class 2","#",null,0,{"$error":"#N/A"},{"$error":"#N/A"},{"$error":"#N/A"},{"$error":"#N/A"},{"$error":"#N/A"},{"$error":"#N/A"},{"$error":"#N/A"},{"$error":"#N/A"},{"$error":"#N/A"},{"$error":"#N/A"},{"$error":"#N/A"},{"$error":"#N/A"},{"$error":"#N/A"},{"$error":"#N/A"},{"$error":"#N/A"},{"$error":"#N/A"},{"$error":"#N/A"},{"$error":"#N/A"},{"$error":"#N/A"},{"$error":"#N/A"},{"$error":"#N/A"},{"$error":"#N/A"},{"$error":"#N/A"},{"$error":"#N/A"},{"$error":"#N/A"},{"$error":"#N/A"},{"$error":"#N/A"},{"$error":"#N/A"},{"$error":"#N/A"},{"$error":"#N/A"}]
[null,{"$f":"'Calculated Outputs'!A59","v":"c_b_input15"},"ecb_input15","Number of Customers Industrial Sub-Class 3","#",null,0,{"$error":"#N/A"},{"$error":"#N/A"},{"$error":"#N/A"},{"$error":"#N/A"},{"$error":"#N/A"},{"$error":"#N/A"},{"$error":"#N/A"},{"$error":"#N/A"},{"$error":"#N/A"},{"$error":"#N/A"},{"$error":"#N/A"},{"$error":"#N/A"},{"$error":"#N/A"},{"$error":"#N/A"},{"$error":"#N/A"},{"$error":"#N/A"},{"$error":"#N/A"},{"$error":"#N/A"},{"$error":"#N/A"},{"$error":"#N/A"},{"$error":"#N/A"},{"$error":"#N/A"},{"$error":"#N/A"},{"$error":"#N/A"},{"$error":"#N/A"},{"$error":"#N/A"},{"$error":"#N/A"},{"$error":"#N/A"},{"$error":"#N/A"},{"$error":"#N/A"}]
[null,{"$f":"'Calculated Outputs'!A60","v":"c_b_input16"},"ecb_input16","Number of Customers Industrial Sub-Class 4","#",null,0,{"$error":"#N/A"},{"$error":"#N/A"},{"$error":"#N/A"},{"$error":"#N/A"},{"$error":"#N/A"},{"$error":"#N/A"},{"$error":"#N/A"},{"$error":"#N/A"},{"$error":"#N/A"},{"$error":"#N/A"},{"$error":"#N/A"},{"$error":"#N/A"},{"$error":"#N/A"},{"$error":"#N/A"},{"$error":"#N/A"},{"$error":"#N/A"},{"$error":"#N/A"},{"$error":"#N/A"},{"$error":"#N/A"},{"$error":"#N/A"},{"$error":"#N/A"},{"$error":"#N/A"},{"$error":"#N/A"},{"$error":"#N/A"},{"$error":"#N/A"},{"$error":"#N/A"},{"$error":"#N/A"},{"$error":"#N/A"},{"$error":"#N/A"},{"$error":"#N/A"}]
[null,{"$f":"'Calculated Outputs'!A61","v":"c_b_input17"},"ecb_input17","Number of Customers Industrial Sub-Class 5","#",null,0,{"$error":"#N/A"},{"$error":"#N/A"},{"$error":"#N/A"},{"$error":"#N/A"},{"$error":"#N/A"},{"$error":"#N/A"},{"$error":"#N/A"},{"$error":"#N/A"},{"$error":"#N/A"},{"$error":"#N/A"},{"$error":"#N/A"},{"$error":"#N/A"},{"$error":"#N/A"},{"$error":"#N/A"},{"$error":"#N/A"},{"$error":"#N/A"},{"$error":"#N/A"},{"$error":"#N/A"},{"$error":"#N/A"},{"$error":"#N/A"},{"$error":"#N/A"},{"$error":"#N/A"},{"$error":"#N/A"},{"$error":"#N/A"},{"$error":"#N/A"},{"$error":"#N/A"},{"$error":"#N/A"},{"$error":"#N/A"},{"$error":"#N/A"},{"$error":"#N/A"}]
[null,{"$f":"'Calculated Outputs'!A62","v":"c_b_input18"},"ecb_input18","Number of Customers All Industrial Classes","#",null,{"$f":"OFFSET(INDIRECT($B280),0,G$2-$G$2+2)","v":0},{"$error":"#N/A"},{"$error":"#N/A"},{"$error":"#N/A"},{"$error":"#N/A"},{"$error":"#N/A"},{"$error":"#N/A"},{"$error":"#N/A"},{"$error":"#N/A"},{"$error":"#N/A"},{"$error":"#N/A"},{"$error":"#N/A"},{"$error":"#N/A"},{"$error":"#N/A"},{"$error":"#N/A"},{"$error":"#N/A"},{"$error":"#N/A"},{"$error":"#N/A"},{"$error":"#N/A"},{"$error":"#N/A"},{"$error":"#N/A"},{"$error":"#N/A"},{"$error":"#N/A"},{"$error":"#N/A"},{"$error":"#N/A"},{"$error":"#N/A"},{"$error":"#N/A"},{"$error":"#N/A"},{"$error":"#N/A"},{"$error":"#N/A"},{"$error":"#N/A"}]
[null,{"$f":"'Calculated Outputs'!A63","v":"c_b_input19"},"ecb_input19","Average Residential Customer Peak Demand","kW",null,{"$f":"OFFSET(INDIRECT($B281),0,G$2-$G$2+2)","v":0},0,0,0,0,{"$error":"#N/A"},{"$error":"#N/A"},{"$error":"#N/A"},{"$error":"#N/A"},{"$error":"#N/A"},{"$error":"#N/A"},{"$error":"#N/A"},{"$error":"#N/A"},{"$error":"#N/A"},{"$error":"#N/A"},{"$error":"#N/A"},{"$error":"#N/A"},{"$error":"#N/A"},{"$error":"#N/A"},{"$error":"#N/A"},{"$error":"#N/A"},{"$error":"#N/A"},{"$error":"#N/A"},{"$error":"#N/A"},{"$error":"#N/A"},{"$error":"#N/A"},{"$error":"#N/A"},{"$error":"#N/A"},{"$error":"#N/A"},{"$error":"#N/A"},{"$error":"#N/A"}]
[null,{"$f":"'Calculated Outputs'!A64","v":"c_b_input20"},"ecb_input20","Average Commercial Customer Peak Demand","kW",null,{"$f":"OFFSET(INDIRECT($B282),0,G$2-$G$2+2)","v":0},0,0,0,0,{"$error":"#N/A"},{"$error":"#N/A"},{"$error":"#N/A"},{"$error":"#N/A"},{"$error":"#N/A"},{"$error":"#N/A"},{"$error":"#N/A"},{"$error":"#N/A"},{"$error":"#N/A"},{"$error":"#N/A"},{"$error":"#N/A"},{"$error":"#N/A"},{"$error":"#N/A"},{"$error":"#N/A"},{"$error":"#N/A"},{"$error":"#N/A"},{"$error":"#N/A"},{"$error":"#N/A"},{"$error":"#N/A"},{"$error":"#N/A"},{"$error":"#N/A"},{"$error":"#N/A"},{"$error":"#N/A"},{"$error":"#N/A"},{"$error":"#N/A"},{"$error":"#N/A"}]
[null,{"$f":"'Calculated Outputs'!A65","v":"c_b_input21"},"ecb_input21","Average Industrial Customer Peak Demand","kW",null,0,0,0,0,0,{"$error":"#N/A"},{"$error":"#N/A"},{"$error":"#N/A"},{"$error":"#N/A"},{"$error":"#N/A"},{"$error":"#N/A"},{"$error":"#N/A"},{"$error":"#N/A"},{"$error":"#N/A"},{"$error":"#N/A"},{"$error":"#N/A"},{"$error":"#N/A"},{"$error":"#N/A"},{"$error":"#N/A"},{"$error":"#N/A"},{"$error":"#N/A"},{"$error":"#N/A"},{"$error":"#N/A"},{"$error":"#N/A"},{"$error":"#N/A"},{"$error":"#N/A"},{"$error":"#N/A"},{"$error":"#N/A"},{"$error":"#N/A"},{"$error":"#N/A"},{"$error":"#N/A"}]
[null,{"$f":"'Calculated Outputs'!A66","v":"c_b_input22"},"ecb_input22","Customer Peak Demand - Residential","kW",null,0,{"$error":"#N/A"},{"$error":"#N/A"},{"$error":"#N/A"},{"$error":"#N/A"},{"$error":"#N/A"},{"$error":"#N/A"},{"$error":"#N/A"},{"$error":"#N/A"},{"$error":"#N/A"},{"$error":"#N/A"},{"$error":"#N/A"},{"$error":"#N/A"},{"$error":"#N/A"},{"$error":"#N/A"},{"$error":"#N/A"},{"$error":"#N/A"},{"$error":"#N/A"},{"$error":"#N/A"},{"$error":"#N/A"},{"$error":"#N/A"},{"$error":"#N/A"},{"$error":"#N/A"},{"$error":"#N/A"},{"$error":"#N/A"},{"$error":"#N/A"},{"$error":"#N/A"},{"$error":"#N/A"},{"$error":"#N/A"},{"$error":"#N/A"},{"$error":"#N/A"}]
[null,{"$f":"'Calculated Outputs'!A67","v":"c_b_input23"},"ecb_input23","Customer Peak Demand - Commercial","kW",null,0,{"$f":"OFFSET(INDIRECT($B285),0,H$2-$G$2+2)","v":{"$error":"#N/A"}},{"$error":"#N/A"},{"$error":"#N/A"},{"$error":"#N/A"},{"$error":"#N/A"},{"$error":"#N/A"},{"$error":"#N/A"},{"$error":"#N/A"},{"$error":"#N/A"},{"$error":"#N/A"},{"$f":"OFFSET(INDIRECT($B285),0,R$2-$G$2+2)","v":{"$error":"#N/A"}},{"$error":"#N/A"},{"$error":"#N/A"},{"$error":"#N/A"},{"$error":"#N/A"},{"$error":"#N/A"},{"$error":"#N/A"},{"$error":"#N/A"},{"$error":"#N/A"},{"$error":"#N/A"},{"$error":"#N/A"},{"$error":"#N/A"},{"$error":"#N/A"},{"$error":"#N/A"},{"$error":"#N/A"},{"$error":"#N/A"},{"$error":"#N/A"},{"$error":"#N/A"},{"$error":"#N/A"},{"$error":"#N/A"}]
[null,{"$f":"'Calculated Outputs'!A68","v":"c_b_input24"},"ecb_input24","Customer Peak Demand - Industrial","kW",null,0,{"$error":"#N/A"},{"$error":"#N/A"},{"$error":"#N/A"},{"$error":"#N/A"},{"$error":"#N/A"},{"$error":"#N/A"},{"$error":"#N/A"},{"$error":"#N/A"},{"$error":"#N/A"},{"$error":"#N/A"},{"$error":"#N/A"},{"$error":"#N/A"},{"$error":"#N/A"},{"$error":"#N/A"},{"$error":"#N/A"},{"$error":"#N/A"},{"$error":"#N/A"},{"$error":"#N/A"},{"$error":"#N/A"},{"$error":"#N/A"},{"$error":"#N/A"},{"$error":"#N/A"},{"$error":"#N/A"},{"$error":"#N/A"},{"$error":"#N/A"},{"$error":"#N/A"},{"$error":"#N/A"},{"$error":"#N/A"},{"$error":"#N/A"},{"$error":"#N/A"}]
[null,{"$f":"'Calculated Outputs'!A69","v":"c_b_input25"},"ecb_input25","Average Energy Use - Residential","kWh",null,0,0,0,0,0,{"$error":"#N/A"},{"$error":"#N/A"},{"$error":"#N/A"},{"$error":"#N/A"},{"$error":"#N/A"},{"$error":"#N/A"},{"$error":"#N/A"},{"$error":"#N/A"},{"$error":"#N/A"},{"$error":"#N/A"},{"$error":"#N/A"},{"$error":"#N/A"},{"$error":"#N/A"},{"$error":"#N/A"},{"$error":"#N/A"},{"$error":"#N/A"},{"$error":"#N/A"},{"$error":"#N/A"},{"$error":"#N/A"},{"$error":"#N/A"},{"$error":"#N/A"},{"$error":"#N/A"},{"$error":"#N/A"},{"$error":"#N/A"},{"$error":"#N/A"},{"$error":"#N/A"}]
[null,{"$f":"'Calculated Outputs'!A70","v":"c_b_input26"},"ecb_input26","Average Energy Use - Commercial",{"$f":"OFFSET(INDIRECT(B288),0,1)","v":"kWh"},null,0,0,0,0,0,{"$error":"#N/A"},{"$error":"#N/A"},{"$error":"#N/A"},{"$error":"#N/A"},{"$error":"#N/A"},{"$error":"#N/A"},{"$error":"#N/A"},{"$error":"#N/A"},{"$error":"#N/A"},{"$error":"#N/A"},{"$error":"#N/A"},{"$error":"#N/A"},{"$error":"#N/A"},{"$error":"#N/A"},{"$error":"#N/A"},{"$error":"#N/A"},{"$error":"#N/A"},{"$error":"#N/A"},{"$error":"#N/A"},{"$error":"#N/A"},{"$error":"#N/A"},{"$error":"#N/A"},{"$error":"#N/A"},{"$error":"#N/A"},{"$error":"#N/A"},{"$error":"#N/A"}]
[null,{"$f":"'Calculated Outputs'!A71","v":"c_b_input27"},"ecb_input27",{"$f":"INDIRECT(B289)","v":"Average Energy Use - Industrial"},"kWh",null,0,0,0,0,0,{"$error":"#N/A"},{"$error":"#N/A"},{"$error":"#N/A"},{"$error":"#N/A"},{"$error":"#N/A"},{"$error":"#N/A"},{"$error":"#N/A"},{"$error":"#N/A"},{"$error":"#N/A"},{"$error":"#N/A"},{"$error":"#N/A"},{"$error":"#N/A"},{"$error":"#N/A"},{"$error":"#N/A"},{"$error":"#N/A"},{"$error":"#N/A"},{"$error":"#N/A"},{"$error":"#N/A"},{"$error":"#N/A"},{"$error":"#N/A"},{"$error":"#N/A"},{"$error":"#N/A"},{"$error":"#N/A"},{"$error":"#N/A"},{"$error":"#N/A"},{"$error":"#N/A"}]
[null,{"$f":"'Calculated Outputs'!A72","v":"c_b_input28"},"ecb_input28","Average Load Not Served per Customer from Sustained Outage - Residential","kW",null,{"$error":"#DIV/0!"},{"$error":"#DIV/0!"},{"$error":"#DIV/0!"},{"$error":"#DIV/0!"},{"$error":"#DIV/0!"},{"$error":"#DIV/0!"},{"$error":"#DIV/0!"},{"$error":"#DIV/0!"},{"$error":"#DIV/0!"},{"$error":"#DIV/0!"},{"$error":"#DIV/0!"},{"$error":"#DIV/0!"},{"$error":"#DIV/0!"},{"$error":"#DIV/0!"},{"$error":"#DIV/0!"},{"$error":"#DIV/0!"},{"$error":"#DIV/0!"},{"$error":"#DIV/0!"},{"$error":"#DIV/0!"},{"$error":"#DIV/0!"},{"$error":"#DIV/0!"},{"$error":"#DIV/0!"},{"$error":"#DIV/0!"},{"$error":"#DIV/0!"},{"$error":"#DIV/0!"},{"$error":"#DIV/0!"},{"$error":"#DIV/0!"},{"$error":"#DIV/0!"},{"$error":"#DIV/0!"},{"$error":"#DIV/0!"},{"$error":"#DIV/0!"}]
[null,{"$f":"'Calculated Outputs'!A73","v":"c_b_input29"},"ecb_input29","Average Load Not Served per Customer from Sustained Outage - Commercial","kW",null,{"$error":"#DIV/0!"},{"$error":"#DIV/0!"},{"$error":"#DIV/0!"},{"$error":"#DIV/0!"},{"$error":"#DIV/0!"},{"$error":"#DIV/0!"},{"$error":"#DIV/0!"},{"$error":"#DIV/0!"},{"$error":"#DIV/0!"},{"$error":"#DIV/0!"},{"$error":"#DIV/0!"},{"$error":"#DIV/0!"},{"$error":"#DIV/0!"},{"$error":"#DIV/0!"},{"$error":"#DIV/0!"},{"$error":"#DIV/0!"},{"$error":"#DIV/0!"},{"$error":"#DIV/0!"},{"$error":"#DIV/0!"},{"$error":"#DIV/0!"},{"$error":"#DIV/0!"},{"$error":"#DIV/0!"},{"$error":"#DIV/0!"},{"$error":"#DIV/0!"},{"$error":"#DIV/0!"},{"$error":"#DIV/0!"},{"$error":"#DIV/0!"},{"$error":"#DIV/0!"},{"$error":"#DIV/0!"},{"$error":"#DIV/0!"},{"$error":"#DIV/0!"}]
[null,{"$f":"'Calculated Outputs'!A74","v":"c_b_input30"},"ecb_input30","Average Load Not Served per Customer from Sustained Outage - Industrial","kW",null,{"$error":"#DIV/0!"},{"$error":"#DIV/0!"},{"$error":"#DIV/0!"},{"$error":"#DIV/0!"},{"$error":"#DIV/0!"},{"$error":"#DIV/0!"},{"$error":"#DIV/0!"},{"$error":"#DIV/0!"},{"$error":"#DIV/0!"},{"$error":"#DIV/0!"},{"$error":"#DIV/0!"},{"$error":"#DIV/0!"},{"$error":"#DIV/0!"},{"$error":"#DIV/0!"},{"$error":"#DIV/0!"},{"$error":"#DIV/0!"},{"$error":"#DIV/0!"},{"$error":"#DIV/0!"},{"$error":"#DIV/0!"},{"$error":"#DIV/0!"},{"$error":"#DIV/0!"},{"$error":"#DIV/0!"},{"$error":"#DIV/0!"},{"$error":"#DIV/0!"},{"$error":"#DIV/0!"},{"$error":"#DIV/0!"},{"$error":"#DIV/0!"},{"$error":"#DIV/0!"},{"$error":"#DIV/0!"},{"$error":"#DIV/0!"},{"$error":"#DIV/0!"}]
[null,{"$f":"'Calculated Outputs'!A75","v":"c_b_input31"},"ecb_input31","Average Load Not Served per Customer from Major Outage - Residential","kW",null,{"$error":"#DIV/0!"},{"$error":"#DIV/0!"},{"$error":"#DIV/0!"},{"$error":"#DIV/0!"},{"$error":"#DIV/0!"},{"$error":"#DIV/0!"},{"$error":"#DIV/0!"},{"$error":"#DIV/0!"},{"$error":"#DIV/0!"},{"$error":"#DIV/0!"},{"$error":"#DIV/0!"},{"$error":"#DIV/0!"},{"$error":"#DIV/0!"},{"$error":"#DIV/0!"},{"$error":"#DIV/0!"},{"$error":"#DIV/0!"},{"$error":"#DIV/0!"},{"$error":"#DIV/0!"},{"$error":"#DIV/0!"},{"$error":"#DIV/0!"},{"$error":"#DIV/0!"},{"$error":"#DIV/0!"},{"$error":"#DIV/0!"},{"$error":"#DIV/0!"},{"$error":"#DIV/0!"},{"$error":"#DIV/0!"},{"$error":"#DIV/0!"},{"$error":"#DIV/0!"},{"$error":"#DIV/0!"},{"$error":"#DIV/0!"},{"$error":"#DIV/0!"}]
[null,{"$f":"'Calculated Outputs'!A76","v":"c_b_input32"},"ecb_input32","Average Load Not Served per Customer from Major Outage - Commercial","kW",null,{"$error":"#DIV/0!"},{"$error":"#DIV/0!"},{"$error":"#DIV/0!"},{"$error":"#DIV/0!"},{"$error":"#DIV/0!"},{"$error":"#DIV/0!"},{"$error":"#DIV/0!"},{"$error":"#DIV/0!"},{"$error":"#DIV/0!"},{"$error":"#DIV/0!"},{"$error":"#DIV/0!"},{"$error":"#DIV/0!"},{"$error":"#DIV/0!"},{"$error":"#DIV/0!"},{"$error":"#DIV/0!"},{"$error":"#DIV/0!"},{"$error":"#DIV/0!"},{"$error":"#DIV/0!"},{"$error":"#DIV/0!"},{"$error":"#DIV/0!"},{"$error":"#DIV/0!"},{"$error":"#DIV/0!"},{"$error":"#DIV/0!"},{"$error":"#DIV/0!"},{"$error":"#DIV/0!"},{"$error":"#DIV/0!"},{"$error":"#DIV/0!"},{"$error":"#DIV/0!"},{"$error":"#DIV/0!"},{"$error":"#DIV/0!"},{"$error":"#DIV/0!"}]
[null,{"$f":"'Calculated Outputs'!A77","v":"c_b_input33"},"ecb_input33","Average Load Not Served per Customer from Major Outage - Industrial","kW",null,{"$error":"#DIV/0!"},{"$error":"#DIV/0!"},{"$error":"#DIV/0!"},{"$error":"#DIV/0!"},{"$error":"#DIV/0!"},{"$error":"#DIV/0!"},{"$error":"#DIV/0!"},{"$error":"#DIV/0!"},{"$error":"#DIV/0!"},{"$error":"#DIV/0!"},{"$error":"#DIV/0!"},{"$error":"#DIV/0!"},{"$error":"#DIV/0!"},{"$error":"#DIV/0!"},{"$error":"#DIV/0!"},{"$error":"#DIV/0!"},{"$error":"#DIV/0!"},{"$error":"#DIV/0!"},{"$error":"#DIV/0!"},{"$error":"#DIV/0!"},{"$error":"#DIV/0!"},{"$error":"#DIV/0!"},{"$error":"#DIV/0!"},{"$error":"#DIV/0!"},{"$error":"#DIV/0!"},{"$error":"#DIV/0!"},{"$error":"#DIV/0!"},{"$error":"#DIV/0!"},{"$error":"#DIV/0!"},{"$error":"#DIV/0!"},{"$error":"#DIV/0!"}]
[null,{"$f":"'Calculated Outputs'!A78","v":"c_b_input34"},"ecb_input34","Average Load Not Served per Customer from Sustained Outage on Impacted Feeders - Residential","kW",null,{"$f":"OFFSET(INDIRECT($B296),0,G$2-$G$2+2)","v":{"$error":"#DIV/0!"}},{"$error":"#DIV/0!"},{"$error":"#DIV/0!"},{"$error":"#DIV/0!"},{"$error":"#DIV/0!"},{"$error":"#DIV/0!"},{"$error":"#DIV/0!"},{"$error":"#DIV/0!"},{"$error":"#DIV/0!"},{"$error":"#DIV/0!"},{"$error":"#DIV/0!"},{"$error":"#DIV/0!"},{"$error":"#DIV/0!"},{"$error":"#DIV/0!"},{"$error":"#DIV/0!"},{"$error":"#DIV/0!"},{"$error":"#DIV/0!"},{"$error":"#DIV/0!"},{"$error":"#DIV/0!"},{"$error":"#DIV/0!"},{"$error":"#DIV/0!"},{"$error":"#DIV/0!"},{"$error":"#DIV/0!"},{"$error":"#DIV/0!"},{"$error":"#DIV/0!"},{"$error":"#DIV/0!"},{"$error":"#DIV/0!"},{"$error":"#DIV/0!"},{"$error":"#DIV/0!"},{"$error":"#DIV/0!"},{"$error":"#DIV/0!"}]
[null,{"$f":"'Calculated Outputs'!A79","v":"c_b_input35"},"ecb_input35","Average Load Not Served per Customer from Sustained Outage on Impacted Feeders - Residential","kW",null,{"$error":"#DIV/0!"},{"$error":"#DIV/0!"},{"$error":"#DIV/0!"},{"$error":"#DIV/0!"},{"$error":"#DIV/0!"},{"$error":"#DIV/0!"},{"$error":"#DIV/0!"},{"$error":"#DIV/0!"},{"$error":"#DIV/0!"},{"$error":"#DIV/0!"},{"$error":"#DIV/0!"},{"$error":"#DIV/0!"},{"$error":"#DIV/0!"},{"$error":"#DIV/0!"},{"$error":"#DIV/0!"},{"$error":"#DIV/0!"},{"$error":"#DIV/0!"},{"$error":"#DIV/0!"},{"$error":"#DIV/0!"},{"$error":"#DIV/0!"},{"$error":"#DIV/0!"},{"$error":"#DIV/0!"},{"$error":"#DIV/0!"},{"$error":"#DIV/0!"},{"$error":"#DIV/0!"},{"$error":"#DIV/0!"},{"$error":"#DIV/0!"},{"$error":"#DIV/0!"},{"$error":"#DIV/0!"},{"$error":"#DIV/0!"},{"$error":"#DIV/0!"}]
[null,{"$f":"'Calculated Outputs'!A80","v":"c_b_input36"},"ecb_input36","Average Load Not Served per Customer from Sustained Outage on Impacted Feeders - Residential","kW",null,{"$error":"#DIV/0!"},{"$error":"#DIV/0!"},{"$error":"#DIV/0!"},{"$error":"#DIV/0!"},{"$error":"#DIV/0!"},{"$error":"#DIV/0!"},{"$error":"#DIV/0!"},{"$error":"#DIV/0!"},{"$error":"#DIV/0!"},{"$error":"#DIV/0!"},{"$error":"#DIV/0!"},{"$error":"#DIV/0!"},{"$error":"#DIV/0!"},{"$error":"#DIV/0!"},{"$error":"#DIV/0!"},{"$error":"#DIV/0!"},{"$error":"#DIV/0!"},{"$error":"#DIV/0!"},{"$error":"#DIV/0!"},{"$error":"#DIV/0!"},{"$error":"#DIV/0!"},{"$error":"#DIV/0!"},{"$error":"#DIV/0!"},{"$error":"#DIV/0!"},{"$error":"#DIV/0!"},{"$error":"#DIV/0!"},{"$error":"#DIV/0!"},{"$error":"#DIV/0!"},{"$error":"#DIV/0!"},{"$error":"#DIV/0!"},{"$error":"#DIV/0!"}]

{"sheet":"CM Sheets-->","index":29,"n_rows":0,"n_cols":0,"rows_kept":0,"cut":false,"hidden":true,"merged":[]}

{"sheet":"Review Benefit Pathways","index":30,"n_rows":101,"n_cols":18,"rows_kept":101,"cut":false,"hidden":true,"merged":[[95,6,100,6],[81,6,94,6],[1,3,1,6],[58,6,59,6],[60,6,64,6],[65,6,75,6],[76,6,80,6],[21,6,29,6],[30,6,36,6],[37,6,47,6],[48,6,52,6],[53,6,57,6],[5,5,6,5],[5,6,6,6],[7,6,12,6],[13,6,15,6],[16,6,20,6]]}
[]
[null,null,null,"The tables below summarize the Assents, Functions, Mechanisms, and benefits that this project leveraged and enabled. Items that are highlighted in green indicate that the item was installed or enabled as part of the smart grid project under analysis. The table in the middle illustrates the various pathways that resulted in the benefits that the project yeilds. Note that certain benefits may be enabled by multiple pathways; however, the results of the analysis calculate the total benefit stream and does not parse out the benefits according to each pathway that might have lead to it. The right most table shows the unique list of benefits that the project yields."]
[]
[]
["Range Name","Asset realized?",null,"Assets of Project",null,null,"Functions",null,null,"Mechanisms",null,"Function_Mechanism",null,"Benefits",null,null,null,"Unique Benefit List"]
["asset1",{"$f":"OFFSET(INDIRECT(A6),0,1)","v":0},null,"Advanced Interrupting Switch",null,{"$f":"INDEX(Functions!$C$3:$C$18,MATCH('Review Benefit Pathways'!G6,Functions!$B$3:$B$18,0))","v":0},{"$f":"function5","v":"Adaptive Protection"},null,{"$f":"function5","v":"Adaptive Protection"},"Reduces likelihood of a missed relay coordination which can reduce the size or likelihood of an outage. Allows the reconfiguration of relay settings which can enable the partial restoration of service",{"$f":"INDEX('FxnMech to Benefits List'!$D$3:$D$112,MATCH(L6,'FxnMech to Benefits List'!$C$3:$C$112,0))","v":0},{"$f":"I6&\"_\"&J6","v":"Adaptive Protection_Reduces likelihood of a missed relay coordination which can reduce the size or likelihood of an outage. Allows the reconfiguration of relay settings which can enable the partial restoration of service"},null,{"$f":"benefit16","v":"Reduced Restoration Cost"},null,"benefit1",{"$f":"OFFSET(INDIRECT(P6),0,2)","v":0},{"$f":"INDIRECT(P6)","v":"Optimized Generator Operation"}]
["asset2",{"$f":"OFFSET(INDIRECT(A7),0,1)","v":0},null,"AMI/Smart Meters",null,null,null,null,{"$f":"function5","v":"Adaptive Protection"},"Reduces likelihood of a missed relay coordination which can reduce the size or likelihood of an outage. Allows the reconfiguration of relay settings which can enable the partial restoration of service",{"$f":"INDEX('FxnMech to Benefits List'!$D$3:$D$112,MATCH(L7,'FxnMech to Benefits List'!$C$3:$C$112,0))","v":0},{"$f":"I7&\"_\"&J7","v":"Adaptive Protection_Reduces likelihood of a missed relay coordination which can reduce the size or likelihood of an outage. Allows the reconfiguration of relay settings which can enable the partial restoration of service"},null,{"$f":"benefit14","v":"Reduced Sustained Outages"},null,"benefit2",{"$f":"OFFSET(INDIRECT(P7),0,2)","v":0},{"$f":"INDIRECT(P7)","v":"Deferred Generation Capacity Investments"}]
["asset3",0,null,"Controllable/regulating Inverter",null,{"$f":"INDEX(Functions!$C$3:$C$18,MATCH('Review Benefit Pathways'!G8,Functions!$B$3:$B$18,0))","v":0},{"$f":"function6","v":"Automated Feeder and Line Switching"},null,"Automated Feeder and Line Switching","Reduces truck rolls",{"$f":"INDEX('FxnMech to Benefits List'!$D$3:$D$112,MATCH(L8,'FxnMech to Benefits List'!$C$3:$C$112,0))","v":0},"Automated Feeder and Line Switching_Reduces truck rolls",null,{"$f":"benefit19","v":"Reduced CO2 Emissions"},null,"benefit3",0,"Reduced Ancillary Service Cost"]
["asset4",0,null,"Customer EMS/Display/Portal",null,{"$f":"INDEX(Functions!$C$3:$C$18,MATCH('Review Benefit Pathways'!G9,Functions!$B$3:$B$18,0))","v":{"$error":"#N/A"}},null,null,"Automated Feeder and Line Switching","Reduces truck rolls",{"$f":"INDEX('FxnMech to Benefits List'!$D$3:$D$112,MATCH(L9,'FxnMech to Benefits List'!$C$3:$C$112,0))","v":0},"Automated Feeder and Line Switching_Reduces truck rolls",null,{"$f":"benefit21","v":"Reduced Oil Usage (not monetized)"},null,"benefit4",0,"Reduced Congestion Cost"]
["asset5",0,null,"Distribution Automation",null,{"$f":"INDEX(Functions!$C$3:$C$18,MATCH('Review Benefit Pathways'!G10,Functions!$B$3:$B$18,0))","v":{"$error":"#N/A"}},null,null,"Automated Feeder and Line Switching","Reduces manual labor hours associated with restoration",{"$f":"INDEX('FxnMech to Benefits List'!$D$3:$D$112,MATCH(L10,'FxnMech to Benefits List'!$C$3:$C$112,0))","v":0},"Automated Feeder and Line Switching_Reduces manual labor hours associated with restoration",null,{"$f":"benefit16","v":"Reduced Restoration Cost"},null,"benefit5",0,"Deferred Transmission Capacity Investments"]
["asset6",0,null,"Distribution Management System",null,{"$f":"INDEX(Functions!$C$3:$C$18,MATCH('Review Benefit Pathways'!G11,Functions!$B$3:$B$18,0))","v":{"$error":"#N/A"}},null,null,"Automated Feeder and Line Switching","Reduces truck rolls",{"$f":"INDEX('FxnMech to Benefits List'!$D$3:$D$112,MATCH(L11,'FxnMech to Benefits List'!$C$3:$C$112,0))","v":0},"Automated Feeder and Line Switching_Reduces truck rolls",null,{"$f":"benefit20","v":"Reduced SOx, NOx, and PM-2.5 Emissions"},null,"benefit6",0,"Deferred Distribution Capacity Investments"]
["asset7",0,null,"Enhanced Fault Detection Technology",null,{"$f":"INDEX(Functions!$C$3:$C$18,MATCH('Review Benefit Pathways'!G12,Functions!$B$3:$B$18,0))","v":{"$error":"#N/A"}},null,null,"Automated Feeder and Line Switching","Reduces fault location isolation service restoration (FLISR) time",{"$f":"INDEX('FxnMech to Benefits List'!$D$3:$D$112,MATCH(L12,'FxnMech to Benefits List'!$C$3:$C$112,0))","v":0},"Automated Feeder and Line Switching_Reduces fault location isolation service restoration (FLISR) time",null,{"$f":"benefit14","v":"Reduced Sustained Outages"},null,"benefit7",0,"Reduced Equipment Failures "]
["asset8",0,null,"Equipment Health Sensor",null,{"$f":"INDEX(Functions!$C$3:$C$18,MATCH('Review Benefit Pathways'!G13,Functions!$B$3:$B$18,0))","v":{"$error":"#N/A"}},null,null,"Automated Feeder and Line Switching","Reduces manual labor hours associated with line switching",{"$f":"INDEX('FxnMech to Benefits List'!$D$3:$D$112,MATCH(L13,'FxnMech to Benefits List'!$C$3:$C$112,0))","v":0},"Automated Feeder and Line Switching_Reduces manual labor hours associated with line switching",null,{"$f":"benefit9","v":"Reduced T&D Operations Cost"},null,"benefit8",0,"Reduced T&D Equipment Maintenance Cost"]
["asset9",0,null," Flexible Alternating Current Transmission System (FACTS)  Device",null,{"$f":"INDEX(Functions!$C$3:$C$18,MATCH('Review Benefit Pathways'!G14,Functions!$B$3:$B$18,0))","v":0},{"$f":"function7","v":"Automated Islanding and Reconnection"},null,{"$f":"function7","v":"Automated Islanding and Reconnection"},"Enables islanding or alternative power supply",{"$f":"INDEX('FxnMech to Benefits List'!$D$3:$D$112,MATCH(L14,'FxnMech to Benefits List'!$C$3:$C$112,0))","v":0},"Automated Islanding and Reconnection_Enables islanding or alternative power supply",null,{"$f":"benefit15","v":"Reduced Major Outages"},null,"benefit9",0,"Reduced T&D Operations Cost"]
["asset10",0,null,"Fault Current Limiter",null,{"$f":"INDEX(Functions!$C$3:$C$18,MATCH('Review Benefit Pathways'!G15,Functions!$B$3:$B$18,0))","v":{"$error":"#N/A"}},null,null,{"$f":"function7","v":"Automated Islanding and Reconnection"},"Reduces the number of crews needed to restore power",{"$f":"INDEX('FxnMech to Benefits List'!$D$3:$D$112,MATCH(L15,'FxnMech to Benefits List'!$C$3:$C$112,0))","v":0},"Automated Islanding and Reconnection_Reduces the number of crews needed to restore power",null,{"$f":"benefit16","v":"Reduced Restoration Cost"},null,"benefit10",0,"Reduced Meter Reading Cost"]
["asset11",0,null,"Loading Monitor",null,{"$f":"INDEX(Functions!$C$3:$C$18,MATCH('Review Benefit Pathways'!G16,Functions!$B$3:$B$18,0))","v":{"$error":"#N/A"}},null,null,{"$f":"function7","v":"Automated Islanding and Reconnection"},"Enables islanding or alternative power supply",{"$f":"INDEX('FxnMech to Benefits List'!$D$3:$D$112,MATCH(L16,'FxnMech to Benefits List'!$C$3:$C$112,0))","v":0},"Automated Islanding and Reconnection_Enables islanding or alternative power supply",null,{"$f":"benefit14","v":"Reduced Sustained Outages"},null,"benefit11",0,"Reduced Electricity Theft"]
["asset12",0,null,"Microgrid Controller",null,{"$f":"INDEX(Functions!$C$3:$C$18,MATCH('Review Benefit Pathways'!G17,Functions!$B$3:$B$18,0))","v":0},{"$f":"function8","v":"Automated Voltage and VAR Control"},null,{"$f":"function8","v":"Automated Voltage and VAR Control"},"Improves system power factor and voltage reducing the  amount of voltage ancillary service required",{"$f":"INDEX('FxnMech to Benefits List'!$D$3:$D$112,MATCH(L17,'FxnMech to Benefits List'!$C$3:$C$112,0))","v":0},"Automated Voltage and VAR Control_Improves system power factor and voltage reducing the  amount of voltage ancillary service required",null,{"$f":"benefit3","v":"Reduced Ancillary Service Cost"},null,"benefit12",0,"Reduced Electricity Losses"]
["asset13",0,null,"Phase Angle Regulating Transformer",null,{"$f":"INDEX(Functions!$C$3:$C$18,MATCH('Review Benefit Pathways'!G18,Functions!$B$3:$B$18,0))","v":{"$error":"#N/A"}},null,null,"Automated Voltage and VAR Control","Reduces emissions from carbon based fuel due to losses",{"$f":"INDEX('FxnMech to Benefits List'!$D$3:$D$112,MATCH(L18,'FxnMech to Benefits List'!$C$3:$C$112,0))","v":0},"Automated Voltage and VAR Control_Reduces emissions from carbon based fuel due to losses",null,{"$f":"benefit19","v":"Reduced CO2 Emissions"},null,"benefit13",0,"Reduced Electricity Cost"]
["asset14",0,null,"Phasor Measurement Technology",null,{"$f":"INDEX(Functions!$C$3:$C$18,MATCH('Review Benefit Pathways'!G19,Functions!$B$3:$B$18,0))","v":{"$error":"#N/A"}},null,null,"Automated Voltage and VAR Control","Optimizes voltage and VAR levels to reduce T&D losses",{"$f":"INDEX('FxnMech to Benefits List'!$D$3:$D$112,MATCH(L19,'FxnMech to Benefits List'!$C$3:$C$112,0))","v":0},"Automated Voltage and VAR Control_Optimizes voltage and VAR levels to reduce T&D losses",null,{"$f":"benefit12","v":"Reduced Electricity Losses"},null,"benefit14",0,"Reduced Sustained Outages"]
["asset15",0,null,"Smart Appliances and Equipment (Customer)",null,{"$f":"INDEX(Functions!$C$3:$C$18,MATCH('Review Benefit Pathways'!G20,Functions!$B$3:$B$18,0))","v":{"$error":"#N/A"}},null,null,"Automated Voltage and VAR Control","Reduces emissions from carbon based fuel due to losses",{"$f":"INDEX('FxnMech to Benefits List'!$D$3:$D$112,MATCH(L20,'FxnMech to Benefits List'!$C$3:$C$112,0))","v":0},"Automated Voltage and VAR Control_Reduces emissions from carbon based fuel due to losses",null,{"$f":"benefit20","v":"Reduced SOx, NOx, and PM-2.5 Emissions"},null,"benefit15",0,"Reduced Major Outages"]
["asset16",0,null,"Software - Advanced Analysis/Visualization",null,{"$f":"INDEX(Functions!$C$3:$C$18,MATCH('Review Benefit Pathways'!G21,Functions!$B$3:$B$18,0))","v":{"$error":"#N/A"}},null,null,"Automated Voltage and VAR Control","Reduces manual labor hours associated with capacitor switching and/or regulator operation",{"$f":"INDEX('FxnMech to Benefits List'!$D$3:$D$112,MATCH(L21,'FxnMech to Benefits List'!$C$3:$C$112,0))","v":0},"Automated Voltage and VAR Control_Reduces manual labor hours associated with capacitor switching and/or regulator operation",null,{"$f":"benefit9","v":"Reduced T&D Operations Cost"},null,"benefit16",0,"Reduced Restoration Cost"]
["asset17",0,null,"Two-way Communications (high bandwidth)",null,{"$f":"INDEX(Functions!$C$3:$C$18,MATCH('Review Benefit Pathways'!G22,Functions!$B$3:$B$18,0))","v":0},{"$f":"function13","v":"Customer Electricity Use Optimization"},null,"Customer Electricity Use Optimization","Shifts demand from peak time to reduce distribution peak load",{"$f":"INDEX('FxnMech to Benefits List'!$D$3:$D$112,MATCH(L22,'FxnMech to Benefits List'!$C$3:$C$112,0))","v":0},"Customer Electricity Use Optimization_Shifts demand from peak time to reduce distribution peak load",null,{"$f":"benefit6","v":"Deferred Distribution Capacity Investments"},null,"benefit17",0,"Reduced Momentary Outages"]
["asset18",0,null,"Vehicle to Grid Charging Station",null,{"$f":"INDEX(Functions!$C$3:$C$18,MATCH('Review Benefit Pathways'!G23,Functions!$B$3:$B$18,0))","v":{"$error":"#N/A"}},null,null,"Customer Electricity Use Optimization","Shifts demand from peak time to reduce generation peak capacity required",{"$f":"INDEX('FxnMech to Benefits List'!$D$3:$D$112,MATCH(L23,'FxnMech to Benefits List'!$C$3:$C$112,0))","v":0},"Customer Electricity Use Optimization_Shifts demand from peak time to reduce generation peak capacity required",null,{"$f":"benefit2","v":"Deferred Generation Capacity Investments"},null,"benefit18",0,"Reduced Sags and Swells"]
["asset19",0,null,"Very Low Impedance (High Temperature Superconducting) cables",null,{"$f":"INDEX(Functions!$C$3:$C$18,MATCH('Review Benefit Pathways'!G24,Functions!$B$3:$B$18,0))","v":{"$error":"#N/A"}},null,null,"Customer Electricity Use Optimization","Shifts demand from peak time to reduce transmission peak load",{"$f":"INDEX('FxnMech to Benefits List'!$D$3:$D$112,MATCH(L24,'FxnMech to Benefits List'!$C$3:$C$112,0))","v":0},"Customer Electricity Use Optimization_Shifts demand from peak time to reduce transmission peak load",null,{"$f":"benefit5","v":"Deferred Transmission Capacity Investments"},null,"benefit19",0,"Reduced CO2 Emissions"]
["asset20",0,null,"Enabled Energy Resources",null,{"$f":"INDEX(Functions!$C$3:$C$18,MATCH('Review Benefit Pathways'!G25,Functions!$B$3:$B$18,0))","v":{"$error":"#N/A"}},null,null,"Customer Electricity Use Optimization","Shifts demand from peak time to reduce required ancillary services related to peak load",{"$f":"INDEX('FxnMech to Benefits List'!$D$3:$D$112,MATCH(L25,'FxnMech to Benefits List'!$C$3:$C$112,0))","v":0},"Customer Electricity Use Optimization_Shifts demand from peak time to reduce required ancillary services related to peak load",null,{"$f":"benefit3","v":"Reduced Ancillary Service Cost"},null,"benefit20",0,"Reduced SOx, NOx, and PM-2.5 Emissions"]
[null,null,null,null,null,{"$f":"INDEX(Functions!$C$3:$C$18,MATCH('Review Benefit Pathways'!G26,Functions!$B$3:$B$18,0))","v":{"$error":"#N/A"}},null,null,"Customer Electricity Use Optimization","Reduces emissions from carbon based fuel due to losses",{"$f":"INDEX('FxnMech to Benefits List'!$D$3:$D$112,MATCH(L26,'FxnMech to Benefits List'!$C$3:$C$112,0))","v":0},"Customer Electricity Use Optimization_Reduces emissions from carbon based fuel due to losses",null,{"$f":"benefit19","v":"Reduced CO2 Emissions"},null,"benefit21",0,"Reduced Oil Usage (not monetized)"]
[null,null,null,null,null,{"$f":"INDEX(Functions!$C$3:$C$18,MATCH('Review Benefit Pathways'!G27,Functions!$B$3:$B$18,0))","v":{"$error":"#N/A"}},null,null,"Customer Electricity Use Optimization","Decreases loading on congested transmission pathways",{"$f":"INDEX('FxnMech to Benefits List'!$D$3:$D$112,MATCH(L27,'FxnMech to Benefits List'!$C$3:$C$112,0))","v":0},"Customer Electricity Use Optimization_Decreases loading on congested transmission pathways",null,{"$f":"benefit4","v":"Reduced Congestion Cost"},null,"benefit22",0,"Reduced Wide-scale Blackouts"]
[null,null,null,null,null,{"$f":"INDEX(Functions!$C$3:$C$18,MATCH('Review Benefit Pathways'!G28,Functions!$B$3:$B$18,0))","v":{"$error":"#N/A"}},null,null,"Customer Electricity Use Optimization","Provides customer with information which encourages alternate usage patterns or conservation resulting in reduced costs",{"$f":"INDEX('FxnMech to Benefits List'!$D$3:$D$112,MATCH(L28,'FxnMech to Benefits List'!$C$3:$C$112,0))","v":0},"Customer Electricity Use Optimization_Provides customer with information which encourages alternate usage patterns or conservation resulting in reduced costs",null,{"$f":"benefit13","v":"Reduced Electricity Cost"}]
[null,null,null,null,null,{"$f":"INDEX(Functions!$C$3:$C$18,MATCH('Review Benefit Pathways'!G29,Functions!$B$3:$B$18,0))","v":{"$error":"#N/A"}},null,null,"Customer Electricity Use Optimization","Optimizes load shape through customer pricing and incentives to reduce electricity losses",{"$f":"INDEX('FxnMech to Benefits List'!$D$3:$D$112,MATCH(L29,'FxnMech to Benefits List'!$C$3:$C$112,0))","v":0},"Customer Electricity Use Optimization_Optimizes load shape through customer pricing and incentives to reduce electricity losses",null,{"$f":"benefit12","v":"Reduced Electricity Losses"}]
[null,null,null,null,null,{"$f":"INDEX(Functions!$C$3:$C$18,MATCH('Review Benefit Pathways'!G30,Functions!$B$3:$B$18,0))","v":{"$error":"#N/A"}},null,null,"Customer Electricity Use Optimization","Reduces emissions from carbon based fuel due to losses",{"$f":"INDEX('FxnMech to Benefits List'!$D$3:$D$112,MATCH(L30,'FxnMech to Benefits List'!$C$3:$C$112,0))","v":0},"Customer Electricity Use Optimization_Reduces emissions from carbon based fuel due to losses",null,{"$f":"benefit20","v":"Reduced SOx, NOx, and PM-2.5 Emissions"}]
[null,null,null,null,null,{"$f":"INDEX(Functions!$C$3:$C$18,MATCH('Review Benefit Pathways'!G31,Functions!$B$3:$B$18,0))","v":0},{"$f":"function9","v":"Diagnosis & Notification of Equipment Condition"},null,"Diagnosis & Notification of Equipment Condition","Reduces truck rolls",{"$f":"INDEX('FxnMech to Benefits List'!$D$3:$D$112,MATCH(L31,'FxnMech to Benefits List'!$C$3:$C$112,0))","v":0},"Diagnosis & Notification of Equipment Condition_Reduces truck rolls",null,{"$f":"benefit19","v":"Reduced CO2 Emissions"}]
[null,null,null,null,null,{"$f":"INDEX(Functions!$C$3:$C$18,MATCH('Review Benefit Pathways'!G32,Functions!$B$3:$B$18,0))","v":{"$error":"#N/A"}},null,null,"Diagnosis & Notification of Equipment Condition","Improves detection of pending failure",{"$f":"INDEX('FxnMech to Benefits List'!$D$3:$D$112,MATCH(L32,'FxnMech to Benefits List'!$C$3:$C$112,0))","v":0},"Diagnosis & Notification of Equipment Condition_Improves detection of pending failure",null,{"$f":"benefit7","v":"Reduced Equipment Failures "}]
[null,null,null,null,null,{"$f":"INDEX(Functions!$C$3:$C$18,MATCH('Review Benefit Pathways'!G33,Functions!$B$3:$B$18,0))","v":{"$error":"#N/A"}},null,null,"Diagnosis & Notification of Equipment Condition","Reduces truck rolls",{"$f":"INDEX('FxnMech to Benefits List'!$D$3:$D$112,MATCH(L33,'FxnMech to Benefits List'!$C$3:$C$112,0))","v":0},"Diagnosis & Notification of Equipment Condition_Reduces truck rolls",null,{"$f":"benefit21","v":"Reduced Oil Usage (not monetized)"}]
[null,null,null,null,null,{"$f":"INDEX(Functions!$C$3:$C$18,MATCH('Review Benefit Pathways'!G34,Functions!$B$3:$B$18,0))","v":{"$error":"#N/A"}},null,null,"Diagnosis & Notification of Equipment Condition","Improves detection of pending failure",{"$f":"INDEX('FxnMech to Benefits List'!$D$3:$D$112,MATCH(L34,'FxnMech to Benefits List'!$C$3:$C$112,0))","v":0},"Diagnosis & Notification of Equipment Condition_Improves detection of pending failure",null,{"$f":"benefit16","v":"Reduced Restoration Cost"}]
[null,null,null,null,null,{"$f":"INDEX(Functions!$C$3:$C$18,MATCH('Review Benefit Pathways'!G35,Functions!$B$3:$B$18,0))","v":{"$error":"#N/A"}},null,null,"Diagnosis & Notification of Equipment Condition","Reduces truck rolls",{"$f":"INDEX('FxnMech to Benefits List'!$D$3:$D$112,MATCH(L35,'FxnMech to Benefits List'!$C$3:$C$112,0))","v":0},"Diagnosis & Notification of Equipment Condition_Reduces truck rolls",null,{"$f":"benefit20","v":"Reduced SOx, NOx, and PM-2.5 Emissions"}]
[null,null,null,null,null,{"$f":"INDEX(Functions!$C$3:$C$18,MATCH('Review Benefit Pathways'!G36,Functions!$B$3:$B$18,0))","v":{"$error":"#N/A"}},null,null,"Diagnosis & Notification of Equipment Condition","Improves detection of pending failure",{"$f":"INDEX('FxnMech to Benefits List'!$D$3:$D$112,MATCH(L36,'FxnMech to Benefits List'!$C$3:$C$112,0))","v":0},"Diagnosis & Notification of Equipment Condition_Improves detection of pending failure",null,{"$f":"benefit14","v":"Reduced Sustained Outages"}]
[null,null,null,null,null,{"$f":"INDEX(Functions!$C$3:$C$18,MATCH('Review Benefit Pathways'!G37,Functions!$B$3:$B$18,0))","v":{"$error":"#N/A"}},null,null,"Diagnosis & Notification of Equipment Condition","Enables targeted maintenance",{"$f":"INDEX('FxnMech to Benefits List'!$D$3:$D$112,MATCH(L37,'FxnMech to Benefits List'!$C$3:$C$112,0))","v":0},"Diagnosis & Notification of Equipment Condition_Enables targeted maintenance",null,{"$f":"benefit8","v":"Reduced T&D Equipment Maintenance Cost"}]
[null,null,null,null,null,{"$f":"INDEX(Functions!$C$3:$C$18,MATCH('Review Benefit Pathways'!G38,Functions!$B$3:$B$18,0))","v":0},{"$f":"function15","v":"Distributed Production of Electricity"},null,"Distributed Production of Electricity","Generates electricity at peak time to reduce distribution peak load",{"$f":"INDEX('FxnMech to Benefits List'!$D$3:$D$112,MATCH(L38,'FxnMech to Benefits List'!$C$3:$C$112,0))","v":0},"Distributed Production of Electricity_Generates electricity at peak time to reduce distribution peak load",null,{"$f":"benefit6","v":"Deferred Distribution Capacity Investments"}]
[null,null,null,null,null,{"$f":"INDEX(Functions!$C$3:$C$18,MATCH('Review Benefit Pathways'!G39,Functions!$B$3:$B$18,0))","v":{"$error":"#N/A"}},null,null,"Distributed Production of Electricity","Generates electricity at peak time to reduce generation peak capacity required",{"$f":"INDEX('FxnMech to Benefits List'!$D$3:$D$112,MATCH(L39,'FxnMech to Benefits List'!$C$3:$C$112,0))","v":0},"Distributed Production of Electricity_Generates electricity at peak time to reduce generation peak capacity required",null,{"$f":"benefit2","v":"Deferred Generation Capacity Investments"}]
[null,null,null,null,null,{"$f":"INDEX(Functions!$C$3:$C$18,MATCH('Review Benefit Pathways'!G40,Functions!$B$3:$B$18,0))","v":{"$error":"#N/A"}},null,null,"Distributed Production of Electricity","Generates electricity at peak time to reduce transmission peak load",{"$f":"INDEX('FxnMech to Benefits List'!$D$3:$D$112,MATCH(L40,'FxnMech to Benefits List'!$C$3:$C$112,0))","v":0},"Distributed Production of Electricity_Generates electricity at peak time to reduce transmission peak load",null,{"$f":"benefit5","v":"Deferred Transmission Capacity Investments"}]
[null,null,null,null,null,{"$f":"INDEX(Functions!$C$3:$C$18,MATCH('Review Benefit Pathways'!G41,Functions!$B$3:$B$18,0))","v":{"$error":"#N/A"}},null,null,"Distributed Production of Electricity","Enables more efficient generation mix to be dispatched by reducing the amount of central generation required during peak times",{"$f":"INDEX('FxnMech to Benefits List'!$D$3:$D$112,MATCH(L41,'FxnMech to Benefits List'!$C$3:$C$112,0))","v":0},"Distributed Production of Electricity_Enables more efficient generation mix to be dispatched by reducing the amount of central generation required during peak times",null,{"$f":"benefit1","v":"Optimized Generator Operation"}]
[null,null,null,null,null,{"$f":"INDEX(Functions!$C$3:$C$18,MATCH('Review Benefit Pathways'!G42,Functions!$B$3:$B$18,0))","v":{"$error":"#N/A"}},null,null,"Distributed Production of Electricity","Generates electricity at peak time to reduce required ancillary service related to peak load",{"$f":"INDEX('FxnMech to Benefits List'!$D$3:$D$112,MATCH(L42,'FxnMech to Benefits List'!$C$3:$C$112,0))","v":0},"Distributed Production of Electricity_Generates electricity at peak time to reduce required ancillary service related to peak load",null,{"$f":"benefit3","v":"Reduced Ancillary Service Cost"}]
[null,null,null,null,null,{"$f":"INDEX(Functions!$C$3:$C$18,MATCH('Review Benefit Pathways'!G43,Functions!$B$3:$B$18,0))","v":{"$error":"#N/A"}},null,null,"Distributed Production of Electricity","Reduces emissions from carbon based fuel due to losses and/or meets load with renewable sources",{"$f":"INDEX('FxnMech to Benefits List'!$D$3:$D$112,MATCH(L43,'FxnMech to Benefits List'!$C$3:$C$112,0))","v":0},"Distributed Production of Electricity_Reduces emissions from carbon based fuel due to losses and/or meets load with renewable sources",null,{"$f":"benefit19","v":"Reduced CO2 Emissions"}]
[null,null,null,null,null,{"$f":"INDEX(Functions!$C$3:$C$18,MATCH('Review Benefit Pathways'!G44,Functions!$B$3:$B$18,0))","v":{"$error":"#N/A"}},null,null,"Distributed Production of Electricity","Decreases loading on congested transmission pathways",{"$f":"INDEX('FxnMech to Benefits List'!$D$3:$D$112,MATCH(L44,'FxnMech to Benefits List'!$C$3:$C$112,0))","v":0},"Distributed Production of Electricity_Decreases loading on congested transmission pathways",null,{"$f":"benefit4","v":"Reduced Congestion Cost"}]
[null,null,null,null,null,{"$f":"INDEX(Functions!$C$3:$C$18,MATCH('Review Benefit Pathways'!G45,Functions!$B$3:$B$18,0))","v":{"$error":"#N/A"}},null,null,"Distributed Production of Electricity","Provides electricity during times when price of \"grid power\" exceeds cost of producing with the DG asset",{"$f":"INDEX('FxnMech to Benefits List'!$D$3:$D$112,MATCH(L45,'FxnMech to Benefits List'!$C$3:$C$112,0))","v":0},"Distributed Production of Electricity_Provides electricity during times when price of \"grid power\" exceeds cost of producing with the DG asset",null,{"$f":"benefit13","v":"Reduced Electricity Cost"}]
[null,null,null,null,null,{"$f":"INDEX(Functions!$C$3:$C$18,MATCH('Review Benefit Pathways'!G46,Functions!$B$3:$B$18,0))","v":{"$error":"#N/A"}},null,null,"Distributed Production of Electricity","Optimizes net load shape to reduce electricity losses",{"$f":"INDEX('FxnMech to Benefits List'!$D$3:$D$112,MATCH(L46,'FxnMech to Benefits List'!$C$3:$C$112,0))","v":0},"Distributed Production of Electricity_Optimizes net load shape to reduce electricity losses",null,{"$f":"benefit12","v":"Reduced Electricity Losses"}]
[null,null,null,null,null,{"$f":"INDEX(Functions!$C$3:$C$18,MATCH('Review Benefit Pathways'!G47,Functions!$B$3:$B$18,0))","v":{"$error":"#N/A"}},null,null,"Distributed Production of Electricity","Reduces emissions from carbon based fuel due to losses and/or meets load with renewable sources",{"$f":"INDEX('FxnMech to Benefits List'!$D$3:$D$112,MATCH(L47,'FxnMech to Benefits List'!$C$3:$C$112,0))","v":0},"Distributed Production of Electricity_Reduces emissions from carbon based fuel due to losses and/or meets load with renewable sources",null,{"$f":"benefit20","v":"Reduced SOx, NOx, and PM-2.5 Emissions"}]
[null,null,null,null,null,{"$f":"INDEX(Functions!$C$3:$C$18,MATCH('Review Benefit Pathways'!G48,Functions!$B$3:$B$18,0))","v":{"$error":"#N/A"}},null,null,"Distributed Production of Electricity","Enables islanding or alternative power supply",{"$f":"INDEX('FxnMech to Benefits List'!$D$3:$D$112,MATCH(L48,'FxnMech to Benefits List'!$C$3:$C$112,0))","v":0},"Distributed Production of Electricity_Enables islanding or alternative power supply",null,{"$f":"benefit14","v":"Reduced Sustained Outages"}]
[null,null,null,null,null,{"$f":"INDEX(Functions!$C$3:$C$18,MATCH('Review Benefit Pathways'!G49,Functions!$B$3:$B$18,0))","v":0},{"$f":"function3","v":"Dynamic Capability Rating"},null,{"$f":"function3","v":"Dynamic Capability Rating"},"Increases line/equipment capability",{"$f":"INDEX('FxnMech to Benefits List'!$D$3:$D$112,MATCH(L49,'FxnMech to Benefits List'!$C$3:$C$112,0))","v":0},"Dynamic Capability Rating_Increases line/equipment capability",null,{"$f":"benefit6","v":"Deferred Distribution Capacity Investments"}]
[null,null,null,null,null,{"$f":"INDEX(Functions!$C$3:$C$18,MATCH('Review Benefit Pathways'!G50,Functions!$B$3:$B$18,0))","v":{"$error":"#N/A"}},null,null,{"$f":"function3","v":"Dynamic Capability Rating"},"Increases line/equipment capability",{"$f":"INDEX('FxnMech to Benefits List'!$D$3:$D$112,MATCH(L50,'FxnMech to Benefits List'!$C$3:$C$112,0))","v":0},"Dynamic Capability Rating_Increases line/equipment capability",null,{"$f":"benefit5","v":"Deferred Transmission Capacity Investments"}]
[null,null,null,null,null,{"$f":"INDEX(Functions!$C$3:$C$18,MATCH('Review Benefit Pathways'!G51,Functions!$B$3:$B$18,0))","v":{"$error":"#N/A"}},null,null,{"$f":"function3","v":"Dynamic Capability Rating"},"Increases line/equipment capability",{"$f":"INDEX('FxnMech to Benefits List'!$D$3:$D$112,MATCH(L51,'FxnMech to Benefits List'!$C$3:$C$112,0))","v":0},"Dynamic Capability Rating_Increases line/equipment capability",null,{"$f":"benefit4","v":"Reduced Congestion Cost"}]
[null,null,null,null,null,{"$f":"INDEX(Functions!$C$3:$C$18,MATCH('Review Benefit Pathways'!G52,Functions!$B$3:$B$18,0))","v":{"$error":"#N/A"}},null,null,{"$f":"function3","v":"Dynamic Capability Rating"},"Limits ratings based on conditions to avoid overload and equipment damage",{"$f":"INDEX('FxnMech to Benefits List'!$D$3:$D$112,MATCH(L52,'FxnMech to Benefits List'!$C$3:$C$112,0))","v":0},"Dynamic Capability Rating_Limits ratings based on conditions to avoid overload and equipment damage",null,{"$f":"benefit7","v":"Reduced Equipment Failures "}]
[null,null,null,null,null,{"$f":"INDEX(Functions!$C$3:$C$18,MATCH('Review Benefit Pathways'!G53,Functions!$B$3:$B$18,0))","v":{"$error":"#N/A"}},null,null,{"$f":"function3","v":"Dynamic Capability Rating"},"Improves operational awareness",{"$f":"INDEX('FxnMech to Benefits List'!$D$3:$D$112,MATCH(L53,'FxnMech to Benefits List'!$C$3:$C$112,0))","v":0},"Dynamic Capability Rating_Improves operational awareness",null,{"$f":"benefit22","v":"Reduced Wide-scale Blackouts"}]
[null,null,null,null,null,{"$f":"INDEX(Functions!$C$3:$C$18,MATCH('Review Benefit Pathways'!G54,Functions!$B$3:$B$18,0))","v":0},{"$f":"function10","v":"Enhanced Fault Protection"},null,{"$f":"function10","v":"Enhanced Fault Protection"},"Reduces stress on equipment through faster fault detection or reduced reclosing",{"$f":"INDEX('FxnMech to Benefits List'!$D$3:$D$112,MATCH(L54,'FxnMech to Benefits List'!$C$3:$C$112,0))","v":0},"Enhanced Fault Protection_Reduces stress on equipment through faster fault detection or reduced reclosing",null,{"$f":"benefit7","v":"Reduced Equipment Failures "}]
[null,null,null,null,null,{"$f":"INDEX(Functions!$C$3:$C$18,MATCH('Review Benefit Pathways'!G55,Functions!$B$3:$B$18,0))","v":{"$error":"#N/A"}},null,null,{"$f":"function10","v":"Enhanced Fault Protection"},"Reduces or eliminates reclosing for fault clearing",{"$f":"INDEX('FxnMech to Benefits List'!$D$3:$D$112,MATCH(L55,'FxnMech to Benefits List'!$C$3:$C$112,0))","v":0},"Enhanced Fault Protection_Reduces or eliminates reclosing for fault clearing",null,{"$f":"benefit17","v":"Reduced Momentary Outages"}]
[null,null,null,null,null,{"$f":"INDEX(Functions!$C$3:$C$18,MATCH('Review Benefit Pathways'!G56,Functions!$B$3:$B$18,0))","v":{"$error":"#N/A"}},null,null,{"$f":"function10","v":"Enhanced Fault Protection"},"Detects and clears hard-to-detect faults more precisely and quickly to reduce scope of outage",{"$f":"INDEX('FxnMech to Benefits List'!$D$3:$D$112,MATCH(L56,'FxnMech to Benefits List'!$C$3:$C$112,0))","v":0},"Enhanced Fault Protection_Detects and clears hard-to-detect faults more precisely and quickly to reduce scope of outage",null,{"$f":"benefit16","v":"Reduced Restoration Cost"}]
[null,null,null,null,null,{"$f":"INDEX(Functions!$C$3:$C$18,MATCH('Review Benefit Pathways'!G57,Functions!$B$3:$B$18,0))","v":{"$error":"#N/A"}},null,null,{"$f":"function10","v":"Enhanced Fault Protection"},"Detects and Clears high impedance faults more precisely and quickly to reduce the frequency and severity of voltage fluctuations they can cause",{"$f":"INDEX('FxnMech to Benefits List'!$D$3:$D$112,MATCH(L57,'FxnMech to Benefits List'!$C$3:$C$112,0))","v":0},"Enhanced Fault Protection_Detects and Clears high impedance faults more precisely and quickly to reduce the frequency and severity of voltage fluctuations they can cause",null,{"$f":"benefit18","v":"Reduced Sags and Swells"}]
[null,null,null,null,null,{"$f":"INDEX(Functions!$C$3:$C$18,MATCH('Review Benefit Pathways'!G58,Functions!$B$3:$B$18,0))","v":{"$error":"#N/A"}},null,null,{"$f":"function10","v":"Enhanced Fault Protection"},"Detects and clears hard-to-detect faults more precisely and quickly to reduce scope of outage",{"$f":"INDEX('FxnMech to Benefits List'!$D$3:$D$112,MATCH(L58,'FxnMech to Benefits List'!$C$3:$C$112,0))","v":0},"Enhanced Fault Protection_Detects and clears hard-to-detect faults more precisely and quickly to reduce scope of outage",null,{"$f":"benefit14","v":"Reduced Sustained Outages"}]
[null,null,null,null,null,{"$f":"INDEX(Functions!$C$3:$C$18,MATCH('Review Benefit Pathways'!G59,Functions!$B$3:$B$18,0))","v":0},{"$f":"function1","v":"Fault Current Limiting"},null,{"$f":"function1","v":"Fault Current Limiting"},"Prevents fault currents from exceeding the levels of the equipment",{"$f":"INDEX('FxnMech to Benefits List'!$D$3:$D$112,MATCH(L59,'FxnMech to Benefits List'!$C$3:$C$112,0))","v":0},"Fault Current Limiting_Prevents fault currents from exceeding the levels of the equipment",null,{"$f":"benefit5","v":"Deferred Transmission Capacity Investments"}]
[null,null,null,null,null,{"$f":"INDEX(Functions!$C$3:$C$18,MATCH('Review Benefit Pathways'!G60,Functions!$B$3:$B$18,0))","v":{"$error":"#N/A"}},null,null,{"$f":"function1","v":"Fault Current Limiting"},"Reduce stress on equipment",{"$f":"INDEX('FxnMech to Benefits List'!$D$3:$D$112,MATCH(L60,'FxnMech to Benefits List'!$C$3:$C$112,0))","v":0},"Fault Current Limiting_Reduce stress on equipment",null,{"$f":"benefit7","v":"Reduced Equipment Failures "}]
[null,null,null,null,null,{"$f":"INDEX(Functions!$C$3:$C$18,MATCH('Review Benefit Pathways'!G61,Functions!$B$3:$B$18,0))","v":0},{"$f":"function4","v":"Power Flow Control"},null,{"$f":"function4","v":"Power Flow Control"},"Diverts power so as to avoid overloading lines or equipment",{"$f":"INDEX('FxnMech to Benefits List'!$D$3:$D$112,MATCH(L61,'FxnMech to Benefits List'!$C$3:$C$112,0))","v":0},"Power Flow Control_Diverts power so as to avoid overloading lines or equipment",null,{"$f":"benefit5","v":"Deferred Transmission Capacity Investments"}]
[null,null,null,null,null,{"$f":"INDEX(Functions!$C$3:$C$18,MATCH('Review Benefit Pathways'!G62,Functions!$B$3:$B$18,0))","v":{"$error":"#N/A"}},null,null,{"$f":"function4","v":"Power Flow Control"},"Reduces emissions from carbon based fuel due to losses",{"$f":"INDEX('FxnMech to Benefits List'!$D$3:$D$112,MATCH(L62,'FxnMech to Benefits List'!$C$3:$C$112,0))","v":0},"Power Flow Control_Reduces emissions from carbon based fuel due to losses",null,{"$f":"benefit19","v":"Reduced CO2 Emissions"}]
[null,null,null,null,null,{"$f":"INDEX(Functions!$C$3:$C$18,MATCH('Review Benefit Pathways'!G63,Functions!$B$3:$B$18,0))","v":{"$error":"#N/A"}},null,null,{"$f":"function4","v":"Power Flow Control"},"Controls power flow around congested system element",{"$f":"INDEX('FxnMech to Benefits List'!$D$3:$D$112,MATCH(L63,'FxnMech to Benefits List'!$C$3:$C$112,0))","v":0},"Power Flow Control_Controls power flow around congested system element",null,{"$f":"benefit4","v":"Reduced Congestion Cost"}]
[null,null,null,null,null,{"$f":"INDEX(Functions!$C$3:$C$18,MATCH('Review Benefit Pathways'!G64,Functions!$B$3:$B$18,0))","v":{"$error":"#N/A"}},null,null,{"$f":"function4","v":"Power Flow Control"},"Optimizes power flow to reduce system losses",{"$f":"INDEX('FxnMech to Benefits List'!$D$3:$D$112,MATCH(L64,'FxnMech to Benefits List'!$C$3:$C$112,0))","v":0},"Power Flow Control_Optimizes power flow to reduce system losses",null,{"$f":"benefit12","v":"Reduced Electricity Losses"}]
[null,null,null,null,null,{"$f":"INDEX(Functions!$C$3:$C$18,MATCH('Review Benefit Pathways'!G65,Functions!$B$3:$B$18,0))","v":{"$error":"#N/A"}},null,null,{"$f":"function4","v":"Power Flow Control"},"Reduces emissions from carbon based fuel due to losses",{"$f":"INDEX('FxnMech to Benefits List'!$D$3:$D$112,MATCH(L65,'FxnMech to Benefits List'!$C$3:$C$112,0))","v":0},"Power Flow Control_Reduces emissions from carbon based fuel due to losses",null,{"$f":"benefit20","v":"Reduced SOx, NOx, and PM-2.5 Emissions"}]
[null,null,null,null,null,{"$f":"INDEX(Functions!$C$3:$C$18,MATCH('Review Benefit Pathways'!G66,Functions!$B$3:$B$18,0))","v":0},{"$f":"function11","v":"Real-Time Load Measurement & Management"},null,"Real-Time Load Measurement & Management","Enables load management",{"$f":"INDEX('FxnMech to Benefits List'!$D$3:$D$112,MATCH(L66,'FxnMech to Benefits List'!$C$3:$C$112,0))","v":0},"Real-Time Load Measurement & Management_Enables load management",null,{"$f":"benefit6","v":"Deferred Distribution Capacity Investments"}]
[null,null,null,null,null,{"$f":"INDEX(Functions!$C$3:$C$18,MATCH('Review Benefit Pathways'!G67,Functions!$B$3:$B$18,0))","v":{"$error":"#N/A"}},null,null,"Real-Time Load Measurement & Management","Improves load models and forecasts",{"$f":"INDEX('FxnMech to Benefits List'!$D$3:$D$112,MATCH(L67,'FxnMech to Benefits List'!$C$3:$C$112,0))","v":0},"Real-Time Load Measurement & Management_Improves load models and forecasts",null,{"$f":"benefit3","v":"Reduced Ancillary Service Cost"}]
[null,null,null,null,null,{"$f":"INDEX(Functions!$C$3:$C$18,MATCH('Review Benefit Pathways'!G68,Functions!$B$3:$B$18,0))","v":{"$error":"#N/A"}},null,null,"Real-Time Load Measurement & Management","Reduces truck rolls",{"$f":"INDEX('FxnMech to Benefits List'!$D$3:$D$112,MATCH(L68,'FxnMech to Benefits List'!$C$3:$C$112,0))","v":0},"Real-Time Load Measurement & Management_Reduces truck rolls",null,{"$f":"benefit19","v":"Reduced CO2 Emissions"}]
[null,null,null,null,null,{"$f":"INDEX(Functions!$C$3:$C$18,MATCH('Review Benefit Pathways'!G69,Functions!$B$3:$B$18,0))","v":{"$error":"#N/A"}},null,null,"Real-Time Load Measurement & Management","Optimizes load shape through direct load control to reduce electricity losses",{"$f":"INDEX('FxnMech to Benefits List'!$D$3:$D$112,MATCH(L69,'FxnMech to Benefits List'!$C$3:$C$112,0))","v":0},"Real-Time Load Measurement & Management_Optimizes load shape through direct load control to reduce electricity losses",null,{"$f":"benefit12","v":"Reduced Electricity Losses"}]
[null,null,null,null,null,{"$f":"INDEX(Functions!$C$3:$C$18,MATCH('Review Benefit Pathways'!G70,Functions!$B$3:$B$18,0))","v":{"$error":"#N/A"}},null,null,"Real-Time Load Measurement & Management","Identifies abnormal customer electricity consumption",{"$f":"INDEX('FxnMech to Benefits List'!$D$3:$D$112,MATCH(L70,'FxnMech to Benefits List'!$C$3:$C$112,0))","v":0},"Real-Time Load Measurement & Management_Identifies abnormal customer electricity consumption",null,{"$f":"benefit11","v":"Reduced Electricity Theft"}]
[null,null,null,null,null,{"$f":"INDEX(Functions!$C$3:$C$18,MATCH('Review Benefit Pathways'!G71,Functions!$B$3:$B$18,0))","v":{"$error":"#N/A"}},null,null,"Real-Time Load Measurement & Management","Following major damage to the system, detects the individual outages more precisely and quickly to reduce restoration time",{"$f":"INDEX('FxnMech to Benefits List'!$D$3:$D$112,MATCH(L71,'FxnMech to Benefits List'!$C$3:$C$112,0))","v":0},{"$f":"I71&\"_\"&J71","v":"Real-Time Load Measurement & Management_Following major damage to the system, detects the individual outages more precisely and quickly to reduce restoration time"},null,{"$f":"benefit15","v":"Reduced Major Outages"}]
[null,null,null,null,null,{"$f":"INDEX(Functions!$C$3:$C$18,MATCH('Review Benefit Pathways'!G72,Functions!$B$3:$B$18,0))","v":{"$error":"#N/A"}},null,null,"Real-Time Load Measurement & Management","Reduces manual meter operations",{"$f":"INDEX('FxnMech to Benefits List'!$D$3:$D$112,MATCH(L72,'FxnMech to Benefits List'!$C$3:$C$112,0))","v":0},"Real-Time Load Measurement & Management_Reduces manual meter operations",null,{"$f":"benefit10","v":"Reduced Meter Reading Cost"}]
[null,null,null,null,null,{"$f":"INDEX(Functions!$C$3:$C$18,MATCH('Review Benefit Pathways'!G73,Functions!$B$3:$B$18,0))","v":{"$error":"#N/A"}},null,null,"Real-Time Load Measurement & Management","Reduces truck rolls",{"$f":"INDEX('FxnMech to Benefits List'!$D$3:$D$112,MATCH(L73,'FxnMech to Benefits List'!$C$3:$C$112,0))","v":0},"Real-Time Load Measurement & Management_Reduces truck rolls",null,{"$f":"benefit21","v":"Reduced Oil Usage (not monetized)"}]
[null,null,null,null,null,{"$f":"INDEX(Functions!$C$3:$C$18,MATCH('Review Benefit Pathways'!G74,Functions!$B$3:$B$18,0))","v":{"$error":"#N/A"}},null,null,"Real-Time Load Measurement & Management","Enables faster restoration time",{"$f":"INDEX('FxnMech to Benefits List'!$D$3:$D$112,MATCH(L74,'FxnMech to Benefits List'!$C$3:$C$112,0))","v":0},"Real-Time Load Measurement & Management_Enables faster restoration time",null,{"$f":"benefit16","v":"Reduced Restoration Cost"}]
[null,null,null,null,null,{"$f":"INDEX(Functions!$C$3:$C$18,MATCH('Review Benefit Pathways'!G75,Functions!$B$3:$B$18,0))","v":{"$error":"#N/A"}},null,null,"Real-Time Load Measurement & Management","Reduces truck rolls",{"$f":"INDEX('FxnMech to Benefits List'!$D$3:$D$112,MATCH(L75,'FxnMech to Benefits List'!$C$3:$C$112,0))","v":0},"Real-Time Load Measurement & Management_Reduces truck rolls",null,{"$f":"benefit20","v":"Reduced SOx, NOx, and PM-2.5 Emissions"}]
[null,null,null,null,null,{"$f":"INDEX(Functions!$C$3:$C$18,MATCH('Review Benefit Pathways'!G76,Functions!$B$3:$B$18,0))","v":{"$error":"#N/A"}},null,null,"Real-Time Load Measurement & Management","Reduces fault location isolation service restoration (FLISR) time",{"$f":"INDEX('FxnMech to Benefits List'!$D$3:$D$112,MATCH(L76,'FxnMech to Benefits List'!$C$3:$C$112,0))","v":0},"Real-Time Load Measurement & Management_Reduces fault location isolation service restoration (FLISR) time",null,{"$f":"benefit14","v":"Reduced Sustained Outages"}]
[null,null,null,null,null,{"$f":"INDEX(Functions!$C$3:$C$18,MATCH('Review Benefit Pathways'!G77,Functions!$B$3:$B$18,0))","v":0},{"$f":"function12","v":"Real-time Load Transfer"},null,{"$f":"function12","v":"Real-time Load Transfer"},"Shifts loads among circuits to avoid overloading feeders or equipment",{"$f":"INDEX('FxnMech to Benefits List'!$D$3:$D$112,MATCH(L77,'FxnMech to Benefits List'!$C$3:$C$112,0))","v":0},"Real-time Load Transfer_Shifts loads among circuits to avoid overloading feeders or equipment",null,{"$f":"benefit6","v":"Deferred Distribution Capacity Investments"}]
[null,null,null,null,null,{"$f":"INDEX(Functions!$C$3:$C$18,MATCH('Review Benefit Pathways'!G78,Functions!$B$3:$B$18,0))","v":{"$error":"#N/A"}},null,null,{"$f":"function12","v":"Real-time Load Transfer"},"Optimizes load shape by reconfiguring system to reduce electricity losses",{"$f":"INDEX('FxnMech to Benefits List'!$D$3:$D$112,MATCH(L78,'FxnMech to Benefits List'!$C$3:$C$112,0))","v":0},"Real-time Load Transfer_Optimizes load shape by reconfiguring system to reduce electricity losses",null,{"$f":"benefit12","v":"Reduced Electricity Losses"}]
[null,null,null,null,null,{"$f":"INDEX(Functions!$C$3:$C$18,MATCH('Review Benefit Pathways'!G79,Functions!$B$3:$B$18,0))","v":{"$error":"#N/A"}},null,null,{"$f":"function12","v":"Real-time Load Transfer"},"Enables real-time feeder reconfiguration to restore service to a portion of customers quickly after a major event",{"$f":"INDEX('FxnMech to Benefits List'!$D$3:$D$112,MATCH(L79,'FxnMech to Benefits List'!$C$3:$C$112,0))","v":0},"Real-time Load Transfer_Enables real-time feeder reconfiguration to restore service to a portion of customers quickly after a major event",null,{"$f":"benefit15","v":"Reduced Major Outages"}]
[null,null,null,null,null,{"$f":"INDEX(Functions!$C$3:$C$18,MATCH('Review Benefit Pathways'!G80,Functions!$B$3:$B$18,0))","v":{"$error":"#N/A"}},null,null,{"$f":"function12","v":"Real-time Load Transfer"},"Reduces emissions from carbon based fuel due to losses",{"$f":"INDEX('FxnMech to Benefits List'!$D$3:$D$112,MATCH(L80,'FxnMech to Benefits List'!$C$3:$C$112,0))","v":0},"Real-time Load Transfer_Reduces emissions from carbon based fuel due to losses",null,{"$f":"benefit19","v":"Reduced CO2 Emissions"}]
[null,null,null,null,null,{"$f":"INDEX(Functions!$C$3:$C$18,MATCH('Review Benefit Pathways'!G81,Functions!$B$3:$B$18,0))","v":{"$error":"#N/A"}},null,null,{"$f":"function12","v":"Real-time Load Transfer"},"Reduces emissions from carbon based fuel due to losses",{"$f":"INDEX('FxnMech to Benefits List'!$D$3:$D$112,MATCH(L81,'FxnMech to Benefits List'!$C$3:$C$112,0))","v":0},"Real-time Load Transfer_Reduces emissions from carbon based fuel due to losses",null,{"$f":"benefit20","v":"Reduced SOx, NOx, and PM-2.5 Emissions"}]
[null,null,null,null,null,{"$f":"INDEX(Functions!$C$3:$C$18,MATCH('Review Benefit Pathways'!G82,Functions!$B$3:$B$18,0))","v":0},{"$f":"function14","v":"Storing Electricity for Later Use"},null,"Storing Electricity for Later Use","Provides electricity at peak time to reduce distribution peak load",{"$f":"INDEX('FxnMech to Benefits List'!$D$3:$D$112,MATCH(L82,'FxnMech to Benefits List'!$C$3:$C$112,0))","v":0},"Storing Electricity for Later Use_Provides electricity at peak time to reduce distribution peak load",null,{"$f":"benefit6","v":"Deferred Distribution Capacity Investments"}]
[null,null,null,null,null,{"$f":"INDEX(Functions!$C$3:$C$18,MATCH('Review Benefit Pathways'!G83,Functions!$B$3:$B$18,0))","v":{"$error":"#N/A"}},null,null,"Storing Electricity for Later Use","Provides electricity at peak time to reduce generation peak capacity required",{"$f":"INDEX('FxnMech to Benefits List'!$D$3:$D$112,MATCH(L83,'FxnMech to Benefits List'!$C$3:$C$112,0))","v":0},"Storing Electricity for Later Use_Provides electricity at peak time to reduce generation peak capacity required",null,{"$f":"benefit2","v":"Deferred Generation Capacity Investments"}]
[null,null,null,null,null,{"$f":"INDEX(Functions!$C$3:$C$18,MATCH('Review Benefit Pathways'!G84,Functions!$B$3:$B$18,0))","v":{"$error":"#N/A"}},null,null,"Storing Electricity for Later Use","Provides electricity at peak time to reduce transmission peak load",{"$f":"INDEX('FxnMech to Benefits List'!$D$3:$D$112,MATCH(L84,'FxnMech to Benefits List'!$C$3:$C$112,0))","v":0},"Storing Electricity for Later Use_Provides electricity at peak time to reduce transmission peak load",null,{"$f":"benefit5","v":"Deferred Transmission Capacity Investments"}]
[null,null,null,null,null,{"$f":"INDEX(Functions!$C$3:$C$18,MATCH('Review Benefit Pathways'!G85,Functions!$B$3:$B$18,0))","v":{"$error":"#N/A"}},null,null,"Storing Electricity for Later Use","Enables load following/smoothing allowing generators to remain in their optimum operating zone and avoid the dispatch of less efficient generation",{"$f":"INDEX('FxnMech to Benefits List'!$D$3:$D$112,MATCH(L85,'FxnMech to Benefits List'!$C$3:$C$112,0))","v":0},"Storing Electricity for Later Use_Enables load following/smoothing allowing generators to remain in their optimum operating zone and avoid the dispatch of less efficient generation",null,{"$f":"benefit1","v":"Optimized Generator Operation"}]
[null,null,null,null,null,{"$f":"INDEX(Functions!$C$3:$C$18,MATCH('Review Benefit Pathways'!G86,Functions!$B$3:$B$18,0))","v":{"$error":"#N/A"}},null,null,"Storing Electricity for Later Use","Provides electricity at peak time to reduce ancillary services related to peak load",{"$f":"INDEX('FxnMech to Benefits List'!$D$3:$D$112,MATCH(L86,'FxnMech to Benefits List'!$C$3:$C$112,0))","v":0},"Storing Electricity for Later Use_Provides electricity at peak time to reduce ancillary services related to peak load",null,{"$f":"benefit3","v":"Reduced Ancillary Service Cost"}]
[null,null,null,null,null,{"$f":"INDEX(Functions!$C$3:$C$18,MATCH('Review Benefit Pathways'!G87,Functions!$B$3:$B$18,0))","v":{"$error":"#N/A"}},null,null,"Storing Electricity for Later Use","Reduces emissions from carbon based fuel due to losses",{"$f":"INDEX('FxnMech to Benefits List'!$D$3:$D$112,MATCH(L87,'FxnMech to Benefits List'!$C$3:$C$112,0))","v":0},"Storing Electricity for Later Use_Reduces emissions from carbon based fuel due to losses",null,{"$f":"benefit19","v":"Reduced CO2 Emissions"}]
[null,null,null,null,null,{"$f":"INDEX(Functions!$C$3:$C$18,MATCH('Review Benefit Pathways'!G88,Functions!$B$3:$B$18,0))","v":{"$error":"#N/A"}},null,null,"Storing Electricity for Later Use","Decreases loading on congested transmission pathways",{"$f":"INDEX('FxnMech to Benefits List'!$D$3:$D$112,MATCH(L88,'FxnMech to Benefits List'!$C$3:$C$112,0))","v":0},"Storing Electricity for Later Use_Decreases loading on congested transmission pathways",null,{"$f":"benefit4","v":"Reduced Congestion Cost"}]
[null,null,null,null,null,{"$f":"INDEX(Functions!$C$3:$C$18,MATCH('Review Benefit Pathways'!G89,Functions!$B$3:$B$18,0))","v":{"$error":"#N/A"}},null,null,"Storing Electricity for Later Use","Provides electricity during times when price of \"grid power\" exceeds cost of providing electricity with the storage asset",{"$f":"INDEX('FxnMech to Benefits List'!$D$3:$D$112,MATCH(L89,'FxnMech to Benefits List'!$C$3:$C$112,0))","v":0},"Storing Electricity for Later Use_Provides electricity during times when price of \"grid power\" exceeds cost of providing electricity with the storage asset",null,{"$f":"benefit13","v":"Reduced Electricity Cost"}]
[null,null,null,null,null,{"$f":"INDEX(Functions!$C$3:$C$18,MATCH('Review Benefit Pathways'!G90,Functions!$B$3:$B$18,0))","v":{"$error":"#N/A"}},null,null,"Storing Electricity for Later Use","Optimizes net load shape to reduce electricity losses",{"$f":"INDEX('FxnMech to Benefits List'!$D$3:$D$112,MATCH(L90,'FxnMech to Benefits List'!$C$3:$C$112,0))","v":0},"Storing Electricity for Later Use_Optimizes net load shape to reduce electricity losses",null,{"$f":"benefit12","v":"Reduced Electricity Losses"}]
[null,null,null,null,null,{"$f":"INDEX(Functions!$C$3:$C$18,MATCH('Review Benefit Pathways'!G91,Functions!$B$3:$B$18,0))","v":{"$error":"#N/A"}},null,null,"Storing Electricity for Later Use","Acts as an uninterruptible power supply during a momentary outage",{"$f":"INDEX('FxnMech to Benefits List'!$D$3:$D$112,MATCH(L91,'FxnMech to Benefits List'!$C$3:$C$112,0))","v":0},"Storing Electricity for Later Use_Acts as an uninterruptible power supply during a momentary outage",null,{"$f":"benefit17","v":"Reduced Momentary Outages"}]
[null,null,null,null,null,{"$f":"INDEX(Functions!$C$3:$C$18,MATCH('Review Benefit Pathways'!G92,Functions!$B$3:$B$18,0))","v":{"$error":"#N/A"}},null,null,"Storing Electricity for Later Use","Utilizes uninterrupted power supply capability to enable load to ride through voltage sags and swell",{"$f":"INDEX('FxnMech to Benefits List'!$D$3:$D$112,MATCH(L92,'FxnMech to Benefits List'!$C$3:$C$112,0))","v":0},"Storing Electricity for Later Use_Utilizes uninterrupted power supply capability to enable load to ride through voltage sags and swell",null,{"$f":"benefit18","v":"Reduced Sags and Swells"}]
[null,null,null,null,null,{"$f":"INDEX(Functions!$C$3:$C$18,MATCH('Review Benefit Pathways'!G93,Functions!$B$3:$B$18,0))","v":{"$error":"#N/A"}},null,null,"Storing Electricity for Later Use","Reduces emissions from carbon based fuel due to losses",{"$f":"INDEX('FxnMech to Benefits List'!$D$3:$D$112,MATCH(L93,'FxnMech to Benefits List'!$C$3:$C$112,0))","v":0},"Storing Electricity for Later Use_Reduces emissions from carbon based fuel due to losses",null,{"$f":"benefit20","v":"Reduced SOx, NOx, and PM-2.5 Emissions"}]
[null,null,null,null,null,{"$f":"INDEX(Functions!$C$3:$C$18,MATCH('Review Benefit Pathways'!G94,Functions!$B$3:$B$18,0))","v":{"$error":"#N/A"}},null,null,"Storing Electricity for Later Use","Enables islanding or alternative power supply",{"$f":"INDEX('FxnMech to Benefits List'!$D$3:$D$112,MATCH(L94,'FxnMech to Benefits List'!$C$3:$C$112,0))","v":0},"Storing Electricity for Later Use_Enables islanding or alternative power supply",null,{"$f":"benefit14","v":"Reduced Sustained Outages"}]
[null,null,null,null,null,{"$f":"INDEX(Functions!$C$3:$C$18,MATCH('Review Benefit Pathways'!G95,Functions!$B$3:$B$18,0))","v":{"$error":"#N/A"}},null,null,"Storing Electricity for Later Use","PEVs used as energy storage assets reduce gasoline consumption.",{"$f":"INDEX('FxnMech to Benefits List'!$D$3:$D$112,MATCH(L95,'FxnMech to Benefits List'!$C$3:$C$112,0))","v":0},"Storing Electricity for Later Use_PEVs used as energy storage assets reduce gasoline consumption.",null,{"$f":"benefit21","v":"Reduced Oil Usage (not monetized)"}]
[null,null,null,null,null,{"$f":"INDEX(Functions!$C$3:$C$18,MATCH('Review Benefit Pathways'!G96,Functions!$B$3:$B$18,0))","v":0},{"$f":"function2","v":"Wide Area Monitoring, Visualization, and Control"},null,"Wide Area Monitoring, Visualization, and Control","Raises stability limits on transmission pathways without compromising reliability deferring the need to increase capacity",{"$f":"INDEX('FxnMech to Benefits List'!$D$3:$D$112,MATCH(L96,'FxnMech to Benefits List'!$C$3:$C$112,0))","v":0},"Wide Area Monitoring, Visualization, and Control_Raises stability limits on transmission pathways without compromising reliability deferring the need to increase capacity",null,{"$f":"benefit5","v":"Deferred Transmission Capacity Investments"}]
[null,null,null,null,null,{"$f":"INDEX(Functions!$C$3:$C$18,MATCH('Review Benefit Pathways'!G97,Functions!$B$3:$B$18,0))","v":{"$error":"#N/A"}},null,null,"Wide Area Monitoring, Visualization, and Control","Enables the optimized dispatch of generation while ensuring reliability and stability of the grid",{"$f":"INDEX('FxnMech to Benefits List'!$D$3:$D$112,MATCH(L97,'FxnMech to Benefits List'!$C$3:$C$112,0))","v":0},"Wide Area Monitoring, Visualization, and Control_Enables the optimized dispatch of generation while ensuring reliability and stability of the grid",null,{"$f":"benefit1","v":"Optimized Generator Operation"}]
[null,null,null,null,null,{"$f":"INDEX(Functions!$C$3:$C$18,MATCH('Review Benefit Pathways'!G98,Functions!$B$3:$B$18,0))","v":{"$error":"#N/A"}},null,null,"Wide Area Monitoring, Visualization, and Control","Improves operational awareness",{"$f":"INDEX('FxnMech to Benefits List'!$D$3:$D$112,MATCH(L98,'FxnMech to Benefits List'!$C$3:$C$112,0))","v":0},"Wide Area Monitoring, Visualization, and Control_Improves operational awareness",null,{"$f":"benefit3","v":"Reduced Ancillary Service Cost"}]
[null,null,null,null,null,{"$f":"INDEX(Functions!$C$3:$C$18,MATCH('Review Benefit Pathways'!G99,Functions!$B$3:$B$18,0))","v":{"$error":"#N/A"}},null,null,"Wide Area Monitoring, Visualization, and Control","Raises stability limits on congested transmission pathways without compromising reliability",{"$f":"INDEX('FxnMech to Benefits List'!$D$3:$D$112,MATCH(L99,'FxnMech to Benefits List'!$C$3:$C$112,0))","v":0},"Wide Area Monitoring, Visualization, and Control_Raises stability limits on congested transmission pathways without compromising reliability",null,{"$f":"benefit4","v":"Reduced Congestion Cost"}]
[null,null,null,null,null,{"$f":"INDEX(Functions!$C$3:$C$18,MATCH('Review Benefit Pathways'!G100,Functions!$B$3:$B$18,0))","v":{"$error":"#N/A"}},null,null,"Wide Area Monitoring, Visualization, and Control","Improves grid stability and helps avoid conditions that threaten reliability",{"$f":"INDEX('FxnMech to Benefits List'!$D$3:$D$112,MATCH(L100,'FxnMech to Benefits List'!$C$3:$C$112,0))","v":0},"Wide Area Monitoring, Visualization, and Control_Improves grid stability and helps avoid conditions that threaten reliability",null,{"$f":"benefit15","v":"Reduced Major Outages"}]
[null,null,null,null,null,{"$f":"INDEX(Functions!$C$3:$C$18,MATCH('Review Benefit Pathways'!G101,Functions!$B$3:$B$18,0))","v":{"$error":"#N/A"}},null,null,"Wide Area Monitoring, Visualization, and Control","Improves operational awareness",{"$f":"INDEX('FxnMech to Benefits List'!$D$3:$D$112,MATCH(L101,'FxnMech to Benefits List'!$C$3:$C$112,0))","v":0},"Wide Area Monitoring, Visualization, and Control_Improves operational awareness",null,{"$f":"benefit22","v":"Reduced Wide-scale Blackouts"}]

{"sheet":"CM MAIN","index":31,"n_rows":174,"n_cols":21,"rows_kept":174,"cut":false,"hidden":true,"merged":[[2,5,2,7],[3,5,3,7]]}
[]
[null,null,null,null,null,"Computational Module (CM) Main Page"]
[null,null,null,null,null,"Instructions"]
[null,null,null,null,null,"Welcome to the Computational Module (CM) phase of the Smart Grid Computational Tool. The CM is the calculation engine of the tool, it crunches the numbers and generates the output. The CM also allows the user to complete a sensitivity analysis if desired. Before running the CM the user can review their inputs and the first five years of projected inputs using the tables below. If the user wishes to change any inputs they can return to the PDIM by clicking the arrow to the right of this directions box.\nRunning the CM with Reference Inputs - To run the CM with the inputs that were entered in the DIM phase, simply click the button in the \"Reference Case\" section that says \"Run CM with Reference Case Inputs\". The CM will take about 20 seconds to complete the analysis. Once the analysis is complete the results can be viewed by clicking the \"View Reference Case Results\" button. \nRunning the a Sensitivity Analysis - Before running a sensitivity analysis the CM should be run with the reference case inputs by following the directions above. To run a sensitivity analysis first change the High and Low sensitivity ranges of the desired inputs by using the toggles that are to the right of every input. After all of the desired sensitivity ranges have been set click the button in the \"Sensitivity Analysis\" section that says \"Run CM with Sensitivity Case Inputs\". The CM will take about a minute to complete the analysis. Once the analysis is complete the results can be viewed by clicking the \"View Sensitivity Results\" button. All of the sensitivity ranges can be reset to 100% by clicking the button above the toggle switches that says \"Reset all values to 100%\".\n"]
[]
[]
[]
[]
[]
[]
[]
[]
[]
[]
[null,null,null,null,null,"Reference Case"]
[]
[]
[]
[]
[]
[]
[null,null,null,null,null,"Sensitivity Analysis"]
[]
[]
[]
[]
[null,null,null,null,null,null,null,"Select % using toggle",null,null,null,"Reference Case Values (project)",null,null,null,null,"Projections -->",null,null,null,{"$f":"\"-->\"","v":"-->"}]
[null,"Identifier","Is Input Required","input name ID","Identifier","Input Name","Unit","Low","Reference","High",null,{"$f":"proj_start_yr","v":0},{"$f":"L28+1","v":1},2,3,4,5,6,{"$f":"R28+1","v":7},{"$f":"S28+1","v":8},{"$f":"T28+1","v":9}]
[null,{"$f":"MID(D29,3,15)","v":"input45"},{"$f":"INDEX('Review Inputs'!$C$10:$X$119,MATCH(B29,'Review Inputs'!$C$10:$C$119,0),MATCH(\"Final List of Entered Data\",'Review Inputs'!$C$9:$X$9,0))","v":"NO"},{"$f":"'Output Escalated'!C4","v":"e_input45"},"mct_s_input45",{"$f":"INDIRECT(D29)","v":"Annual Generation Cost"},{"$f":"OFFSET(INDIRECT(D29),0,1)","v":"$"},1,1,1,null,{"$f":"OFFSET(INDIRECT($D29),0,L$28+3-L$28)","v":""},{"$f":"OFFSET(INDIRECT($D29),0,M$28+3-$L$28)","v":{"$error":"#VALUE!"}},{"$error":"#VALUE!"},{"$error":"#VALUE!"},{"$error":"#VALUE!"},{"$error":"#VALUE!"},{"$error":"#VALUE!"},{"$error":"#VALUE!"},{"$error":"#VALUE!"},{"$error":"#VALUE!"}]
[null,"input3",{"$f":"INDEX('Review Inputs'!$C$10:$X$119,MATCH(B30,'Review Inputs'!$C$10:$C$119,0),MATCH(\"Final List of Entered Data\",'Review Inputs'!$C$9:$X$9,0))","v":"NO"},{"$f":"'Output Escalated'!C5","v":"e_input3"},"mct_s_input3","Annual Energy Storage Efficiency","%",1,1,1,null,{"$f":"OFFSET(INDIRECT($D30),0,L$28+3-L$28)","v":""},{"$f":"OFFSET(INDIRECT($D30),0,M$28+3-$L$28)","v":{"$error":"#VALUE!"}},{"$f":"OFFSET(INDIRECT($D30),0,N$28+3-$L$28)","v":{"$error":"#VALUE!"}},{"$error":"#VALUE!"},{"$error":"#VALUE!"},{"$error":"#VALUE!"},{"$error":"#VALUE!"},{"$error":"#VALUE!"},{"$error":"#VALUE!"},{"$error":"#VALUE!"}]
[null,"input4",{"$f":"INDEX('Review Inputs'!$C$10:$X$119,MATCH(B31,'Review Inputs'!$C$10:$C$119,0),MATCH(\"Final List of Entered Data\",'Review Inputs'!$C$9:$X$9,0))","v":"NO"},{"$f":"'Output Escalated'!C6","v":"e_input4"},"mct_s_input4","Annual PEV Efficiency","%",1,1,1,null,"",{"$error":"#VALUE!"},{"$error":"#VALUE!"},{"$error":"#VALUE!"},{"$error":"#VALUE!"},{"$error":"#VALUE!"},{"$error":"#VALUE!"},{"$error":"#VALUE!"},{"$error":"#VALUE!"},{"$error":"#VALUE!"}]
[null,"input1",{"$f":"INDEX('Review Inputs'!$C$10:$X$119,MATCH(B32,'Review Inputs'!$C$10:$C$119,0),MATCH(\"Final List of Entered Data\",'Review Inputs'!$C$9:$X$9,0))","v":"NO"},{"$f":"'Output Escalated'!C7","v":"e_input1"},"mct_s_input1","Average Hourly Generation Cost","$/MWh",1,1,1,null,"",{"$error":"#VALUE!"},{"$error":"#VALUE!"},{"$error":"#VALUE!"},{"$error":"#VALUE!"},{"$error":"#VALUE!"},{"$error":"#VALUE!"},{"$error":"#VALUE!"},{"$error":"#VALUE!"},{"$error":"#VALUE!"}]
[null,"input2",{"$f":"INDEX('Review Inputs'!$C$10:$X$119,MATCH(B33,'Review Inputs'!$C$10:$C$119,0),MATCH(\"Final List of Entered Data\",'Review Inputs'!$C$9:$X$9,0))","v":"NO"},{"$f":"'Output Escalated'!C8","v":"e_input2"},"mct_s_input2","Avoided Annual Generator Dispatch","MWh",1,1,1,null,"",{"$error":"#VALUE!"},{"$error":"#VALUE!"},{"$error":"#VALUE!"},{"$error":"#VALUE!"},{"$error":"#VALUE!"},{"$error":"#VALUE!"},{"$error":"#VALUE!"},{"$error":"#VALUE!"},{"$error":"#VALUE!"}]
[null,"input6",{"$f":"INDEX('Review Inputs'!$C$10:$X$119,MATCH(B34,'Review Inputs'!$C$10:$C$119,0),MATCH(\"Final List of Entered Data\",'Review Inputs'!$C$9:$X$9,0))","v":"NO"},{"$f":"'Output Escalated'!C9","v":"e_input6"},"mct_s_input6","Energy Storage Use at Annual Peak Time","MW",1,1,1,null,"",{"$error":"#VALUE!"},{"$error":"#VALUE!"},{"$error":"#VALUE!"},{"$error":"#VALUE!"},{"$error":"#VALUE!"},{"$error":"#VALUE!"},{"$error":"#VALUE!"},{"$error":"#VALUE!"},{"$error":"#VALUE!"}]
[null,"input9",{"$f":"INDEX('Review Inputs'!$C$10:$X$119,MATCH(B35,'Review Inputs'!$C$10:$C$119,0),MATCH(\"Final List of Entered Data\",'Review Inputs'!$C$9:$X$9,0))","v":"NO"},{"$f":"'Output Escalated'!C10","v":"e_input9"},"mct_s_input9","Distributed Generation Use at Annual Peak Time","MW",1,1,1,null,"",{"$error":"#VALUE!"},{"$error":"#VALUE!"},{"$error":"#VALUE!"},{"$error":"#VALUE!"},{"$error":"#VALUE!"},{"$error":"#VALUE!"},{"$error":"#VALUE!"},{"$error":"#VALUE!"},{"$error":"#VALUE!"}]
[null,"input10",{"$f":"INDEX('Review Inputs'!$C$10:$X$119,MATCH(B36,'Review Inputs'!$C$10:$C$119,0),MATCH(\"Final List of Entered Data\",'Review Inputs'!$C$9:$X$9,0))","v":"NO"},{"$f":"'Output Escalated'!C11","v":"e_input10"},"mct_s_input10","PEV Use at Annual Peak Time","MW",1,1,1,null,"",{"$error":"#VALUE!"},{"$error":"#VALUE!"},{"$error":"#VALUE!"},{"$error":"#VALUE!"},{"$error":"#VALUE!"},{"$error":"#VALUE!"},{"$error":"#VALUE!"},{"$error":"#VALUE!"},{"$error":"#VALUE!"}]
[null,"input5",{"$f":"INDEX('Review Inputs'!$C$10:$X$119,MATCH(B37,'Review Inputs'!$C$10:$C$119,0),MATCH(\"Final List of Entered Data\",'Review Inputs'!$C$9:$X$9,0))","v":"NO"},{"$f":"'Output Escalated'!C12","v":"e_input5"},"mct_s_input5","Price of Capacity at Annual Peak","$/MW",1,1,1,null,"",{"$f":"OFFSET(INDIRECT($D37),0,M$28+3-$L$28)","v":{"$error":"#VALUE!"}},{"$f":"OFFSET(INDIRECT($D37),0,N$28+3-$L$28)","v":{"$error":"#VALUE!"}},{"$error":"#VALUE!"},{"$error":"#VALUE!"},{"$error":"#VALUE!"},{"$error":"#VALUE!"},{"$error":"#VALUE!"},{"$error":"#VALUE!"},{"$error":"#VALUE!"}]
[null,"input105",{"$f":"INDEX('Review Inputs'!$C$10:$X$119,MATCH(B38,'Review Inputs'!$C$10:$C$119,0),MATCH(\"Final List of Entered Data\",'Review Inputs'!$C$9:$X$9,0))","v":"NO"},"e_input105","mct_s_input105","Total Customer Peak Demand","MW",1,1,1,null,"",{"$f":"OFFSET(INDIRECT($D38),0,M$28+3-$L$28)","v":{"$error":"#VALUE!"}},{"$f":"OFFSET(INDIRECT($D38),0,N$28+3-$L$28)","v":{"$error":"#VALUE!"}},{"$error":"#VALUE!"},{"$error":"#VALUE!"},{"$error":"#VALUE!"},{"$error":"#VALUE!"},{"$error":"#VALUE!"},{"$error":"#VALUE!"},{"$error":"#VALUE!"}]
[null,"input7",{"$f":"INDEX('Review Inputs'!$C$10:$X$119,MATCH(B39,'Review Inputs'!$C$10:$C$119,0),MATCH(\"Final List of Entered Data\",'Review Inputs'!$C$9:$X$9,0))","v":"NO"},{"$f":"'Output Escalated'!C14","v":"e_input7"},"mct_s_input7","Capital Carrying Charge of New Generation","$",1,1,1,null,"","","","","",0,0,0,0,0]
[null,"input8",{"$f":"INDEX('Review Inputs'!$C$10:$X$119,MATCH(B40,'Review Inputs'!$C$10:$C$119,0),MATCH(\"Final List of Entered Data\",'Review Inputs'!$C$9:$X$9,0))","v":"NO"},{"$f":"'Output Escalated'!C15","v":"e_input8"},"mct_s_input8","Generation Investment Time Deferred","yrs",1,1,1,null,"","","","","",0,0,0,0,0]
[null,"input48",{"$f":"INDEX('Review Inputs'!$C$10:$X$119,MATCH(B41,'Review Inputs'!$C$10:$C$119,0),MATCH(\"Final List of Entered Data\",'Review Inputs'!$C$9:$X$9,0))","v":"NO"},{"$f":"'Output Escalated'!C16","v":"e_input48"},"mct_s_input48","Ancillary Services Cost","$",1,1,1,null,"",{"$error":"#VALUE!"},{"$error":"#VALUE!"},{"$error":"#VALUE!"},{"$error":"#VALUE!"},{"$error":"#VALUE!"},{"$error":"#VALUE!"},{"$error":"#VALUE!"},{"$error":"#VALUE!"},{"$error":"#VALUE!"}]
[null,"input11",{"$f":"INDEX('Review Inputs'!$C$10:$X$119,MATCH(B42,'Review Inputs'!$C$10:$C$119,0),MATCH(\"Final List of Entered Data\",'Review Inputs'!$C$9:$X$9,0))","v":"NO"},{"$f":"'Output Escalated'!C17","v":"e_input11"},"mct_s_input11","Average Price of Reserves","$/MW",1,1,1,null,"",{"$error":"#VALUE!"},{"$error":"#VALUE!"},{"$error":"#VALUE!"},{"$error":"#VALUE!"},{"$error":"#VALUE!"},{"$error":"#VALUE!"},{"$error":"#VALUE!"},{"$error":"#VALUE!"},{"$error":"#VALUE!"}]
[null,"input12",{"$f":"INDEX('Review Inputs'!$C$10:$X$119,MATCH(B43,'Review Inputs'!$C$10:$C$119,0),MATCH(\"Final List of Entered Data\",'Review Inputs'!$C$9:$X$9,0))","v":"NO"},{"$f":"'Output Escalated'!C18","v":"e_input12"},"mct_s_input12","Reserve Purchases","MW",1,1,1,null,"",{"$error":"#VALUE!"},{"$error":"#VALUE!"},{"$error":"#VALUE!"},{"$error":"#VALUE!"},{"$error":"#VALUE!"},{"$error":"#VALUE!"},{"$error":"#VALUE!"},{"$error":"#VALUE!"},{"$error":"#VALUE!"}]
[null,"input13",{"$f":"INDEX('Review Inputs'!$C$10:$X$119,MATCH(B44,'Review Inputs'!$C$10:$C$119,0),MATCH(\"Final List of Entered Data\",'Review Inputs'!$C$9:$X$9,0))","v":"NO"},{"$f":"'Output Escalated'!C19","v":"e_input13"},"mct_s_input13","Average Price of Frequency Regulation","$/MW",1,1,1,null,"",{"$error":"#VALUE!"},{"$error":"#VALUE!"},{"$error":"#VALUE!"},{"$error":"#VALUE!"},{"$error":"#VALUE!"},{"$error":"#VALUE!"},{"$error":"#VALUE!"},{"$error":"#VALUE!"},{"$error":"#VALUE!"}]
[null,"input14",{"$f":"INDEX('Review Inputs'!$C$10:$X$119,MATCH(B45,'Review Inputs'!$C$10:$C$119,0),MATCH(\"Final List of Entered Data\",'Review Inputs'!$C$9:$X$9,0))","v":"NO"},{"$f":"'Output Escalated'!C20","v":"e_input14"},"mct_s_input14","Frequency Regulation Purchases","MW",1,1,1,null,"",{"$error":"#VALUE!"},{"$error":"#VALUE!"},{"$error":"#VALUE!"},{"$error":"#VALUE!"},{"$error":"#VALUE!"},{"$error":"#VALUE!"},{"$error":"#VALUE!"},{"$error":"#VALUE!"},{"$error":"#VALUE!"}]
[null,"input15",{"$f":"INDEX('Review Inputs'!$C$10:$X$119,MATCH(B46,'Review Inputs'!$C$10:$C$119,0),MATCH(\"Final List of Entered Data\",'Review Inputs'!$C$9:$X$9,0))","v":"NO"},{"$f":"'Output Escalated'!C21","v":"e_input15"},"mct_s_input15","Average Price of Voltage Control","$/MVAR",1,1,1,null,"",{"$error":"#VALUE!"},{"$error":"#VALUE!"},{"$error":"#VALUE!"},{"$error":"#VALUE!"},{"$error":"#VALUE!"},{"$error":"#VALUE!"},{"$error":"#VALUE!"},{"$error":"#VALUE!"},{"$error":"#VALUE!"}]
[null,"input16",{"$f":"INDEX('Review Inputs'!$C$10:$X$119,MATCH(B47,'Review Inputs'!$C$10:$C$119,0),MATCH(\"Final List of Entered Data\",'Review Inputs'!$C$9:$X$9,0))","v":"NO"},{"$f":"'Output Escalated'!C22","v":"e_input16"},"mct_s_input16","Voltage Control Purchases","MVAR",1,1,1,null,"",{"$error":"#VALUE!"},{"$error":"#VALUE!"},{"$error":"#VALUE!"},{"$error":"#VALUE!"},{"$error":"#VALUE!"},{"$error":"#VALUE!"},{"$error":"#VALUE!"},{"$error":"#VALUE!"},{"$error":"#VALUE!"}]
[null,"input49",{"$f":"INDEX('Review Inputs'!$C$10:$X$119,MATCH(B48,'Review Inputs'!$C$10:$C$119,0),MATCH(\"Final List of Entered Data\",'Review Inputs'!$C$9:$X$9,0))","v":"NO"},{"$f":"'Output Escalated'!C23","v":"e_input49"},"mct_s_input49","Congestion Cost ","$",1,1,1,null,"",{"$error":"#VALUE!"},{"$error":"#VALUE!"},{"$error":"#VALUE!"},{"$error":"#VALUE!"},{"$error":"#VALUE!"},{"$error":"#VALUE!"},{"$error":"#VALUE!"},{"$error":"#VALUE!"},{"$error":"#VALUE!"}]
[null,"input17",{"$f":"INDEX('Review Inputs'!$C$10:$X$119,MATCH(B49,'Review Inputs'!$C$10:$C$119,0),MATCH(\"Final List of Entered Data\",'Review Inputs'!$C$9:$X$9,0))","v":"NO"},{"$f":"'Output Escalated'!C24","v":"e_input17"},"mct_s_input17","Congestion","MW",1,1,1,null,"",{"$error":"#VALUE!"},{"$error":"#VALUE!"},{"$error":"#VALUE!"},{"$error":"#VALUE!"},{"$error":"#VALUE!"},{"$error":"#VALUE!"},{"$error":"#VALUE!"},{"$error":"#VALUE!"},{"$error":"#VALUE!"}]
[null,"input18",{"$f":"INDEX('Review Inputs'!$C$10:$X$119,MATCH(B50,'Review Inputs'!$C$10:$C$119,0),MATCH(\"Final List of Entered Data\",'Review Inputs'!$C$9:$X$9,0))","v":"NO"},{"$f":"'Output Escalated'!C25","v":"e_input18"},"mct_s_input18","Average Price of Congestion","$/MW",1,1,1,null,"",{"$error":"#VALUE!"},{"$error":"#VALUE!"},{"$error":"#VALUE!"},{"$error":"#VALUE!"},{"$error":"#VALUE!"},{"$error":"#VALUE!"},{"$error":"#VALUE!"},{"$error":"#VALUE!"},{"$error":"#VALUE!"}]
[null,"input19",{"$f":"INDEX('Review Inputs'!$C$10:$X$119,MATCH(B51,'Review Inputs'!$C$10:$C$119,0),MATCH(\"Final List of Entered Data\",'Review Inputs'!$C$9:$X$9,0))","v":"NO"},{"$f":"'Output Escalated'!C26","v":"e_input19"},"mct_s_input19","Capital Carrying Charge of Transmission Upgrade","$",1,1,1,null,"","","","","",0,0,0,0,0]
[null,"input20",{"$f":"INDEX('Review Inputs'!$C$10:$X$119,MATCH(B52,'Review Inputs'!$C$10:$C$119,0),MATCH(\"Final List of Entered Data\",'Review Inputs'!$C$9:$X$9,0))","v":"NO"},{"$f":"'Output Escalated'!C27","v":"e_input20"},"mct_s_input20","Transmission Investment Time Deferred","yrs",1,1,1,null,"","","","","",0,0,0,0,0]
[null,{"$f":"MID(D53,3,15)","v":"input97"},{"$f":"INDEX('Review Inputs'!$C$10:$X$119,MATCH(B53,'Review Inputs'!$C$10:$C$119,0),MATCH(\"Final List of Entered Data\",'Review Inputs'!$C$9:$X$9,0))","v":"NO"},{"$f":"'Output Escalated'!C28","v":"e_input97"},"mct_s_input97","Capital Carrying Charge of Distribution Upgrade","$",1,1,1,null,"","","","","",0,0,0,0,0]
[null,{"$f":"MID(D54,3,15)","v":"input98"},{"$f":"INDEX('Review Inputs'!$C$10:$X$119,MATCH(B54,'Review Inputs'!$C$10:$C$119,0),MATCH(\"Final List of Entered Data\",'Review Inputs'!$C$9:$X$9,0))","v":"NO"},{"$f":"'Output Escalated'!C29","v":"e_input98"},"mct_s_input98","Distribution Investment Time Deferred","yrs",1,1,1,null,"","","","","",0,0,0,0,0]
[null,"input21",{"$f":"INDEX('Review Inputs'!$C$10:$X$119,MATCH(B55,'Review Inputs'!$C$10:$C$119,0),MATCH(\"Final List of Entered Data\",'Review Inputs'!$C$9:$X$9,0))","v":"NO"},{"$f":"'Output Escalated'!C30","v":"e_input21"},"mct_s_input21","Capital Replacement of Failed Equipment","$",1,1,1,null,"",{"$error":"#VALUE!"},{"$error":"#VALUE!"},{"$error":"#VALUE!"},{"$error":"#VALUE!"},{"$error":"#VALUE!"},{"$error":"#VALUE!"},{"$error":"#VALUE!"},{"$error":"#VALUE!"},{"$error":"#VALUE!"}]
[null,"input22",{"$f":"INDEX('Review Inputs'!$C$10:$X$119,MATCH(B56,'Review Inputs'!$C$10:$C$119,0),MATCH(\"Final List of Entered Data\",'Review Inputs'!$C$9:$X$9,0))","v":"NO"},{"$f":"'Output Escalated'!C31","v":"e_input22"},"mct_s_input22","Portion Caused by Fault Current or Overloaded Equipment ","%",1,1,1,null,"",{"$error":"#VALUE!"},{"$error":"#VALUE!"},{"$error":"#VALUE!"},{"$error":"#VALUE!"},{"$error":"#VALUE!"},{"$error":"#VALUE!"},{"$error":"#VALUE!"},{"$error":"#VALUE!"},{"$error":"#VALUE!"}]
[null,"input23",{"$f":"INDEX('Review Inputs'!$C$10:$X$119,MATCH(B57,'Review Inputs'!$C$10:$C$119,0),MATCH(\"Final List of Entered Data\",'Review Inputs'!$C$9:$X$9,0))","v":"NO"},{"$f":"'Output Escalated'!C32","v":"e_input23"},"mct_s_input23","Portion Caused by Lack of Condition Diagnosis","%",1,1,1,null,"",{"$error":"#VALUE!"},{"$error":"#VALUE!"},{"$error":"#VALUE!"},{"$error":"#VALUE!"},{"$error":"#VALUE!"},{"$error":"#VALUE!"},{"$error":"#VALUE!"},{"$error":"#VALUE!"},{"$error":"#VALUE!"}]
[null,"input47",{"$f":"INDEX('Review Inputs'!$C$10:$X$119,MATCH(B58,'Review Inputs'!$C$10:$C$119,0),MATCH(\"Final List of Entered Data\",'Review Inputs'!$C$9:$X$9,0))","v":"NO"},{"$f":"'Output Escalated'!C33","v":"e_input47"},"mct_s_input47","Total Transmission Equipment Maintenance Cost","$",1,1,1,null,"",{"$error":"#VALUE!"},{"$error":"#VALUE!"},{"$error":"#VALUE!"},{"$error":"#VALUE!"},{"$error":"#VALUE!"},{"$error":"#VALUE!"},{"$error":"#VALUE!"},{"$error":"#VALUE!"},{"$error":"#VALUE!"}]
[null,"input24",{"$f":"INDEX('Review Inputs'!$C$10:$X$119,MATCH(B59,'Review Inputs'!$C$10:$C$119,0),MATCH(\"Final List of Entered Data\",'Review Inputs'!$C$9:$X$9,0))","v":"NO"},{"$f":"'Output Escalated'!C34","v":"e_input24"},"mct_s_input24","Total Distribution Equipment Maintenance Cost","$",1,1,1,null,"",{"$error":"#VALUE!"},{"$error":"#VALUE!"},{"$error":"#VALUE!"},{"$error":"#VALUE!"},{"$error":"#VALUE!"},{"$error":"#VALUE!"},{"$error":"#VALUE!"},{"$error":"#VALUE!"},{"$error":"#VALUE!"}]
[null,"input61",{"$f":"INDEX('Review Inputs'!$C$10:$X$119,MATCH(B60,'Review Inputs'!$C$10:$C$119,0),MATCH(\"Final List of Entered Data\",'Review Inputs'!$C$9:$X$9,0))","v":"NO"},{"$f":"'Output Escalated'!C35","v":"e_input61"},"mct_s_input61","Distribution Operations Cost","$",1,1,1,null,"",{"$error":"#VALUE!"},{"$error":"#VALUE!"},{"$error":"#VALUE!"},{"$error":"#VALUE!"},{"$error":"#VALUE!"},{"$error":"#VALUE!"},{"$error":"#VALUE!"},{"$error":"#VALUE!"},{"$error":"#VALUE!"}]
[null,"input69",{"$f":"INDEX('Review Inputs'!$C$10:$X$119,MATCH(B61,'Review Inputs'!$C$10:$C$119,0),MATCH(\"Final List of Entered Data\",'Review Inputs'!$C$9:$X$9,0))","v":"NO"},{"$f":"'Output Escalated'!C36","v":"e_input69"},"mct_s_input69","Transmission Operations Cost","$",1,1,1,null,"",{"$error":"#VALUE!"},{"$error":"#VALUE!"},{"$error":"#VALUE!"},{"$error":"#VALUE!"},{"$error":"#VALUE!"},{"$error":"#VALUE!"},{"$error":"#VALUE!"},{"$error":"#VALUE!"},{"$error":"#VALUE!"}]
[null,"input25",{"$f":"INDEX('Review Inputs'!$C$10:$X$119,MATCH(B62,'Review Inputs'!$C$10:$C$119,0),MATCH(\"Final List of Entered Data\",'Review Inputs'!$C$9:$X$9,0))","v":"NO"},{"$f":"'Output Escalated'!C37","v":"e_input25"},"mct_s_input25",{"$f":"INDIRECT(D62)","v":"Distribution Feeder Switching Operations"},{"$f":"OFFSET(INDIRECT(D62),0,1)","v":"$"},1,1,1,null,"",{"$error":"#VALUE!"},{"$error":"#VALUE!"},{"$error":"#VALUE!"},{"$error":"#VALUE!"},{"$error":"#VALUE!"},{"$error":"#VALUE!"},{"$error":"#VALUE!"},{"$error":"#VALUE!"},{"$error":"#VALUE!"}]
[null,"input26",{"$f":"INDEX('Review Inputs'!$C$10:$X$119,MATCH(B63,'Review Inputs'!$C$10:$C$119,0),MATCH(\"Final List of Entered Data\",'Review Inputs'!$C$9:$X$9,0))","v":"NO"},{"$f":"'Output Escalated'!C38","v":"e_input26"},"mct_s_input26","Distribution Capacitor Switching Operations","$",1,1,1,null,"",{"$f":"OFFSET(INDIRECT($D63),0,M$28+3-$L$28)","v":{"$error":"#VALUE!"}},{"$error":"#VALUE!"},{"$error":"#VALUE!"},{"$error":"#VALUE!"},{"$error":"#VALUE!"},{"$error":"#VALUE!"},{"$error":"#VALUE!"},{"$error":"#VALUE!"},{"$error":"#VALUE!"}]
[null,"input27",{"$f":"INDEX('Review Inputs'!$C$10:$X$119,MATCH(B64,'Review Inputs'!$C$10:$C$119,0),MATCH(\"Final List of Entered Data\",'Review Inputs'!$C$9:$X$9,0))","v":"NO"},{"$f":"'Output Escalated'!C39","v":"e_input27"},"mct_s_input27","Other Distribution Operations Cost","$",1,1,1,null,"",{"$error":"#VALUE!"},{"$error":"#VALUE!"},{"$error":"#VALUE!"},{"$error":"#VALUE!"},{"$error":"#VALUE!"},{"$error":"#VALUE!"},{"$error":"#VALUE!"},{"$error":"#VALUE!"},{"$error":"#VALUE!"}]
[null,"input28",{"$f":"INDEX('Review Inputs'!$C$10:$X$119,MATCH(B65,'Review Inputs'!$C$10:$C$119,0),MATCH(\"Final List of Entered Data\",'Review Inputs'!$C$9:$X$9,0))","v":"NO"},{"$f":"'Output Escalated'!C40","v":"e_input28"},"mct_s_input28","Meter Operations Cost","$",1,1,1,null,"",{"$error":"#VALUE!"},{"$error":"#VALUE!"},{"$error":"#VALUE!"},{"$error":"#VALUE!"},{"$error":"#VALUE!"},{"$error":"#VALUE!"},{"$error":"#VALUE!"},{"$error":"#VALUE!"},{"$error":"#VALUE!"}]
[null,"input75",{"$f":"INDEX('Review Inputs'!$C$10:$X$119,MATCH(B66,'Review Inputs'!$C$10:$C$119,0),MATCH(\"Final List of Entered Data\",'Review Inputs'!$C$9:$X$9,0))","v":"NO"},{"$f":"'Output Escalated'!C41","v":"e_input75"},"mct_s_input75","Number of Meter Tamper Detections - Residential","#",1,1,1,null,"",{"$error":"#VALUE!"},{"$error":"#VALUE!"},{"$error":"#VALUE!"},{"$error":"#VALUE!"},{"$error":"#VALUE!"},{"$error":"#VALUE!"},{"$error":"#VALUE!"},{"$error":"#VALUE!"},{"$error":"#VALUE!"}]
[null,"input76",{"$f":"INDEX('Review Inputs'!$C$10:$X$119,MATCH(B67,'Review Inputs'!$C$10:$C$119,0),MATCH(\"Final List of Entered Data\",'Review Inputs'!$C$9:$X$9,0))","v":"NO"},{"$f":"'Output Escalated'!C42","v":"e_input76"},"mct_s_input76","Number of Meter Tamper Detections - Commercial","#",1,1,1,null,"",{"$error":"#VALUE!"},{"$error":"#VALUE!"},{"$error":"#VALUE!"},{"$error":"#VALUE!"},{"$error":"#VALUE!"},{"$error":"#VALUE!"},{"$error":"#VALUE!"},{"$error":"#VALUE!"},{"$error":"#VALUE!"}]
[null,"input29",{"$f":"INDEX('Review Inputs'!$C$10:$X$119,MATCH(B68,'Review Inputs'!$C$10:$C$119,0),MATCH(\"Final List of Entered Data\",'Review Inputs'!$C$9:$X$9,0))","v":"NO"},{"$f":"'Output Escalated'!C43","v":"e_input29"},"mct_s_input29","Number of Meter Tamper Detections - Industrial","#",1,1,1,null,"",{"$error":"#VALUE!"},{"$error":"#VALUE!"},{"$error":"#VALUE!"},{"$error":"#VALUE!"},{"$error":"#VALUE!"},{"$error":"#VALUE!"},{"$error":"#VALUE!"},{"$error":"#VALUE!"},{"$error":"#VALUE!"}]
[null,"input106",{"$f":"INDEX('Review Inputs'!$C$10:$X$119,MATCH(B69,'Review Inputs'!$C$10:$C$119,0),MATCH(\"Final List of Entered Data\",'Review Inputs'!$C$9:$X$9,0))","v":"NO"},"e_input106","mct_s_input106",{"$f":"INDIRECT(D69)","v":"Average Annual Customer Electricity Usage - Residential"},{"$f":"OFFSET(INDIRECT(D69),0,1)","v":"kWh"},1,1,1,null,"",{"$f":"OFFSET(INDIRECT($D69),0,M$28+3-$L$28)","v":{"$error":"#VALUE!"}},{"$error":"#VALUE!"},{"$error":"#VALUE!"},{"$error":"#VALUE!"},{"$error":"#VALUE!"},{"$error":"#VALUE!"},{"$error":"#VALUE!"},{"$error":"#VALUE!"},{"$error":"#VALUE!"}]
[null,"input107",{"$f":"INDEX('Review Inputs'!$C$10:$X$119,MATCH(B70,'Review Inputs'!$C$10:$C$119,0),MATCH(\"Final List of Entered Data\",'Review Inputs'!$C$9:$X$9,0))","v":"NO"},"e_input107","mct_s_input107","Average Annual Customer Electricity Usage - Commercial","kWh",1,1,1,null,"",{"$error":"#VALUE!"},{"$error":"#VALUE!"},{"$error":"#VALUE!"},{"$error":"#VALUE!"},{"$error":"#VALUE!"},{"$error":"#VALUE!"},{"$error":"#VALUE!"},{"$error":"#VALUE!"},{"$error":"#VALUE!"}]
[null,"input108",{"$f":"INDEX('Review Inputs'!$C$10:$X$119,MATCH(B71,'Review Inputs'!$C$10:$C$119,0),MATCH(\"Final List of Entered Data\",'Review Inputs'!$C$9:$X$9,0))","v":"NO"},"e_input108","mct_s_input108","Average Annual Customer Electricity Usage - Industrial","kWh",1,1,1,null,"",{"$error":"#VALUE!"},{"$error":"#VALUE!"},{"$error":"#VALUE!"},{"$error":"#VALUE!"},{"$error":"#VALUE!"},{"$error":"#VALUE!"},{"$error":"#VALUE!"},{"$error":"#VALUE!"},{"$error":"#VALUE!"}]
[null,"input30",{"$f":"INDEX('Review Inputs'!$C$10:$X$119,MATCH(B72,'Review Inputs'!$C$10:$C$119,0),MATCH(\"Final List of Entered Data\",'Review Inputs'!$C$9:$X$9,0))","v":"NO"},{"$f":"'Output Escalated'!C47","v":"e_input30"},"mct_s_input30","Distribution Feeder Load","MVA",1,1,1,null,"",{"$error":"#VALUE!"},{"$error":"#VALUE!"},{"$error":"#VALUE!"},{"$error":"#VALUE!"},{"$error":"#VALUE!"},{"$error":"#VALUE!"},{"$error":"#VALUE!"},{"$error":"#VALUE!"},{"$error":"#VALUE!"}]
[null,"input31",{"$f":"INDEX('Review Inputs'!$C$10:$X$119,MATCH(B73,'Review Inputs'!$C$10:$C$119,0),MATCH(\"Final List of Entered Data\",'Review Inputs'!$C$9:$X$9,0))","v":"NO"},{"$f":"'Output Escalated'!C48","v":"e_input31"},"mct_s_input31","Distribution Losses","%",1,1,1,null,"",{"$error":"#VALUE!"},{"$error":"#VALUE!"},{"$error":"#VALUE!"},{"$error":"#VALUE!"},{"$error":"#VALUE!"},{"$error":"#VALUE!"},{"$error":"#VALUE!"},{"$error":"#VALUE!"},{"$error":"#VALUE!"}]
[null,"input32",{"$f":"INDEX('Review Inputs'!$C$10:$X$119,MATCH(B74,'Review Inputs'!$C$10:$C$119,0),MATCH(\"Final List of Entered Data\",'Review Inputs'!$C$9:$X$9,0))","v":"NO"},{"$f":"'Output Escalated'!C49","v":"e_input32"},"mct_s_input32","Transmission Line Load","MVA",1,1,1,null,"",{"$error":"#VALUE!"},{"$error":"#VALUE!"},{"$error":"#VALUE!"},{"$error":"#VALUE!"},{"$error":"#VALUE!"},{"$error":"#VALUE!"},{"$error":"#VALUE!"},{"$error":"#VALUE!"},{"$error":"#VALUE!"}]
[null,"input34",{"$f":"INDEX('Review Inputs'!$C$10:$X$119,MATCH(B75,'Review Inputs'!$C$10:$C$119,0),MATCH(\"Final List of Entered Data\",'Review Inputs'!$C$9:$X$9,0))","v":"NO"},{"$f":"'Output Escalated'!C50","v":"e_input34"},"mct_s_input34","Transmission Losses","%",1,1,1,null,"",{"$error":"#VALUE!"},{"$error":"#VALUE!"},{"$error":"#VALUE!"},{"$error":"#VALUE!"},{"$error":"#VALUE!"},{"$error":"#VALUE!"},{"$error":"#VALUE!"},{"$error":"#VALUE!"},{"$error":"#VALUE!"}]
[null,"input33",{"$f":"INDEX('Review Inputs'!$C$10:$X$119,MATCH(B76,'Review Inputs'!$C$10:$C$119,0),MATCH(\"Final List of Entered Data\",'Review Inputs'!$C$9:$X$9,0))","v":"NO"},{"$f":"'Output Escalated'!C51","v":"e_input33"},"mct_s_input33","Average Price of Wholesale Energy","$/kWh",1,1,1,null,"",{"$error":"#VALUE!"},{"$error":"#VALUE!"},{"$error":"#VALUE!"},{"$error":"#VALUE!"},{"$error":"#VALUE!"},{"$error":"#VALUE!"},{"$error":"#VALUE!"},{"$error":"#VALUE!"},{"$error":"#VALUE!"}]
[null,"input35",{"$f":"INDEX('Review Inputs'!$C$10:$X$119,MATCH(B77,'Review Inputs'!$C$10:$C$119,0),MATCH(\"Final List of Entered Data\",'Review Inputs'!$C$9:$X$9,0))","v":"NO"},{"$f":"'Output Escalated'!C52","v":"e_input35"},"mct_s_input35","Total Residential Electricity Cost","$",1,1,1,null,"",{"$error":"#VALUE!"},{"$error":"#VALUE!"},{"$error":"#VALUE!"},{"$error":"#VALUE!"},{"$error":"#VALUE!"},{"$error":"#VALUE!"},{"$error":"#VALUE!"},{"$error":"#VALUE!"},{"$error":"#VALUE!"}]
[null,"input36",{"$f":"INDEX('Review Inputs'!$C$10:$X$119,MATCH(B78,'Review Inputs'!$C$10:$C$119,0),MATCH(\"Final List of Entered Data\",'Review Inputs'!$C$9:$X$9,0))","v":"NO"},{"$f":"'Output Escalated'!C53","v":"e_input36"},"mct_s_input36","Total Commercial Electricity Cost","$",1,1,1,null,"",{"$error":"#VALUE!"},{"$error":"#VALUE!"},{"$error":"#VALUE!"},{"$error":"#VALUE!"},{"$error":"#VALUE!"},{"$error":"#VALUE!"},{"$error":"#VALUE!"},{"$error":"#VALUE!"},{"$error":"#VALUE!"}]
[null,"input37",{"$f":"INDEX('Review Inputs'!$C$10:$X$119,MATCH(B79,'Review Inputs'!$C$10:$C$119,0),MATCH(\"Final List of Entered Data\",'Review Inputs'!$C$9:$X$9,0))","v":"NO"},{"$f":"'Output Escalated'!C54","v":"e_input37"},"mct_s_input37","Total Industrial Electricity Cost","$",1,1,1,null,"",{"$error":"#VALUE!"},{"$error":"#VALUE!"},{"$error":"#VALUE!"},{"$error":"#VALUE!"},{"$error":"#VALUE!"},{"$error":"#VALUE!"},{"$error":"#VALUE!"},{"$error":"#VALUE!"},{"$error":"#VALUE!"}]
[null,"input38",{"$f":"INDEX('Review Inputs'!$C$10:$X$119,MATCH(B80,'Review Inputs'!$C$10:$C$119,0),MATCH(\"Final List of Entered Data\",'Review Inputs'!$C$9:$X$9,0))","v":"YES"},{"$f":"'Output Escalated'!C55","v":"e_input38"},"mct_s_input38","SAIDI (system)","Index",1,1,1,null,"",{"$error":"#VALUE!"},{"$error":"#VALUE!"},{"$error":"#VALUE!"},{"$error":"#VALUE!"},{"$error":"#VALUE!"},{"$error":"#VALUE!"},{"$error":"#VALUE!"},{"$error":"#VALUE!"},{"$error":"#VALUE!"}]
[null,"input39",{"$f":"INDEX('Review Inputs'!$C$10:$X$119,MATCH(B81,'Review Inputs'!$C$10:$C$119,0),MATCH(\"Final List of Entered Data\",'Review Inputs'!$C$9:$X$9,0))","v":"NO"},{"$f":"'Output Escalated'!C56","v":"e_input39"},"mct_s_input39","CAIDI (system)","Index",1,1,1,null,"",{"$error":"#VALUE!"},{"$error":"#VALUE!"},{"$error":"#VALUE!"},{"$error":"#VALUE!"},{"$error":"#VALUE!"},{"$error":"#VALUE!"},{"$error":"#VALUE!"},{"$error":"#VALUE!"},{"$error":"#VALUE!"}]
[null,{"$f":"MID(D82,3,15)","v":"input99"},{"$f":"INDEX('Review Inputs'!$C$10:$X$119,MATCH(B82,'Review Inputs'!$C$10:$C$119,0),MATCH(\"Final List of Entered Data\",'Review Inputs'!$C$9:$X$9,0))","v":"NO"},{"$f":"'Output Escalated'!C57","v":"e_input99"},"mct_s_input99","SAIDI (Impacted Feeders or Lines)","Index",1,1,1,null,"",{"$error":"#VALUE!"},{"$error":"#VALUE!"},{"$error":"#VALUE!"},{"$error":"#VALUE!"},{"$error":"#VALUE!"},{"$error":"#VALUE!"},{"$error":"#VALUE!"},{"$error":"#VALUE!"},{"$error":"#VALUE!"}]
[null,{"$f":"MID(D83,3,15)","v":"input100"},{"$f":"INDEX('Review Inputs'!$C$10:$X$119,MATCH(B83,'Review Inputs'!$C$10:$C$119,0),MATCH(\"Final List of Entered Data\",'Review Inputs'!$C$9:$X$9,0))","v":"NO"},{"$f":"'Output Escalated'!C58","v":"e_input100"},"mct_s_input100","CAIDI (Impacted Feeders or Lines)","Index",1,1,1,null,"",{"$error":"#VALUE!"},{"$error":"#VALUE!"},{"$error":"#VALUE!"},{"$error":"#VALUE!"},{"$error":"#VALUE!"},{"$error":"#VALUE!"},{"$error":"#VALUE!"},{"$error":"#VALUE!"},{"$error":"#VALUE!"}]
[null,"input41",{"$f":"INDEX('Review Inputs'!$C$10:$X$119,MATCH(B84,'Review Inputs'!$C$10:$C$119,0),MATCH(\"Final List of Entered Data\",'Review Inputs'!$C$9:$X$9,0))","v":"NO"},{"$f":"'Output Escalated'!C59","v":"e_input41"},"mct_s_input41","Total Residential Customers Served by Impacted Feeders or Lines","#",1,1,1,null,"",{"$error":"#VALUE!"},{"$error":"#VALUE!"},{"$error":"#VALUE!"},{"$error":"#VALUE!"},{"$error":"#VALUE!"},{"$error":"#VALUE!"},{"$error":"#VALUE!"},{"$error":"#VALUE!"},{"$error":"#VALUE!"}]
[null,"input42",{"$f":"INDEX('Review Inputs'!$C$10:$X$119,MATCH(B85,'Review Inputs'!$C$10:$C$119,0),MATCH(\"Final List of Entered Data\",'Review Inputs'!$C$9:$X$9,0))","v":"NO"},{"$f":"'Output Escalated'!C60","v":"e_input42"},"mct_s_input42","Total Commercial Customers Served by Impacted Feeders or Lines","#",1,1,1,null,"",{"$error":"#VALUE!"},{"$error":"#VALUE!"},{"$error":"#VALUE!"},{"$error":"#VALUE!"},{"$error":"#VALUE!"},{"$error":"#VALUE!"},{"$error":"#VALUE!"},{"$error":"#VALUE!"},{"$error":"#VALUE!"}]
[null,"input44",{"$f":"INDEX('Review Inputs'!$C$10:$X$119,MATCH(B86,'Review Inputs'!$C$10:$C$119,0),MATCH(\"Final List of Entered Data\",'Review Inputs'!$C$9:$X$9,0))","v":"NO"},{"$f":"'Output Escalated'!C61","v":"e_input44"},"mct_s_input44","Total Industrial Customers Served by Impacted Feeders or Lines","#",1,1,1,null,"",{"$error":"#VALUE!"},{"$error":"#VALUE!"},{"$error":"#VALUE!"},{"$error":"#VALUE!"},{"$error":"#VALUE!"},{"$error":"#VALUE!"},{"$error":"#VALUE!"},{"$error":"#VALUE!"},{"$error":"#VALUE!"}]
[null,"input50",{"$f":"INDEX('Review Inputs'!$C$10:$X$119,MATCH(B87,'Review Inputs'!$C$10:$C$119,0),MATCH(\"Final List of Entered Data\",'Review Inputs'!$C$9:$X$9,0))","v":"NO"},{"$f":"'Output Escalated'!C62","v":"e_input50"},"mct_s_input50","Outage Time of Major Outage - Residential","hr",1,1,1,null,"",{"$error":"#VALUE!"},{"$error":"#VALUE!"},{"$error":"#VALUE!"},{"$error":"#VALUE!"},{"$error":"#VALUE!"},{"$error":"#VALUE!"},{"$f":"OFFSET(INDIRECT($D87),0,S$28+3-$L$28)","v":{"$error":"#VALUE!"}},{"$error":"#VALUE!"},{"$error":"#VALUE!"}]
[null,"input51",{"$f":"INDEX('Review Inputs'!$C$10:$X$119,MATCH(B88,'Review Inputs'!$C$10:$C$119,0),MATCH(\"Final List of Entered Data\",'Review Inputs'!$C$9:$X$9,0))","v":"NO"},{"$f":"'Output Escalated'!C63","v":"e_input51"},"mct_s_input51","Number of Customers Affected by Major Outage - Residential ","#",1,1,1,null,"",{"$error":"#VALUE!"},{"$error":"#VALUE!"},{"$error":"#VALUE!"},{"$error":"#VALUE!"},{"$error":"#VALUE!"},{"$error":"#VALUE!"},{"$error":"#VALUE!"},{"$error":"#VALUE!"},{"$error":"#VALUE!"}]
[null,"input52",{"$f":"INDEX('Review Inputs'!$C$10:$X$119,MATCH(B89,'Review Inputs'!$C$10:$C$119,0),MATCH(\"Final List of Entered Data\",'Review Inputs'!$C$9:$X$9,0))","v":"NO"},{"$f":"'Output Escalated'!C64","v":"e_input52"},"mct_s_input52","Outage Time of Major Outage - Commercial","hr",1,1,1,null,"",{"$error":"#VALUE!"},{"$error":"#VALUE!"},{"$error":"#VALUE!"},{"$error":"#VALUE!"},{"$error":"#VALUE!"},{"$error":"#VALUE!"},{"$error":"#VALUE!"},{"$error":"#VALUE!"},{"$error":"#VALUE!"}]
[null,"input53",{"$f":"INDEX('Review Inputs'!$C$10:$X$119,MATCH(B90,'Review Inputs'!$C$10:$C$119,0),MATCH(\"Final List of Entered Data\",'Review Inputs'!$C$9:$X$9,0))","v":"NO"},{"$f":"'Output Escalated'!C65","v":"e_input53"},"mct_s_input53","Number of Customers Affected by Major Outage - Commercial","#",1,1,1,null,"",{"$error":"#VALUE!"},{"$error":"#VALUE!"},{"$error":"#VALUE!"},{"$error":"#VALUE!"},{"$error":"#VALUE!"},{"$error":"#VALUE!"},{"$error":"#VALUE!"},{"$error":"#VALUE!"},{"$error":"#VALUE!"}]
[null,"input54",{"$f":"INDEX('Review Inputs'!$C$10:$X$119,MATCH(B91,'Review Inputs'!$C$10:$C$119,0),MATCH(\"Final List of Entered Data\",'Review Inputs'!$C$9:$X$9,0))","v":"NO"},{"$f":"'Output Escalated'!C66","v":"e_input54"},"mct_s_input54","Outage Time of Major Outage - Industrial","hr",1,1,1,null,"",{"$error":"#VALUE!"},{"$error":"#VALUE!"},{"$error":"#VALUE!"},{"$error":"#VALUE!"},{"$error":"#VALUE!"},{"$error":"#VALUE!"},{"$error":"#VALUE!"},{"$error":"#VALUE!"},{"$error":"#VALUE!"}]
[null,"input55",{"$f":"INDEX('Review Inputs'!$C$10:$X$119,MATCH(B92,'Review Inputs'!$C$10:$C$119,0),MATCH(\"Final List of Entered Data\",'Review Inputs'!$C$9:$X$9,0))","v":"NO"},{"$f":"'Output Escalated'!C67","v":"e_input55"},"mct_s_input55","Number of Customers Affected by Major Outage - Industrial","#",1,1,1,null,"",{"$error":"#VALUE!"},{"$error":"#VALUE!"},{"$error":"#VALUE!"},{"$error":"#VALUE!"},{"$error":"#VALUE!"},{"$error":"#VALUE!"},{"$error":"#VALUE!"},{"$error":"#VALUE!"},{"$error":"#VALUE!"}]
[null,"input40",{"$f":"INDEX('Review Inputs'!$C$10:$X$119,MATCH(B93,'Review Inputs'!$C$10:$C$119,0),MATCH(\"Final List of Entered Data\",'Review Inputs'!$C$9:$X$9,0))","v":"YES"},{"$f":"'Output Escalated'!C68","v":"e_input40"},"mct_s_input40","Value of Service - Residential ","$/kWh",1,1,1,null,"",{"$error":"#VALUE!"},{"$error":"#VALUE!"},{"$error":"#VALUE!"},{"$error":"#VALUE!"},{"$error":"#VALUE!"},{"$error":"#VALUE!"},{"$error":"#VALUE!"},{"$error":"#VALUE!"},{"$error":"#VALUE!"}]
[null,"input43",{"$f":"INDEX('Review Inputs'!$C$10:$X$119,MATCH(B94,'Review Inputs'!$C$10:$C$119,0),MATCH(\"Final List of Entered Data\",'Review Inputs'!$C$9:$X$9,0))","v":"YES"},{"$f":"'Output Escalated'!C69","v":"e_input43"},"mct_s_input43","Value of Service - Commercial","$/kWh",1,1,1,null,"",{"$error":"#VALUE!"},{"$error":"#VALUE!"},{"$error":"#VALUE!"},{"$error":"#VALUE!"},{"$error":"#VALUE!"},{"$error":"#VALUE!"},{"$error":"#VALUE!"},{"$error":"#VALUE!"},{"$error":"#VALUE!"}]
[null,"input46",{"$f":"INDEX('Review Inputs'!$C$10:$X$119,MATCH(B95,'Review Inputs'!$C$10:$C$119,0),MATCH(\"Final List of Entered Data\",'Review Inputs'!$C$9:$X$9,0))","v":"YES"},{"$f":"'Output Escalated'!C70","v":"e_input46"},"mct_s_input46","Value of Service - Industrial","$/kWh",1,1,1,null,"",{"$error":"#VALUE!"},{"$error":"#VALUE!"},{"$error":"#VALUE!"},{"$error":"#VALUE!"},{"$error":"#VALUE!"},{"$error":"#VALUE!"},{"$error":"#VALUE!"},{"$error":"#VALUE!"},{"$error":"#VALUE!"}]
[null,"input109",{"$f":"INDEX('Review Inputs'!$C$10:$X$119,MATCH(B96,'Review Inputs'!$C$10:$C$119,0),MATCH(\"Final List of Entered Data\",'Review Inputs'!$C$9:$X$9,0))","v":"YES"},"e_input109","mct_s_input109",{"$f":"INDIRECT(D96)","v":"Average Hourly Load Not Served During Outage per Customer - Residential"},{"$f":"OFFSET(INDIRECT(D96),0,1)","v":"kW"},1,1,1,null,"",{"$f":"OFFSET(INDIRECT($D96),0,M$28+3-$L$28)","v":{"$error":"#VALUE!"}},{"$error":"#VALUE!"},{"$error":"#VALUE!"},{"$error":"#VALUE!"},{"$error":"#VALUE!"},{"$error":"#VALUE!"},{"$error":"#VALUE!"},{"$error":"#VALUE!"},{"$error":"#VALUE!"}]
[null,"input110",{"$f":"INDEX('Review Inputs'!$C$10:$X$119,MATCH(B97,'Review Inputs'!$C$10:$C$119,0),MATCH(\"Final List of Entered Data\",'Review Inputs'!$C$9:$X$9,0))","v":"YES"},"e_input110","mct_s_input110","Average Hourly Load Not Served During Outage per Customer - Commercial","kW",1,1,1,null,"",{"$error":"#VALUE!"},{"$error":"#VALUE!"},{"$error":"#VALUE!"},{"$error":"#VALUE!"},{"$error":"#VALUE!"},{"$error":"#VALUE!"},{"$error":"#VALUE!"},{"$error":"#VALUE!"},{"$error":"#VALUE!"}]
[null,"input111",{"$f":"INDEX('Review Inputs'!$C$10:$X$119,MATCH(B98,'Review Inputs'!$C$10:$C$119,0),MATCH(\"Final List of Entered Data\",'Review Inputs'!$C$9:$X$9,0))","v":"YES"},"e_input111","mct_s_input111","Average Hourly Load Not Served During Outage per Customer - Industrial","kW",1,1,1,null,"",{"$error":"#VALUE!"},{"$error":"#VALUE!"},{"$error":"#VALUE!"},{"$error":"#VALUE!"},{"$error":"#VALUE!"},{"$error":"#VALUE!"},{"$error":"#VALUE!"},{"$error":"#VALUE!"},{"$error":"#VALUE!"}]
[null,"input56",{"$f":"INDEX('Review Inputs'!$C$10:$X$119,MATCH(B99,'Review Inputs'!$C$10:$C$119,0),MATCH(\"Final List of Entered Data\",'Review Inputs'!$C$9:$X$9,0))","v":"NO"},{"$f":"'Output Escalated'!C74","v":"e_input56"},"mct_s_input56","Distribution Restoration Cost","$",1,1,1,null,"",{"$error":"#VALUE!"},{"$error":"#VALUE!"},{"$error":"#VALUE!"},{"$error":"#VALUE!"},{"$error":"#VALUE!"},{"$error":"#VALUE!"},{"$error":"#VALUE!"},{"$error":"#VALUE!"},{"$error":"#VALUE!"}]
[null,"input57",{"$f":"INDEX('Review Inputs'!$C$10:$X$119,MATCH(B100,'Review Inputs'!$C$10:$C$119,0),MATCH(\"Final List of Entered Data\",'Review Inputs'!$C$9:$X$9,0))","v":"NO"},{"$f":"'Output Escalated'!C75","v":"e_input57"},"mct_s_input57",{"$f":"INDIRECT(D100)","v":"Transmission Restoration Cost"},{"$f":"OFFSET(INDIRECT(D100),0,1)","v":"$"},1,1,1,null,"",{"$error":"#VALUE!"},{"$error":"#VALUE!"},{"$error":"#VALUE!"},{"$error":"#VALUE!"},{"$error":"#VALUE!"},{"$error":"#VALUE!"},{"$error":"#VALUE!"},{"$error":"#VALUE!"},{"$error":"#VALUE!"}]
[null,"input58",{"$f":"INDEX('Review Inputs'!$C$10:$X$119,MATCH(B101,'Review Inputs'!$C$10:$C$119,0),MATCH(\"Final List of Entered Data\",'Review Inputs'!$C$9:$X$9,0))","v":"NO"},{"$f":"'Output Escalated'!C76","v":"e_input58"},"mct_s_input58","Number of Outage Events","# of events",1,1,1,null,{"$f":"OFFSET(INDIRECT($D101),0,L$28+3-L$28)","v":""},{"$f":"OFFSET(INDIRECT($D101),0,M$28+3-$L$28)","v":{"$error":"#VALUE!"}},{"$error":"#VALUE!"},{"$error":"#VALUE!"},{"$error":"#VALUE!"},{"$error":"#VALUE!"},{"$error":"#VALUE!"},{"$error":"#VALUE!"},{"$error":"#VALUE!"},{"$error":"#VALUE!"}]
[null,"input59",{"$f":"INDEX('Review Inputs'!$C$10:$X$119,MATCH(B102,'Review Inputs'!$C$10:$C$119,0),MATCH(\"Final List of Entered Data\",'Review Inputs'!$C$9:$X$9,0))","v":"NO"},{"$f":"'Output Escalated'!C77","v":"e_input59"},"mct_s_input59","Restoration Cost per Event","$/event",1,1,1,null,"",{"$error":"#VALUE!"},{"$error":"#VALUE!"},{"$error":"#VALUE!"},{"$error":"#VALUE!"},{"$error":"#VALUE!"},{"$error":"#VALUE!"},{"$error":"#VALUE!"},{"$error":"#VALUE!"},{"$error":"#VALUE!"}]
[null,"input60",{"$f":"INDEX('Review Inputs'!$C$10:$X$119,MATCH(B103,'Review Inputs'!$C$10:$C$119,0),MATCH(\"Final List of Entered Data\",'Review Inputs'!$C$9:$X$9,0))","v":"NO"},{"$f":"'Output Escalated'!C78","v":"e_input60"},"mct_s_input60","MAIFI (System)","Index",1,1,1,null,"",{"$error":"#VALUE!"},{"$error":"#VALUE!"},{"$error":"#VALUE!"},{"$error":"#VALUE!"},{"$error":"#VALUE!"},{"$error":"#VALUE!"},{"$error":"#VALUE!"},{"$error":"#VALUE!"},{"$error":"#VALUE!"}]
[null,"input62",{"$f":"INDEX('Review Inputs'!$C$10:$X$119,MATCH(B104,'Review Inputs'!$C$10:$C$119,0),MATCH(\"Final List of Entered Data\",'Review Inputs'!$C$9:$X$9,0))","v":"NO"},{"$f":"'Output Escalated'!C79","v":"e_input62"},"mct_s_input62","Value of Service - PQ","$/# of customer interruptions",1,1,1,null,"",{"$error":"#VALUE!"},{"$error":"#VALUE!"},{"$error":"#VALUE!"},{"$error":"#VALUE!"},{"$error":"#VALUE!"},{"$error":"#VALUE!"},{"$error":"#VALUE!"},{"$error":"#VALUE!"},{"$error":"#VALUE!"}]
[null,"input101",{"$f":"INDEX('Review Inputs'!$C$10:$X$119,MATCH(B105,'Review Inputs'!$C$10:$C$119,0),MATCH(\"Final List of Entered Data\",'Review Inputs'!$C$9:$X$9,0))","v":"NO"},{"$f":"'Output Escalated'!C80","v":"e_input101"},"mct_s_input101","MAIFI (Impacted Feeders)","Index",1,1,1,null,"",{"$error":"#VALUE!"},{"$error":"#VALUE!"},{"$error":"#VALUE!"},{"$error":"#VALUE!"},{"$error":"#VALUE!"},{"$error":"#VALUE!"},{"$error":"#VALUE!"},{"$error":"#VALUE!"},{"$error":"#VALUE!"}]
[null,"input102",{"$f":"INDEX('Review Inputs'!$C$10:$X$119,MATCH(B106,'Review Inputs'!$C$10:$C$119,0),MATCH(\"Final List of Entered Data\",'Review Inputs'!$C$9:$X$9,0))","v":"NO"},{"$f":"'Output Escalated'!C81","v":"e_input102"},"mct_s_input102","Total Residential Customers Served on Impacted Feeders (momentary)","#",1,1,1,null,"",{"$error":"#VALUE!"},{"$error":"#VALUE!"},{"$error":"#VALUE!"},{"$error":"#VALUE!"},{"$error":"#VALUE!"},{"$error":"#VALUE!"},{"$error":"#VALUE!"},{"$error":"#VALUE!"},{"$error":"#VALUE!"}]
[null,"input103",{"$f":"INDEX('Review Inputs'!$C$10:$X$119,MATCH(B107,'Review Inputs'!$C$10:$C$119,0),MATCH(\"Final List of Entered Data\",'Review Inputs'!$C$9:$X$9,0))","v":"NO"},{"$f":"'Output Escalated'!C82","v":"e_input103"},"mct_s_input103","Total Commercial Customers Served on Impacted Feeders (momentary)","#",1,1,1,null,"",{"$error":"#VALUE!"},{"$error":"#VALUE!"},{"$error":"#VALUE!"},{"$error":"#VALUE!"},{"$error":"#VALUE!"},{"$error":"#VALUE!"},{"$error":"#VALUE!"},{"$error":"#VALUE!"},{"$error":"#VALUE!"}]
[null,"input104",{"$f":"INDEX('Review Inputs'!$C$10:$X$119,MATCH(B108,'Review Inputs'!$C$10:$C$119,0),MATCH(\"Final List of Entered Data\",'Review Inputs'!$C$9:$X$9,0))","v":"NO"},{"$f":"'Output Escalated'!C83","v":"e_input104"},"mct_s_input104","Total Industrial Customers Served on Impacted Feeders (momentary)","#",1,1,1,null,"",{"$error":"#VALUE!"},{"$error":"#VALUE!"},{"$error":"#VALUE!"},{"$error":"#VALUE!"},{"$error":"#VALUE!"},{"$error":"#VALUE!"},{"$error":"#VALUE!"},{"$error":"#VALUE!"},{"$error":"#VALUE!"}]
[null,"input63",{"$f":"INDEX('Review Inputs'!$C$10:$X$119,MATCH(B109,'Review Inputs'!$C$10:$C$119,0),MATCH(\"Final List of Entered Data\",'Review Inputs'!$C$9:$X$9,0))","v":"NO"},{"$f":"'Output Escalated'!C84","v":"e_input63"},"mct_s_input63","Number of High Impedance Faults Cleared","# of events",1,1,1,null,"",{"$error":"#VALUE!"},{"$error":"#VALUE!"},{"$error":"#VALUE!"},{"$error":"#VALUE!"},{"$error":"#VALUE!"},{"$error":"#VALUE!"},{"$error":"#VALUE!"},{"$error":"#VALUE!"},{"$error":"#VALUE!"}]
[null,"input64",{"$f":"INDEX('Review Inputs'!$C$10:$X$119,MATCH(B110,'Review Inputs'!$C$10:$C$119,0),MATCH(\"Final List of Entered Data\",'Review Inputs'!$C$9:$X$9,0))","v":"NO"},{"$f":"'Output Escalated'!C85","v":"e_input64"},"mct_s_input64","Value of Service - Sags & Swells","$/event",1,1,1,null,"",{"$error":"#VALUE!"},{"$error":"#VALUE!"},{"$error":"#VALUE!"},{"$error":"#VALUE!"},{"$error":"#VALUE!"},{"$error":"#VALUE!"},{"$error":"#VALUE!"},{"$error":"#VALUE!"},{"$error":"#VALUE!"}]
[null,"input65",{"$f":"INDEX('Review Inputs'!$C$10:$X$119,MATCH(B111,'Review Inputs'!$C$10:$C$119,0),MATCH(\"Final List of Entered Data\",'Review Inputs'!$C$9:$X$9,0))","v":"NO"},{"$f":"'Output Escalated'!C86","v":"e_input65"},"mct_s_input65","Truck Rolls","# of events",1,1,1,null,"",{"$error":"#VALUE!"},{"$error":"#VALUE!"},{"$error":"#VALUE!"},{"$error":"#VALUE!"},{"$error":"#VALUE!"},{"$error":"#VALUE!"},{"$error":"#VALUE!"},{"$error":"#VALUE!"},{"$error":"#VALUE!"}]
[null,"input66",{"$f":"INDEX('Review Inputs'!$C$10:$X$119,MATCH(B112,'Review Inputs'!$C$10:$C$119,0),MATCH(\"Final List of Entered Data\",'Review Inputs'!$C$9:$X$9,0))","v":"NO"},{"$f":"'Output Escalated'!C87","v":"e_input66"},"mct_s_input66","Average Miles Travelled per Truck Roll","miles/event",1,1,1,null,"",{"$error":"#VALUE!"},{"$error":"#VALUE!"},{"$error":"#VALUE!"},{"$error":"#VALUE!"},{"$error":"#VALUE!"},{"$error":"#VALUE!"},{"$error":"#VALUE!"},{"$error":"#VALUE!"},{"$error":"#VALUE!"}]
[null,"input67",{"$f":"INDEX('Review Inputs'!$C$10:$X$119,MATCH(B113,'Review Inputs'!$C$10:$C$119,0),MATCH(\"Final List of Entered Data\",'Review Inputs'!$C$9:$X$9,0))","v":"NO"},{"$f":"'Output Escalated'!C88","v":"e_input67"},"mct_s_input67","Average Fuel Efficiency for Truck Roll Vehicle","miles/gallon",1,1,1,null,"",{"$error":"#VALUE!"},{"$error":"#VALUE!"},{"$error":"#VALUE!"},{"$error":"#VALUE!"},{"$error":"#VALUE!"},{"$error":"#VALUE!"},{"$error":"#VALUE!"},{"$error":"#VALUE!"},{"$error":"#VALUE!"}]
[null,"input84",{"$f":"INDEX('Review Inputs'!$C$10:$X$119,MATCH(B114,'Review Inputs'!$C$10:$C$119,0),MATCH(\"Final List of Entered Data\",'Review Inputs'!$C$9:$X$9,0))","v":"NO"},{"$f":"'Output Escalated'!C89","v":"e_input84"},"mct_s_input84","Number of Feeder Switching or Maintenance Operations Completed","# of events",1,1,1,null,"",{"$error":"#VALUE!"},{"$error":"#VALUE!"},{"$error":"#VALUE!"},{"$error":"#VALUE!"},{"$error":"#VALUE!"},{"$error":"#VALUE!"},{"$error":"#VALUE!"},{"$error":"#VALUE!"},{"$error":"#VALUE!"}]
[null,"input85",{"$f":"INDEX('Review Inputs'!$C$10:$X$119,MATCH(B115,'Review Inputs'!$C$10:$C$119,0),MATCH(\"Final List of Entered Data\",'Review Inputs'!$C$9:$X$9,0))","v":"NO"},{"$f":"'Output Escalated'!C90","v":"e_input85"},"mct_s_input85","Average Miles Traveled per Switching or Maintenance Operation","miles/event",1,1,1,null,"",{"$error":"#VALUE!"},{"$error":"#VALUE!"},{"$error":"#VALUE!"},{"$error":"#VALUE!"},{"$error":"#VALUE!"},{"$error":"#VALUE!"},{"$error":"#VALUE!"},{"$error":"#VALUE!"},{"$error":"#VALUE!"}]
[null,"input86",{"$f":"INDEX('Review Inputs'!$C$10:$X$119,MATCH(B116,'Review Inputs'!$C$10:$C$119,0),MATCH(\"Final List of Entered Data\",'Review Inputs'!$C$9:$X$9,0))","v":"NO"},{"$f":"'Output Escalated'!C91","v":"e_input86"},"mct_s_input86","Average Fuel Efficiency for Feeder Service Vehicle","miles/gallon",1,1,1,null,"",{"$error":"#VALUE!"},{"$error":"#VALUE!"},{"$error":"#VALUE!"},{"$error":"#VALUE!"},{"$error":"#VALUE!"},{"$error":"#VALUE!"},{"$error":"#VALUE!"},{"$error":"#VALUE!"},{"$error":"#VALUE!"}]
[null,"input87",{"$f":"INDEX('Review Inputs'!$C$10:$X$119,MATCH(B117,'Review Inputs'!$C$10:$C$119,0),MATCH(\"Final List of Entered Data\",'Review Inputs'!$C$9:$X$9,0))","v":"NO"},{"$f":"'Output Escalated'!C92","v":"e_input87"},"mct_s_input87","Number of Diagnosis /Notification Operations Completed","# of events",1,1,1,null,"",{"$error":"#VALUE!"},{"$error":"#VALUE!"},{"$error":"#VALUE!"},{"$error":"#VALUE!"},{"$error":"#VALUE!"},{"$error":"#VALUE!"},{"$error":"#VALUE!"},{"$error":"#VALUE!"},{"$error":"#VALUE!"}]
[null,"input88",{"$f":"INDEX('Review Inputs'!$C$10:$X$119,MATCH(B118,'Review Inputs'!$C$10:$C$119,0),MATCH(\"Final List of Entered Data\",'Review Inputs'!$C$9:$X$9,0))","v":"NO"},{"$f":"'Output Escalated'!C93","v":"e_input88"},"mct_s_input88","Average Miles Traveled per Diagnosis /Notification Operation","miles/event",1,1,1,null,"",{"$error":"#VALUE!"},{"$error":"#VALUE!"},{"$error":"#VALUE!"},{"$error":"#VALUE!"},{"$error":"#VALUE!"},{"$error":"#VALUE!"},{"$error":"#VALUE!"},{"$error":"#VALUE!"},{"$error":"#VALUE!"}]
[null,"input89",{"$f":"INDEX('Review Inputs'!$C$10:$X$119,MATCH(B119,'Review Inputs'!$C$10:$C$119,0),MATCH(\"Final List of Entered Data\",'Review Inputs'!$C$9:$X$9,0))","v":"NO"},{"$f":"'Output Escalated'!C94","v":"e_input89"},"mct_s_input89","Average Fuel Efficiency for Diagnosis /Notification Service Vehicle","miles/gallon",1,1,1,null,"",{"$error":"#VALUE!"},{"$error":"#VALUE!"},{"$error":"#VALUE!"},{"$error":"#VALUE!"},{"$error":"#VALUE!"},{"$error":"#VALUE!"},{"$error":"#VALUE!"},{"$error":"#VALUE!"},{"$error":"#VALUE!"}]
[null,"input90",{"$f":"INDEX('Review Inputs'!$C$10:$X$119,MATCH(B120,'Review Inputs'!$C$10:$C$119,0),MATCH(\"Final List of Entered Data\",'Review Inputs'!$C$9:$X$9,0))","v":"NO"},{"$f":"'Output Escalated'!C95","v":"e_input90"},"mct_s_input90","Number of Meter Reading Operations","# of events",1,1,1,null,"",{"$error":"#VALUE!"},{"$error":"#VALUE!"},{"$error":"#VALUE!"},{"$error":"#VALUE!"},{"$error":"#VALUE!"},{"$error":"#VALUE!"},{"$error":"#VALUE!"},{"$error":"#VALUE!"},{"$error":"#VALUE!"}]
[null,"input91",{"$f":"INDEX('Review Inputs'!$C$10:$X$119,MATCH(B121,'Review Inputs'!$C$10:$C$119,0),MATCH(\"Final List of Entered Data\",'Review Inputs'!$C$9:$X$9,0))","v":"NO"},{"$f":"'Output Escalated'!C96","v":"e_input91"},"mct_s_input91","Average Miles Traveled per meter read","miles/event",1,1,1,null,"",{"$error":"#VALUE!"},{"$error":"#VALUE!"},{"$error":"#VALUE!"},{"$error":"#VALUE!"},{"$error":"#VALUE!"},{"$error":"#VALUE!"},{"$error":"#VALUE!"},{"$error":"#VALUE!"},{"$error":"#VALUE!"}]
[null,"input92",{"$f":"INDEX('Review Inputs'!$C$10:$X$119,MATCH(B122,'Review Inputs'!$C$10:$C$119,0),MATCH(\"Final List of Entered Data\",'Review Inputs'!$C$9:$X$9,0))","v":"NO"},{"$f":"'Output Escalated'!C97","v":"e_input92"},"mct_s_input92","Average Fuel Efficiency for Real-Time Load Measurement/Management Service Vehicle","miles/gallon",1,1,1,null,"",{"$error":"#VALUE!"},{"$error":"#VALUE!"},{"$error":"#VALUE!"},{"$error":"#VALUE!"},{"$error":"#VALUE!"},{"$error":"#VALUE!"},{"$f":"OFFSET(INDIRECT($D122),0,S$28+3-$L$28)","v":{"$error":"#VALUE!"}},{"$error":"#VALUE!"},{"$error":"#VALUE!"}]
[null,"input93",{"$f":"INDEX('Review Inputs'!$C$10:$X$119,MATCH(B123,'Review Inputs'!$C$10:$C$119,0),MATCH(\"Final List of Entered Data\",'Review Inputs'!$C$9:$X$9,0))","v":"NO"},{"$f":"'Output Escalated'!C98","v":"e_input93"},"mct_s_input93","kWh of Electricity Consumed by PEVs","kWh",1,1,1,null,"",{"$error":"#VALUE!"},{"$error":"#VALUE!"},{"$error":"#VALUE!"},{"$error":"#VALUE!"},{"$error":"#VALUE!"},{"$error":"#VALUE!"},{"$error":"#VALUE!"},{"$error":"#VALUE!"},{"$error":"#VALUE!"}]
[null,"input94",{"$f":"INDEX('Review Inputs'!$C$10:$X$119,MATCH(B124,'Review Inputs'!$C$10:$C$119,0),MATCH(\"Final List of Entered Data\",'Review Inputs'!$C$9:$X$9,0))","v":"NO"},{"$f":"'Output Escalated'!C99","v":"e_input94"},"mct_s_input94","Electricity to Fuel Conversion Factor","gallons/kWh",1,1,1,null,"",{"$error":"#VALUE!"},{"$error":"#VALUE!"},{"$error":"#VALUE!"},{"$error":"#VALUE!"},{"$error":"#VALUE!"},{"$error":"#VALUE!"},{"$error":"#VALUE!"},{"$error":"#VALUE!"},{"$error":"#VALUE!"}]
[null,"input68",{"$f":"INDEX('Review Inputs'!$C$10:$X$119,MATCH(B125,'Review Inputs'!$C$10:$C$119,0),MATCH(\"Final List of Entered Data\",'Review Inputs'!$C$9:$X$9,0))","v":"NO"},{"$f":"'Output Escalated'!C100","v":"e_input68"},"mct_s_input68","CO2 Emissions per Gallon of Fuel","tons/gallon",1,1,1,null,"",{"$error":"#VALUE!"},{"$error":"#VALUE!"},{"$error":"#VALUE!"},{"$error":"#VALUE!"},{"$error":"#VALUE!"},{"$error":"#VALUE!"},{"$error":"#VALUE!"},{"$error":"#VALUE!"},{"$error":"#VALUE!"}]
[null,"input70",{"$f":"INDEX('Review Inputs'!$C$10:$X$119,MATCH(B126,'Review Inputs'!$C$10:$C$119,0),MATCH(\"Final List of Entered Data\",'Review Inputs'!$C$9:$X$9,0))","v":"NO"},{"$f":"'Output Escalated'!C101","v":"e_input70"},"mct_s_input70","CO2 Emissions  ","tons",1,1,1,null,"",{"$error":"#VALUE!"},{"$error":"#VALUE!"},{"$error":"#VALUE!"},{"$error":"#VALUE!"},{"$error":"#VALUE!"},{"$error":"#VALUE!"},{"$error":"#VALUE!"},{"$error":"#VALUE!"},{"$error":"#VALUE!"}]
[null,"input71",{"$f":"INDEX('Review Inputs'!$C$10:$X$119,MATCH(B127,'Review Inputs'!$C$10:$C$119,0),MATCH(\"Final List of Entered Data\",'Review Inputs'!$C$9:$X$9,0))","v":"NO"},{"$f":"'Output Escalated'!C102","v":"e_input71"},"mct_s_input71","Value of CO2","$/ton",1,1,1,null,"",{"$error":"#VALUE!"},{"$error":"#VALUE!"},{"$error":"#VALUE!"},{"$error":"#VALUE!"},{"$error":"#VALUE!"},{"$error":"#VALUE!"},{"$error":"#VALUE!"},{"$error":"#VALUE!"},{"$error":"#VALUE!"}]
[null,"input72",{"$f":"INDEX('Review Inputs'!$C$10:$X$119,MATCH(B128,'Review Inputs'!$C$10:$C$119,0),MATCH(\"Final List of Entered Data\",'Review Inputs'!$C$9:$X$9,0))","v":"NO"},{"$f":"'Output Escalated'!C103","v":"e_input72"},"mct_s_input72","Sox Emissions per Gallon of Gas","tons/gallon",1,1,1,null,"",{"$error":"#VALUE!"},{"$error":"#VALUE!"},{"$error":"#VALUE!"},{"$error":"#VALUE!"},{"$error":"#VALUE!"},{"$error":"#VALUE!"},{"$error":"#VALUE!"},{"$error":"#VALUE!"},{"$error":"#VALUE!"}]
[null,"input73",{"$f":"INDEX('Review Inputs'!$C$10:$X$119,MATCH(B129,'Review Inputs'!$C$10:$C$119,0),MATCH(\"Final List of Entered Data\",'Review Inputs'!$C$9:$X$9,0))","v":"NO"},{"$f":"'Output Escalated'!C104","v":"e_input73"},"mct_s_input73","NOx Emissions per Gallon of Gas","tons/gallon",1,1,1,null,"",{"$error":"#VALUE!"},{"$error":"#VALUE!"},{"$error":"#VALUE!"},{"$error":"#VALUE!"},{"$error":"#VALUE!"},{"$error":"#VALUE!"},{"$error":"#VALUE!"},{"$error":"#VALUE!"},{"$error":"#VALUE!"}]
[null,"input74",{"$f":"INDEX('Review Inputs'!$C$10:$X$119,MATCH(B130,'Review Inputs'!$C$10:$C$119,0),MATCH(\"Final List of Entered Data\",'Review Inputs'!$C$9:$X$9,0))","v":"NO"},{"$f":"'Output Escalated'!C105","v":"e_input74"},"mct_s_input74","PM-2.5 per Gallon of Gas","tons/gallon",1,1,1,null,"",{"$error":"#VALUE!"},{"$error":"#VALUE!"},{"$error":"#VALUE!"},{"$error":"#VALUE!"},{"$error":"#VALUE!"},{"$error":"#VALUE!"},{"$error":"#VALUE!"},{"$error":"#VALUE!"},{"$error":"#VALUE!"}]
[null,"input78",{"$f":"INDEX('Review Inputs'!$C$10:$X$119,MATCH(B131,'Review Inputs'!$C$10:$C$119,0),MATCH(\"Final List of Entered Data\",'Review Inputs'!$C$9:$X$9,0))","v":"NO"},{"$f":"'Output Escalated'!C106","v":"e_input78"},"mct_s_input78","SOx Emissions","tons",1,1,1,null,"",{"$error":"#VALUE!"},{"$error":"#VALUE!"},{"$error":"#VALUE!"},{"$error":"#VALUE!"},{"$error":"#VALUE!"},{"$error":"#VALUE!"},{"$error":"#VALUE!"},{"$error":"#VALUE!"},{"$error":"#VALUE!"}]
[null,"input79",{"$f":"INDEX('Review Inputs'!$C$10:$X$119,MATCH(B132,'Review Inputs'!$C$10:$C$119,0),MATCH(\"Final List of Entered Data\",'Review Inputs'!$C$9:$X$9,0))","v":"NO"},{"$f":"'Output Escalated'!C107","v":"e_input79"},"mct_s_input79","NOx Emissions","tons",1,1,1,null,"",{"$error":"#VALUE!"},{"$error":"#VALUE!"},{"$error":"#VALUE!"},{"$error":"#VALUE!"},{"$error":"#VALUE!"},{"$error":"#VALUE!"},{"$error":"#VALUE!"},{"$error":"#VALUE!"},{"$error":"#VALUE!"}]
[null,"input80",{"$f":"INDEX('Review Inputs'!$C$10:$X$119,MATCH(B133,'Review Inputs'!$C$10:$C$119,0),MATCH(\"Final List of Entered Data\",'Review Inputs'!$C$9:$X$9,0))","v":"NO"},{"$f":"'Output Escalated'!C108","v":"e_input80"},"mct_s_input80","PM-2.5 Emissions","tons",1,1,1,null,"",{"$f":"OFFSET(INDIRECT($D133),0,M$28+3-$L$28)","v":{"$error":"#VALUE!"}},{"$error":"#VALUE!"},{"$error":"#VALUE!"},{"$error":"#VALUE!"},{"$error":"#VALUE!"},{"$error":"#VALUE!"},{"$error":"#VALUE!"},{"$error":"#VALUE!"},{"$error":"#VALUE!"}]
[null,"input81",{"$f":"INDEX('Review Inputs'!$C$10:$X$119,MATCH(B134,'Review Inputs'!$C$10:$C$119,0),MATCH(\"Final List of Entered Data\",'Review Inputs'!$C$9:$X$9,0))","v":"NO"},{"$f":"'Output Escalated'!C109","v":"e_input81"},"mct_s_input81",{"$f":"INDIRECT(D134)","v":"Value of SOx"},{"$f":"OFFSET(INDIRECT(D134),0,1)","v":"$/ton"},1,1,1,null,"",{"$error":"#VALUE!"},{"$error":"#VALUE!"},{"$error":"#VALUE!"},{"$error":"#VALUE!"},{"$error":"#VALUE!"},{"$error":"#VALUE!"},{"$f":"OFFSET(INDIRECT($D134),0,S$28+3-$L$28)","v":{"$error":"#VALUE!"}},{"$error":"#VALUE!"},{"$error":"#VALUE!"}]
[null,"input82",{"$f":"INDEX('Review Inputs'!$C$10:$X$119,MATCH(B135,'Review Inputs'!$C$10:$C$119,0),MATCH(\"Final List of Entered Data\",'Review Inputs'!$C$9:$X$9,0))","v":"NO"},{"$f":"'Output Escalated'!C110","v":"e_input82"},"mct_s_input82","Value of NOx","$/ton",1,1,1,null,"",{"$error":"#VALUE!"},{"$error":"#VALUE!"},{"$error":"#VALUE!"},{"$error":"#VALUE!"},{"$error":"#VALUE!"},{"$error":"#VALUE!"},{"$error":"#VALUE!"},{"$error":"#VALUE!"},{"$error":"#VALUE!"}]
[null,"input83",{"$f":"INDEX('Review Inputs'!$C$10:$X$119,MATCH(B136,'Review Inputs'!$C$10:$C$119,0),MATCH(\"Final List of Entered Data\",'Review Inputs'!$C$9:$X$9,0))","v":"NO"},{"$f":"'Output Escalated'!C111","v":"e_input83"},"mct_s_input83","Value of PM-2.5","$/ton",1,1,1,null,"",{"$error":"#VALUE!"},{"$error":"#VALUE!"},{"$error":"#VALUE!"},{"$error":"#VALUE!"},{"$error":"#VALUE!"},{"$error":"#VALUE!"},{"$error":"#VALUE!"},{"$error":"#VALUE!"},{"$error":"#VALUE!"}]
[null,"input95",{"$f":"INDEX('Review Inputs'!$C$10:$X$119,MATCH(B137,'Review Inputs'!$C$10:$C$119,0),MATCH(\"Final List of Entered Data\",'Review Inputs'!$C$9:$X$9,0))","v":"NO"},{"$f":"'Output Escalated'!C112","v":"e_input95"},"mct_s_input95","Number of Wide-scale Blackouts","# of events",1,1,1,null,"",{"$error":"#VALUE!"},{"$error":"#VALUE!"},{"$error":"#VALUE!"},{"$error":"#VALUE!"},{"$error":"#VALUE!"},{"$error":"#VALUE!"},{"$error":"#VALUE!"},{"$error":"#VALUE!"},{"$error":"#VALUE!"}]
[null,"input96",{"$f":"INDEX('Review Inputs'!$C$10:$X$119,MATCH(B138,'Review Inputs'!$C$10:$C$119,0),MATCH(\"Final List of Entered Data\",'Review Inputs'!$C$9:$X$9,0))","v":"NO"},{"$f":"'Output Escalated'!C113","v":"e_input96"},"mct_s_input96","Estimated Cost of each Wide-scale Blackout","$/event",1,1,1,null,"",{"$error":"#VALUE!"},{"$error":"#VALUE!"},{"$error":"#VALUE!"},{"$error":"#VALUE!"},{"$error":"#VALUE!"},{"$error":"#VALUE!"},{"$error":"#VALUE!"},{"$error":"#VALUE!"},{"$error":"#VALUE!"}]
[null,null,"YES",{"$f":"'Output Escalated'!C114","v":"ec_input1"},"mct_sc_input1","Number of Customers Residential Rate Sub-Class 1","#",1,1,1,null,0,{"$error":"#N/A"},{"$error":"#N/A"},{"$error":"#N/A"},{"$error":"#N/A"},{"$error":"#N/A"},{"$error":"#N/A"},{"$error":"#N/A"},{"$error":"#N/A"},{"$error":"#N/A"}]
[null,null,"YES",{"$f":"'Output Escalated'!C115","v":"ec_input2"},"mct_sc_input2","Number of Customers Residential Rate Sub-Class 2","#",1,1,1,null,0,{"$error":"#N/A"},{"$error":"#N/A"},{"$error":"#N/A"},{"$error":"#N/A"},{"$error":"#N/A"},{"$error":"#N/A"},{"$error":"#N/A"},{"$error":"#N/A"},{"$error":"#N/A"}]
[null,null,"YES",{"$f":"'Output Escalated'!C116","v":"ec_input3"},"mct_sc_input3","Number of Customers Residential Rate Sub-Class 3","#",1,1,1,null,0,{"$error":"#N/A"},{"$error":"#N/A"},{"$error":"#N/A"},{"$error":"#N/A"},{"$error":"#N/A"},{"$error":"#N/A"},{"$error":"#N/A"},{"$error":"#N/A"},{"$error":"#N/A"}]
[null,null,"YES",{"$f":"'Output Escalated'!C117","v":"ec_input4"},"mct_sc_input4","Number of Customers Residential Rate Sub-Class 4","#",1,1,1,null,0,{"$error":"#N/A"},{"$error":"#N/A"},{"$error":"#N/A"},{"$error":"#N/A"},{"$error":"#N/A"},{"$error":"#N/A"},{"$error":"#N/A"},{"$error":"#N/A"},{"$error":"#N/A"}]
[null,null,"YES",{"$f":"'Output Escalated'!C118","v":"ec_input5"},"mct_sc_input5","Number of Customers Residential Rate Sub-Class 5","#",1,1,1,null,0,{"$error":"#N/A"},{"$error":"#N/A"},{"$error":"#N/A"},{"$error":"#N/A"},{"$error":"#N/A"},{"$error":"#N/A"},{"$error":"#N/A"},{"$error":"#N/A"},{"$error":"#N/A"}]
[null,null,"YES",{"$f":"'Output Escalated'!C119","v":"ec_input6"},"mct_sc_input6","Number of Customers All Residential Classes","#",1,1,1,null,0,{"$error":"#N/A"},{"$error":"#N/A"},{"$error":"#N/A"},{"$error":"#N/A"},{"$error":"#N/A"},{"$error":"#N/A"},{"$error":"#N/A"},{"$error":"#N/A"},{"$error":"#N/A"}]
[null,null,"YES",{"$f":"'Output Escalated'!C120","v":"ec_input7"},"mct_sc_input7","Number of Customers Commercial Rate Sub-Class 1","#",1,1,1,null,0,{"$error":"#N/A"},{"$error":"#N/A"},{"$error":"#N/A"},{"$error":"#N/A"},{"$error":"#N/A"},{"$error":"#N/A"},{"$error":"#N/A"},{"$error":"#N/A"},{"$error":"#N/A"}]
[null,null,"YES",{"$f":"'Output Escalated'!C121","v":"ec_input8"},"mct_sc_input8","Number of Customers Commercial Rate Sub-Class 2","#",1,1,1,null,0,{"$error":"#N/A"},{"$error":"#N/A"},{"$error":"#N/A"},{"$error":"#N/A"},{"$error":"#N/A"},{"$error":"#N/A"},{"$error":"#N/A"},{"$error":"#N/A"},{"$error":"#N/A"}]
[null,null,"YES",{"$f":"'Output Escalated'!C122","v":"ec_input9"},"mct_sc_input9","Number of Customers Commercial Rate Sub-Class 3","#",1,1,1,null,0,{"$error":"#N/A"},{"$error":"#N/A"},{"$error":"#N/A"},{"$error":"#N/A"},{"$error":"#N/A"},{"$error":"#N/A"},{"$error":"#N/A"},{"$error":"#N/A"},{"$error":"#N/A"}]
[null,null,"YES",{"$f":"'Output Escalated'!C123","v":"ec_input10"},"mct_sc_input10","Number of Customers Commercial Rate Sub-Class 4","#",1,1,1,null,0,{"$error":"#N/A"},{"$error":"#N/A"},{"$error":"#N/A"},{"$error":"#N/A"},{"$error":"#N/A"},{"$error":"#N/A"},{"$error":"#N/A"},{"$error":"#N/A"},{"$error":"#N/A"}]
[null,null,"YES",{"$f":"'Output Escalated'!C124","v":"ec_input11"},"mct_sc_input11","Number of Customers Commercial Rate Sub-Class 5","#",1,1,1,null,0,{"$error":"#N/A"},{"$error":"#N/A"},{"$error":"#N/A"},{"$error":"#N/A"},{"$error":"#N/A"},{"$error":"#N/A"},{"$error":"#N/A"},{"$error":"#N/A"},{"$error":"#N/A"}]
[null,null,"YES",{"$f":"'Output Escalated'!C125","v":"ec_input12"},"mct_sc_input12","Number of Customers All Commercial Classes","#",1,1,1,null,0,{"$error":"#N/A"},{"$error":"#N/A"},{"$error":"#N/A"},{"$error":"#N/A"},{"$error":"#N/A"},{"$error":"#N/A"},{"$f":"OFFSET(INDIRECT($D150),0,S$28+3-$L$28)","v":{"$error":"#N/A"}},{"$error":"#N/A"},{"$error":"#N/A"}]
[null,null,"YES",{"$f":"'Output Escalated'!C126","v":"ec_input13"},"mct_sc_input13","Number of Customers Industrial Sub-Class 1","#",1,1,1,null,0,{"$error":"#N/A"},{"$error":"#N/A"},{"$error":"#N/A"},{"$error":"#N/A"},{"$error":"#N/A"},{"$error":"#N/A"},{"$error":"#N/A"},{"$error":"#N/A"},{"$error":"#N/A"}]
[null,null,"YES",{"$f":"'Output Escalated'!C127","v":"ec_input14"},"mct_sc_input14","Number of Customers Industrial Sub-Class 2","#",1,1,1,null,0,{"$error":"#N/A"},{"$error":"#N/A"},{"$error":"#N/A"},{"$error":"#N/A"},{"$error":"#N/A"},{"$error":"#N/A"},{"$error":"#N/A"},{"$error":"#N/A"},{"$error":"#N/A"}]
[null,null,"YES",{"$f":"'Output Escalated'!C128","v":"ec_input15"},"mct_sc_input15","Number of Customers Industrial Sub-Class 3","#",1,1,1,null,0,{"$error":"#N/A"},{"$error":"#N/A"},{"$error":"#N/A"},{"$error":"#N/A"},{"$error":"#N/A"},{"$error":"#N/A"},{"$error":"#N/A"},{"$error":"#N/A"},{"$error":"#N/A"}]
[null,null,"YES",{"$f":"'Output Escalated'!C129","v":"ec_input16"},"mct_sc_input16","Number of Customers Industrial Sub-Class 4","#",1,1,1,null,0,{"$error":"#N/A"},{"$error":"#N/A"},{"$error":"#N/A"},{"$error":"#N/A"},{"$error":"#N/A"},{"$error":"#N/A"},{"$error":"#N/A"},{"$error":"#N/A"},{"$error":"#N/A"}]
[null,null,"YES",{"$f":"'Output Escalated'!C130","v":"ec_input17"},"mct_sc_input17","Number of Customers Industrial Sub-Class 5","#",1,1,1,null,0,{"$error":"#N/A"},{"$error":"#N/A"},{"$error":"#N/A"},{"$error":"#N/A"},{"$error":"#N/A"},{"$error":"#N/A"},{"$error":"#N/A"},{"$error":"#N/A"},{"$error":"#N/A"}]
[null,null,"YES",{"$f":"'Output Escalated'!C131","v":"ec_input18"},"mct_sc_input18","Number of Customers All Industrial Classes","#",1,1,1,null,0,{"$error":"#N/A"},{"$error":"#N/A"},{"$error":"#N/A"},{"$error":"#N/A"},{"$error":"#N/A"},{"$error":"#N/A"},{"$error":"#N/A"},{"$error":"#N/A"},{"$error":"#N/A"}]
[null,null,"NO",{"$f":"'Output Escalated'!C132","v":"ec_input19"},"mct_sc_input19","Average Residential Customer Peak Demand","kW",1,1,1,null,0,0,0,0,0,{"$error":"#N/A"},{"$error":"#N/A"},{"$error":"#N/A"},{"$error":"#N/A"},{"$error":"#N/A"}]
[null,null,"NO",{"$f":"'Output Escalated'!C133","v":"ec_input20"},"mct_sc_input20","Average Commercial Customer Peak Demand","kW",1,1,1,null,0,0,0,0,0,{"$error":"#N/A"},{"$error":"#N/A"},{"$error":"#N/A"},{"$error":"#N/A"},{"$error":"#N/A"}]
[null,null,"NO",{"$f":"'Output Escalated'!C134","v":"ec_input21"},"mct_sc_input21","Average Industrial Customer Peak Demand","kW",1,1,1,null,0,0,0,0,0,{"$error":"#N/A"},{"$error":"#N/A"},{"$error":"#N/A"},{"$error":"#N/A"},{"$error":"#N/A"}]
[null,null,"NO",{"$f":"'Output Escalated'!C135","v":"ec_input22"},"mct_sc_input22","Customer Peak Demand - Residential","kW",1,1,1,null,0,{"$error":"#N/A"},{"$error":"#N/A"},{"$error":"#N/A"},{"$error":"#N/A"},{"$error":"#N/A"},{"$error":"#N/A"},{"$error":"#N/A"},{"$error":"#N/A"},{"$error":"#N/A"}]
[null,null,"NO",{"$f":"'Output Escalated'!C136","v":"ec_input23"},"mct_sc_input23","Customer Peak Demand - Commercial","kW",1,1,1,null,0,{"$error":"#N/A"},{"$error":"#N/A"},{"$error":"#N/A"},{"$error":"#N/A"},{"$error":"#N/A"},{"$error":"#N/A"},{"$error":"#N/A"},{"$error":"#N/A"},{"$error":"#N/A"}]
[null,null,"NO",{"$f":"'Output Escalated'!C137","v":"ec_input24"},"mct_sc_input24","Customer Peak Demand - Industrial","kW",1,1,1,null,0,{"$error":"#N/A"},{"$error":"#N/A"},{"$error":"#N/A"},{"$error":"#N/A"},{"$error":"#N/A"},{"$error":"#N/A"},{"$error":"#N/A"},{"$error":"#N/A"},{"$error":"#N/A"}]
[null,null,"NO",{"$f":"'Output Escalated'!C138","v":"ec_input25"},"mct_sc_input25","Average Energy Use - Residential","kWh",1,1,1,null,0,{"$error":"#DIV/0!"},{"$error":"#DIV/0!"},{"$error":"#DIV/0!"},{"$error":"#DIV/0!"},{"$error":"#DIV/0!"},{"$error":"#DIV/0!"},{"$error":"#DIV/0!"},{"$error":"#DIV/0!"},{"$error":"#DIV/0!"}]
[null,null,"NO",{"$f":"'Output Escalated'!C139","v":"ec_input26"},"mct_sc_input26","Average Energy Use - Commercial","kWh",1,1,1,null,0,{"$error":"#DIV/0!"},{"$error":"#DIV/0!"},{"$error":"#DIV/0!"},{"$error":"#DIV/0!"},{"$error":"#DIV/0!"},{"$error":"#DIV/0!"},{"$error":"#DIV/0!"},{"$error":"#DIV/0!"},{"$error":"#DIV/0!"}]
[null,null,"NO",{"$f":"'Output Escalated'!C140","v":"ec_input27"},"mct_sc_input27","Average Energy Use - Industrial","kWh",1,1,1,null,{"$f":"OFFSET(INDIRECT($D165),0,L$28+3-L$28)","v":0},{"$error":"#DIV/0!"},{"$error":"#DIV/0!"},{"$error":"#DIV/0!"},{"$error":"#DIV/0!"},{"$error":"#DIV/0!"},{"$error":"#DIV/0!"},{"$error":"#DIV/0!"},{"$error":"#DIV/0!"},{"$error":"#DIV/0!"}]
[null,null,"NO",{"$f":"'Output Escalated'!C141","v":"ec_input28"},"mct_sc_input28","Average Load Not Served per Customer from Sustained Outage - Residential","kW",1,1,1,null,{"$error":"#DIV/0!"},{"$error":"#DIV/0!"},{"$error":"#DIV/0!"},{"$error":"#DIV/0!"},{"$error":"#DIV/0!"},{"$error":"#DIV/0!"},{"$error":"#DIV/0!"},{"$f":"OFFSET(INDIRECT($D166),0,S$28+3-$L$28)","v":{"$error":"#DIV/0!"}},{"$error":"#DIV/0!"},{"$error":"#DIV/0!"}]
[null,null,"NO",{"$f":"'Output Escalated'!C142","v":"ec_input29"},"mct_sc_input29","Average Load Not Served per Customer from Sustained Outage - Commercial","kW",1,1,1,null,{"$error":"#DIV/0!"},{"$error":"#DIV/0!"},{"$error":"#DIV/0!"},{"$error":"#DIV/0!"},{"$error":"#DIV/0!"},{"$error":"#DIV/0!"},{"$error":"#DIV/0!"},{"$error":"#DIV/0!"},{"$error":"#DIV/0!"},{"$error":"#DIV/0!"}]
[null,null,"NO",{"$f":"'Output Escalated'!C143","v":"ec_input30"},"mct_sc_input30","Average Load Not Served per Customer from Sustained Outage - Industrial","kW",1,1,1,null,{"$error":"#DIV/0!"},{"$error":"#DIV/0!"},{"$error":"#DIV/0!"},{"$error":"#DIV/0!"},{"$error":"#DIV/0!"},{"$error":"#DIV/0!"},{"$error":"#DIV/0!"},{"$error":"#DIV/0!"},{"$error":"#DIV/0!"},{"$error":"#DIV/0!"}]
[null,null,"NO",{"$f":"'Output Escalated'!C144","v":"ec_input31"},"mct_sc_input31","Average Load Not Served per Customer from Major Outage - Residential","kW",1,1,1,null,{"$error":"#DIV/0!"},{"$error":"#DIV/0!"},{"$error":"#DIV/0!"},{"$error":"#DIV/0!"},{"$error":"#DIV/0!"},{"$error":"#DIV/0!"},{"$error":"#DIV/0!"},{"$error":"#DIV/0!"},{"$error":"#DIV/0!"},{"$error":"#DIV/0!"}]
[null,null,"NO",{"$f":"'Output Escalated'!C145","v":"ec_input32"},"mct_sc_input32","Average Load Not Served per Customer from Major Outage - Commercial","kW",1,1,1,null,{"$error":"#DIV/0!"},{"$error":"#DIV/0!"},{"$error":"#DIV/0!"},{"$error":"#DIV/0!"},{"$error":"#DIV/0!"},{"$error":"#DIV/0!"},{"$error":"#DIV/0!"},{"$error":"#DIV/0!"},{"$error":"#DIV/0!"},{"$error":"#DIV/0!"}]
[null,null,"NO",{"$f":"'Output Escalated'!C146","v":"ec_input33"},"mct_sc_input33","Average Load Not Served per Customer from Major Outage - Industrial","kW",1,1,1,null,{"$error":"#DIV/0!"},{"$error":"#DIV/0!"},{"$error":"#DIV/0!"},{"$error":"#DIV/0!"},{"$error":"#DIV/0!"},{"$error":"#DIV/0!"},{"$error":"#DIV/0!"},{"$error":"#DIV/0!"},{"$error":"#DIV/0!"},{"$error":"#DIV/0!"}]
[null,null,"NO",{"$f":"'Output Escalated'!C147","v":"ec_input34"},"mct_sc_input34","Average Load Not Served per Customer from Sustained Outage on Impacted Feeders - Residential","kW",1,1,1,null,{"$error":"#DIV/0!"},{"$error":"#DIV/0!"},{"$error":"#DIV/0!"},{"$error":"#DIV/0!"},{"$error":"#DIV/0!"},{"$error":"#DIV/0!"},{"$error":"#DIV/0!"},{"$error":"#DIV/0!"},{"$error":"#DIV/0!"},{"$error":"#DIV/0!"}]
[null,null,"NO",{"$f":"'Output Escalated'!C148","v":"ec_input35"},"mct_sc_input35","Average Load Not Served per Customer from Sustained Outage on Impacted Feeders - Residential","kW",1,1,1,null,{"$error":"#DIV/0!"},{"$error":"#DIV/0!"},{"$error":"#DIV/0!"},{"$error":"#DIV/0!"},{"$error":"#DIV/0!"},{"$error":"#DIV/0!"},{"$error":"#DIV/0!"},{"$error":"#DIV/0!"},{"$error":"#DIV/0!"},{"$error":"#DIV/0!"}]
[null,null,"NO",{"$f":"'Output Escalated'!C149","v":"ec_input36"},"mct_sc_input36","Average Load Not Served per Customer from Sustained Outage on Impacted Feeders - Residential","kW",1,1,1,null,{"$error":"#DIV/0!"},{"$error":"#DIV/0!"},{"$error":"#DIV/0!"},{"$error":"#DIV/0!"},{"$error":"#DIV/0!"},{"$error":"#DIV/0!"},{"$error":"#DIV/0!"},{"$error":"#DIV/0!"},{"$error":"#DIV/0!"},{"$error":"#DIV/0!"}]

{"sheet":"MCTinput","index":32,"n_rows":155,"n_cols":13,"rows_kept":155,"cut":false,"hidden":true,"merged":[]}
[]
[]
[]
[]
[1,null,3,4,5,6,7,8,9,10,11,12,13]
[]
[null,null,null,null,"Reference case input data",null,null,"Sensitivity",null,null,"Input into MCT Calc Sheet"]
[null,null,null,null,"Baseline",null,"Project",null,null,null,"Baseline",null,"Project"]
[null,"ID","Input Name","ID",{"$f":"Lookups!N23","v":""},"ID",{"$f":"Lookups!N23","v":""},"ID",{"$f":"Lookups!N24","v":"Reference"},"ID","Value","ID","Value"]
[null,{"$f":"'Review Inputs'!C10","v":"input45"},{"$f":"INDIRECT(B10)","v":"Annual Generation Cost"},{"$f":"'Output Escalated'!C153","v":"eb_input45"},{"$f":"OFFSET(INDIRECT(D10),0,MATCH(MCTinput!$E$9,'Output Escalated'!$G$2:$AK$2,0)+2)","v":{"$error":"#N/A"}},{"$f":"'Output Escalated'!C4","v":"e_input45"},{"$f":"OFFSET(INDIRECT(F10),0,MATCH(MCTinput!$G$9,'Output Escalated'!$G$2:$AK$2,0)+2)","v":{"$error":"#N/A"}},{"$f":"'CM MAIN'!E29","v":"mct_s_input45"},{"$f":"OFFSET(INDIRECT(H10),0,MATCH($I$9,'CM MAIN'!$H$28:$J$28,0)+1)","v":1},"mct_b_input45",{"$f":"IF(ISERROR(E10*I10),\"\",E10*I10)","v":""},"mct_p_input45",{"$f":"IF(ISERROR(G10*I10),\"\",G10*I10)","v":""}]
[null,{"$f":"'Review Inputs'!C11","v":"input3"},{"$f":"INDIRECT(B11)","v":"Annual Energy Storage Efficiency"},{"$f":"'Output Escalated'!C154","v":"eb_input3"},{"$f":"OFFSET(INDIRECT(D11),0,MATCH(MCTinput!$E$9,'Output Escalated'!$G$2:$AK$2,0)+2)","v":{"$error":"#N/A"}},{"$f":"'Output Escalated'!C5","v":"e_input3"},{"$f":"OFFSET(INDIRECT(F11),0,MATCH(MCTinput!$G$9,'Output Escalated'!$G$2:$AK$2,0)+2)","v":{"$error":"#N/A"}},{"$f":"'CM MAIN'!E30","v":"mct_s_input3"},{"$f":"OFFSET(INDIRECT(H11),0,MATCH($I$9,'CM MAIN'!$H$28:$J$28,0)+1)","v":1},"mct_b_input3",{"$f":"IF(ISERROR(E11*I11),\"\",E11*I11)","v":""},"mct_p_input3",{"$f":"IF(ISERROR(G11*I11),\"\",G11*I11)","v":""}]
[null,{"$f":"'Review Inputs'!C12","v":"input4"},"Annual PEV Efficiency",{"$f":"'Output Escalated'!C155","v":"eb_input4"},{"$f":"OFFSET(INDIRECT(D12),0,MATCH(MCTinput!$E$9,'Output Escalated'!$G$2:$AK$2,0)+2)","v":{"$error":"#N/A"}},{"$f":"'Output Escalated'!C6","v":"e_input4"},{"$f":"OFFSET(INDIRECT(F12),0,MATCH(MCTinput!$G$9,'Output Escalated'!$G$2:$AK$2,0)+2)","v":{"$error":"#N/A"}},{"$f":"'CM MAIN'!E31","v":"mct_s_input4"},{"$f":"OFFSET(INDIRECT(H12),0,MATCH($I$9,'CM MAIN'!$H$28:$J$28,0)+1)","v":1},"mct_b_input4","","mct_p_input4",""]
[null,{"$f":"'Review Inputs'!C13","v":"input1"},"Average Hourly Generation Cost",{"$f":"'Output Escalated'!C156","v":"eb_input1"},{"$f":"OFFSET(INDIRECT(D13),0,MATCH(MCTinput!$E$9,'Output Escalated'!$G$2:$AK$2,0)+2)","v":{"$error":"#N/A"}},{"$f":"'Output Escalated'!C7","v":"e_input1"},{"$f":"OFFSET(INDIRECT(F13),0,MATCH(MCTinput!$G$9,'Output Escalated'!$G$2:$AK$2,0)+2)","v":{"$error":"#N/A"}},{"$f":"'CM MAIN'!E32","v":"mct_s_input1"},{"$f":"OFFSET(INDIRECT(H13),0,MATCH($I$9,'CM MAIN'!$H$28:$J$28,0)+1)","v":1},"mct_b_input1","","mct_p_input1",""]
[null,{"$f":"'Review Inputs'!C14","v":"input2"},"Avoided Annual Generator Dispatch",{"$f":"'Output Escalated'!C157","v":"eb_input2"},{"$f":"OFFSET(INDIRECT(D14),0,MATCH(MCTinput!$E$9,'Output Escalated'!$G$2:$AK$2,0)+2)","v":{"$error":"#N/A"}},{"$f":"'Output Escalated'!C8","v":"e_input2"},{"$f":"OFFSET(INDIRECT(F14),0,MATCH(MCTinput!$G$9,'Output Escalated'!$G$2:$AK$2,0)+2)","v":{"$error":"#N/A"}},{"$f":"'CM MAIN'!E33","v":"mct_s_input2"},{"$f":"OFFSET(INDIRECT(H14),0,MATCH($I$9,'CM MAIN'!$H$28:$J$28,0)+1)","v":1},"mct_b_input2","","mct_p_input2",""]
[null,{"$f":"'Review Inputs'!C15","v":"input6"},"Energy Storage Use at Annual Peak Time",{"$f":"'Output Escalated'!C158","v":"eb_input6"},{"$f":"OFFSET(INDIRECT(D15),0,MATCH(MCTinput!$E$9,'Output Escalated'!$G$2:$AK$2,0)+2)","v":{"$error":"#N/A"}},{"$f":"'Output Escalated'!C9","v":"e_input6"},{"$f":"OFFSET(INDIRECT(F15),0,MATCH(MCTinput!$G$9,'Output Escalated'!$G$2:$AK$2,0)+2)","v":{"$error":"#N/A"}},{"$f":"'CM MAIN'!E34","v":"mct_s_input6"},{"$f":"OFFSET(INDIRECT(H15),0,MATCH($I$9,'CM MAIN'!$H$28:$J$28,0)+1)","v":1},"mct_b_input6",{"$f":"IF(ISERROR(E15*I15),\"\",E15*I15)","v":""},"mct_p_input6",""]
[null,{"$f":"'Review Inputs'!C16","v":"input9"},"Distributed Generation Use at Annual Peak Time",{"$f":"'Output Escalated'!C159","v":"eb_input9"},{"$f":"OFFSET(INDIRECT(D16),0,MATCH(MCTinput!$E$9,'Output Escalated'!$G$2:$AK$2,0)+2)","v":{"$error":"#N/A"}},{"$f":"'Output Escalated'!C10","v":"e_input9"},{"$f":"OFFSET(INDIRECT(F16),0,MATCH(MCTinput!$G$9,'Output Escalated'!$G$2:$AK$2,0)+2)","v":{"$error":"#N/A"}},{"$f":"'CM MAIN'!E35","v":"mct_s_input9"},{"$f":"OFFSET(INDIRECT(H16),0,MATCH($I$9,'CM MAIN'!$H$28:$J$28,0)+1)","v":1},"mct_b_input9","","mct_p_input9",""]
[null,{"$f":"'Review Inputs'!C17","v":"input10"},"PEV Use at Annual Peak Time",{"$f":"'Output Escalated'!C160","v":"eb_input10"},{"$f":"OFFSET(INDIRECT(D17),0,MATCH(MCTinput!$E$9,'Output Escalated'!$G$2:$AK$2,0)+2)","v":{"$error":"#N/A"}},{"$f":"'Output Escalated'!C11","v":"e_input10"},{"$f":"OFFSET(INDIRECT(F17),0,MATCH(MCTinput!$G$9,'Output Escalated'!$G$2:$AK$2,0)+2)","v":{"$error":"#N/A"}},{"$f":"'CM MAIN'!E36","v":"mct_s_input10"},{"$f":"OFFSET(INDIRECT(H17),0,MATCH($I$9,'CM MAIN'!$H$28:$J$28,0)+1)","v":1},"mct_b_input10","","mct_p_input10",""]
[null,{"$f":"'Review Inputs'!C18","v":"input5"},"Price of Capacity at Annual Peak",{"$f":"'Output Escalated'!C161","v":"eb_input5"},{"$f":"OFFSET(INDIRECT(D18),0,MATCH(MCTinput!$E$9,'Output Escalated'!$G$2:$AK$2,0)+2)","v":{"$error":"#N/A"}},{"$f":"'Output Escalated'!C12","v":"e_input5"},{"$f":"OFFSET(INDIRECT(F18),0,MATCH(MCTinput!$G$9,'Output Escalated'!$G$2:$AK$2,0)+2)","v":{"$error":"#N/A"}},{"$f":"'CM MAIN'!E37","v":"mct_s_input5"},{"$f":"OFFSET(INDIRECT(H18),0,MATCH($I$9,'CM MAIN'!$H$28:$J$28,0)+1)","v":1},"mct_b_input5","","mct_p_input5",""]
[null,"input105","Total Customer Peak Demand",{"$f":"'Output Escalated'!C162","v":"eb_input105"},{"$f":"OFFSET(INDIRECT(D19),0,MATCH(MCTinput!$E$9,'Output Escalated'!$G$2:$AK$2,0)+2)","v":{"$error":"#N/A"}},{"$f":"'Output Escalated'!C13","v":"e_input105"},{"$f":"OFFSET(INDIRECT(F19),0,MATCH(MCTinput!$G$9,'Output Escalated'!$G$2:$AK$2,0)+2)","v":{"$error":"#N/A"}},{"$f":"'CM MAIN'!E38","v":"mct_s_input105"},{"$f":"OFFSET(INDIRECT(H19),0,MATCH($I$9,'CM MAIN'!$H$28:$J$28,0)+1)","v":1},"mct_b_input105","","mct_p_input105",""]
[null,{"$f":"'Review Inputs'!C20","v":"input7"},"Capital Carrying Charge of New Generation",{"$f":"'Output Escalated'!C163","v":"eb_input7"},{"$f":"OFFSET(INDIRECT(D20),0,MATCH(MCTinput!$E$9,'Output Escalated'!$G$2:$AK$2,0)+2)","v":{"$error":"#N/A"}},{"$f":"'Output Escalated'!C14","v":"e_input7"},{"$f":"OFFSET(INDIRECT(F20),0,MATCH(MCTinput!$G$9,'Output Escalated'!$G$2:$AK$2,0)+2)","v":{"$error":"#N/A"}},{"$f":"'CM MAIN'!E39","v":"mct_s_input7"},{"$f":"OFFSET(INDIRECT(H20),0,MATCH($I$9,'CM MAIN'!$H$28:$J$28,0)+1)","v":1},"mct_b_input7","","mct_p_input7",""]
[null,{"$f":"'Review Inputs'!C21","v":"input8"},"Generation Investment Time Deferred",{"$f":"'Output Escalated'!C164","v":"eb_input8"},{"$f":"OFFSET(INDIRECT(D21),0,MATCH(MCTinput!$E$9,'Output Escalated'!$G$2:$AK$2,0)+2)","v":{"$error":"#N/A"}},{"$f":"'Output Escalated'!C15","v":"e_input8"},{"$f":"OFFSET(INDIRECT(F21),0,MATCH(MCTinput!$G$9,'Output Escalated'!$G$2:$AK$2,0)+2)","v":{"$error":"#N/A"}},{"$f":"'CM MAIN'!E40","v":"mct_s_input8"},{"$f":"OFFSET(INDIRECT(H21),0,MATCH($I$9,'CM MAIN'!$H$28:$J$28,0)+1)","v":1},"mct_b_input8","","mct_p_input8",""]
[null,{"$f":"'Review Inputs'!C22","v":"input48"},"Ancillary Services Cost",{"$f":"'Output Escalated'!C165","v":"eb_input48"},{"$f":"OFFSET(INDIRECT(D22),0,MATCH(MCTinput!$E$9,'Output Escalated'!$G$2:$AK$2,0)+2)","v":{"$error":"#N/A"}},{"$f":"'Output Escalated'!C16","v":"e_input48"},{"$f":"OFFSET(INDIRECT(F22),0,MATCH(MCTinput!$G$9,'Output Escalated'!$G$2:$AK$2,0)+2)","v":{"$error":"#N/A"}},{"$f":"'CM MAIN'!E41","v":"mct_s_input48"},{"$f":"OFFSET(INDIRECT(H22),0,MATCH($I$9,'CM MAIN'!$H$28:$J$28,0)+1)","v":1},"mct_b_input48","","mct_p_input48",""]
[null,{"$f":"'Review Inputs'!C23","v":"input11"},"Average Price of Reserves",{"$f":"'Output Escalated'!C166","v":"eb_input11"},{"$f":"OFFSET(INDIRECT(D23),0,MATCH(MCTinput!$E$9,'Output Escalated'!$G$2:$AK$2,0)+2)","v":{"$error":"#N/A"}},{"$f":"'Output Escalated'!C17","v":"e_input11"},{"$f":"OFFSET(INDIRECT(F23),0,MATCH(MCTinput!$G$9,'Output Escalated'!$G$2:$AK$2,0)+2)","v":{"$error":"#N/A"}},{"$f":"'CM MAIN'!E42","v":"mct_s_input11"},{"$f":"OFFSET(INDIRECT(H23),0,MATCH($I$9,'CM MAIN'!$H$28:$J$28,0)+1)","v":1},"mct_b_input11","","mct_p_input11",""]
[null,{"$f":"'Review Inputs'!C24","v":"input12"},"Reserve Purchases",{"$f":"'Output Escalated'!C167","v":"eb_input12"},{"$f":"OFFSET(INDIRECT(D24),0,MATCH(MCTinput!$E$9,'Output Escalated'!$G$2:$AK$2,0)+2)","v":{"$error":"#N/A"}},{"$f":"'Output Escalated'!C18","v":"e_input12"},{"$f":"OFFSET(INDIRECT(F24),0,MATCH(MCTinput!$G$9,'Output Escalated'!$G$2:$AK$2,0)+2)","v":{"$error":"#N/A"}},{"$f":"'CM MAIN'!E43","v":"mct_s_input12"},{"$f":"OFFSET(INDIRECT(H24),0,MATCH($I$9,'CM MAIN'!$H$28:$J$28,0)+1)","v":1},"mct_b_input12","","mct_p_input12",""]
[null,{"$f":"'Review Inputs'!C25","v":"input13"},"Average Price of Frequency Regulation",{"$f":"'Output Escalated'!C168","v":"eb_input13"},{"$f":"OFFSET(INDIRECT(D25),0,MATCH(MCTinput!$E$9,'Output Escalated'!$G$2:$AK$2,0)+2)","v":{"$error":"#N/A"}},{"$f":"'Output Escalated'!C19","v":"e_input13"},{"$f":"OFFSET(INDIRECT(F25),0,MATCH(MCTinput!$G$9,'Output Escalated'!$G$2:$AK$2,0)+2)","v":{"$error":"#N/A"}},{"$f":"'CM MAIN'!E44","v":"mct_s_input13"},{"$f":"OFFSET(INDIRECT(H25),0,MATCH($I$9,'CM MAIN'!$H$28:$J$28,0)+1)","v":1},"mct_b_input13","","mct_p_input13",""]
[null,{"$f":"'Review Inputs'!C26","v":"input14"},"Frequency Regulation Purchases",{"$f":"'Output Escalated'!C169","v":"eb_input14"},{"$f":"OFFSET(INDIRECT(D26),0,MATCH(MCTinput!$E$9,'Output Escalated'!$G$2:$AK$2,0)+2)","v":{"$error":"#N/A"}},{"$f":"'Output Escalated'!C20","v":"e_input14"},{"$f":"OFFSET(INDIRECT(F26),0,MATCH(MCTinput!$G$9,'Output Escalated'!$G$2:$AK$2,0)+2)","v":{"$error":"#N/A"}},{"$f":"'CM MAIN'!E45","v":"mct_s_input14"},{"$f":"OFFSET(INDIRECT(H26),0,MATCH($I$9,'CM MAIN'!$H$28:$J$28,0)+1)","v":1},"mct_b_input14","","mct_p_input14",""]
[null,{"$f":"'Review Inputs'!C27","v":"input15"},"Average Price of Voltage Control",{"$f":"'Output Escalated'!C170","v":"eb_input15"},{"$f":"OFFSET(INDIRECT(D27),0,MATCH(MCTinput!$E$9,'Output Escalated'!$G$2:$AK$2,0)+2)","v":{"$error":"#N/A"}},{"$f":"'Output Escalated'!C21","v":"e_input15"},{"$f":"OFFSET(INDIRECT(F27),0,MATCH(MCTinput!$G$9,'Output Escalated'!$G$2:$AK$2,0)+2)","v":{"$error":"#N/A"}},{"$f":"'CM MAIN'!E46","v":"mct_s_input15"},{"$f":"OFFSET(INDIRECT(H27),0,MATCH($I$9,'CM MAIN'!$H$28:$J$28,0)+1)","v":1},"mct_b_input15","","mct_p_input15",""]
[null,{"$f":"'Review Inputs'!C28","v":"input16"},"Voltage Control Purchases",{"$f":"'Output Escalated'!C171","v":"eb_input16"},{"$f":"OFFSET(INDIRECT(D28),0,MATCH(MCTinput!$E$9,'Output Escalated'!$G$2:$AK$2,0)+2)","v":{"$error":"#N/A"}},{"$f":"'Output Escalated'!C22","v":"e_input16"},{"$f":"OFFSET(INDIRECT(F28),0,MATCH(MCTinput!$G$9,'Output Escalated'!$G$2:$AK$2,0)+2)","v":{"$error":"#N/A"}},{"$f":"'CM MAIN'!E47","v":"mct_s_input16"},{"$f":"OFFSET(INDIRECT(H28),0,MATCH($I$9,'CM MAIN'!$H$28:$J$28,0)+1)","v":1},"mct_b_input16","","mct_p_input16",""]
[null,{"$f":"'Review Inputs'!C29","v":"input49"},"Congestion Cost ",{"$f":"'Output Escalated'!C172","v":"eb_input49"},{"$f":"OFFSET(INDIRECT(D29),0,MATCH(MCTinput!$E$9,'Output Escalated'!$G$2:$AK$2,0)+2)","v":{"$error":"#N/A"}},{"$f":"'Output Escalated'!C23","v":"e_input49"},{"$f":"OFFSET(INDIRECT(F29),0,MATCH(MCTinput!$G$9,'Output Escalated'!$G$2:$AK$2,0)+2)","v":{"$error":"#N/A"}},{"$f":"'CM MAIN'!E48","v":"mct_s_input49"},{"$f":"OFFSET(INDIRECT(H29),0,MATCH($I$9,'CM MAIN'!$H$28:$J$28,0)+1)","v":1},"mct_b_input49","","mct_p_input49",""]
[null,{"$f":"'Review Inputs'!C30","v":"input17"},"Congestion",{"$f":"'Output Escalated'!C173","v":"eb_input17"},{"$f":"OFFSET(INDIRECT(D30),0,MATCH(MCTinput!$E$9,'Output Escalated'!$G$2:$AK$2,0)+2)","v":{"$error":"#N/A"}},{"$f":"'Output Escalated'!C24","v":"e_input17"},{"$f":"OFFSET(INDIRECT(F30),0,MATCH(MCTinput!$G$9,'Output Escalated'!$G$2:$AK$2,0)+2)","v":{"$error":"#N/A"}},{"$f":"'CM MAIN'!E49","v":"mct_s_input17"},{"$f":"OFFSET(INDIRECT(H30),0,MATCH($I$9,'CM MAIN'!$H$28:$J$28,0)+1)","v":1},"mct_b_input17","","mct_p_input17",""]
[null,{"$f":"'Review Inputs'!C31","v":"input18"},"Average Price of Congestion",{"$f":"'Output Escalated'!C174","v":"eb_input18"},{"$f":"OFFSET(INDIRECT(D31),0,MATCH(MCTinput!$E$9,'Output Escalated'!$G$2:$AK$2,0)+2)","v":{"$error":"#N/A"}},{"$f":"'Output Escalated'!C25","v":"e_input18"},{"$f":"OFFSET(INDIRECT(F31),0,MATCH(MCTinput!$G$9,'Output Escalated'!$G$2:$AK$2,0)+2)","v":{"$error":"#N/A"}},{"$f":"'CM MAIN'!E50","v":"mct_s_input18"},{"$f":"OFFSET(INDIRECT(H31),0,MATCH($I$9,'CM MAIN'!$H$28:$J$28,0)+1)","v":1},"mct_b_input18","","mct_p_input18",""]
[null,{"$f":"'Review Inputs'!C32","v":"input19"},"Capital Carrying Charge of Transmission Upgrade",{"$f":"'Output Escalated'!C175","v":"eb_input19"},{"$f":"OFFSET(INDIRECT(D32),0,MATCH(MCTinput!$E$9,'Output Escalated'!$G$2:$AK$2,0)+2)","v":{"$error":"#N/A"}},{"$f":"'Output Escalated'!C26","v":"e_input19"},{"$f":"OFFSET(INDIRECT(F32),0,MATCH(MCTinput!$G$9,'Output Escalated'!$G$2:$AK$2,0)+2)","v":{"$error":"#N/A"}},{"$f":"'CM MAIN'!E51","v":"mct_s_input19"},{"$f":"OFFSET(INDIRECT(H32),0,MATCH($I$9,'CM MAIN'!$H$28:$J$28,0)+1)","v":1},"mct_b_input19","","mct_p_input19",""]
[null,{"$f":"'Review Inputs'!C33","v":"input20"},"Transmission Investment Time Deferred",{"$f":"'Output Escalated'!C176","v":"eb_input20"},{"$f":"OFFSET(INDIRECT(D33),0,MATCH(MCTinput!$E$9,'Output Escalated'!$G$2:$AK$2,0)+2)","v":{"$error":"#N/A"}},{"$f":"'Output Escalated'!C27","v":"e_input20"},{"$f":"OFFSET(INDIRECT(F33),0,MATCH(MCTinput!$G$9,'Output Escalated'!$G$2:$AK$2,0)+2)","v":{"$error":"#N/A"}},{"$f":"'CM MAIN'!E52","v":"mct_s_input20"},{"$f":"OFFSET(INDIRECT(H33),0,MATCH($I$9,'CM MAIN'!$H$28:$J$28,0)+1)","v":1},"mct_b_input20","","mct_p_input20",""]
[null,{"$f":"'Review Inputs'!C34","v":"input97"},"Capital Carrying Charge of Distribution Upgrade",{"$f":"'Output Escalated'!C177","v":"eb_input97"},{"$f":"OFFSET(INDIRECT(D34),0,MATCH(MCTinput!$E$9,'Output Escalated'!$G$2:$AK$2,0)+2)","v":{"$error":"#N/A"}},{"$f":"'Output Escalated'!C28","v":"e_input97"},{"$f":"OFFSET(INDIRECT(F34),0,MATCH(MCTinput!$G$9,'Output Escalated'!$G$2:$AK$2,0)+2)","v":{"$error":"#N/A"}},{"$f":"'CM MAIN'!E53","v":"mct_s_input97"},{"$f":"OFFSET(INDIRECT(H34),0,MATCH($I$9,'CM MAIN'!$H$28:$J$28,0)+1)","v":1},"mct_b_input97","","mct_p_input97",""]
[null,{"$f":"'Review Inputs'!C35","v":"input98"},"Distribution Investment Time Deferred",{"$f":"'Output Escalated'!C178","v":"eb_input98"},{"$f":"OFFSET(INDIRECT(D35),0,MATCH(MCTinput!$E$9,'Output Escalated'!$G$2:$AK$2,0)+2)","v":{"$error":"#N/A"}},{"$f":"'Output Escalated'!C29","v":"e_input98"},{"$f":"OFFSET(INDIRECT(F35),0,MATCH(MCTinput!$G$9,'Output Escalated'!$G$2:$AK$2,0)+2)","v":{"$error":"#N/A"}},{"$f":"'CM MAIN'!E54","v":"mct_s_input98"},{"$f":"OFFSET(INDIRECT(H35),0,MATCH($I$9,'CM MAIN'!$H$28:$J$28,0)+1)","v":1},"mct_b_input98","","mct_p_input98",""]
[null,{"$f":"'Review Inputs'!C36","v":"input21"},"Capital Replacement of Failed Equipment",{"$f":"'Output Escalated'!C179","v":"eb_input21"},{"$f":"OFFSET(INDIRECT(D36),0,MATCH(MCTinput!$E$9,'Output Escalated'!$G$2:$AK$2,0)+2)","v":{"$error":"#N/A"}},{"$f":"'Output Escalated'!C30","v":"e_input21"},{"$f":"OFFSET(INDIRECT(F36),0,MATCH(MCTinput!$G$9,'Output Escalated'!$G$2:$AK$2,0)+2)","v":{"$error":"#N/A"}},{"$f":"'CM MAIN'!E55","v":"mct_s_input21"},{"$f":"OFFSET(INDIRECT(H36),0,MATCH($I$9,'CM MAIN'!$H$28:$J$28,0)+1)","v":1},"mct_b_input21","","mct_p_input21",""]
[null,{"$f":"'Review Inputs'!C37","v":"input22"},"Portion Caused by Fault Current or Overloaded Equipment ",{"$f":"'Output Escalated'!C180","v":"eb_input22"},{"$f":"OFFSET(INDIRECT(D37),0,MATCH(MCTinput!$E$9,'Output Escalated'!$G$2:$AK$2,0)+2)","v":{"$error":"#N/A"}},{"$f":"'Output Escalated'!C31","v":"e_input22"},{"$f":"OFFSET(INDIRECT(F37),0,MATCH(MCTinput!$G$9,'Output Escalated'!$G$2:$AK$2,0)+2)","v":{"$error":"#N/A"}},{"$f":"'CM MAIN'!E56","v":"mct_s_input22"},{"$f":"OFFSET(INDIRECT(H37),0,MATCH($I$9,'CM MAIN'!$H$28:$J$28,0)+1)","v":1},"mct_b_input22","","mct_p_input22",""]
[null,{"$f":"'Review Inputs'!C38","v":"input23"},"Portion Caused by Lack of Condition Diagnosis",{"$f":"'Output Escalated'!C181","v":"eb_input23"},{"$f":"OFFSET(INDIRECT(D38),0,MATCH(MCTinput!$E$9,'Output Escalated'!$G$2:$AK$2,0)+2)","v":{"$error":"#N/A"}},{"$f":"'Output Escalated'!C32","v":"e_input23"},{"$f":"OFFSET(INDIRECT(F38),0,MATCH(MCTinput!$G$9,'Output Escalated'!$G$2:$AK$2,0)+2)","v":{"$error":"#N/A"}},{"$f":"'CM MAIN'!E57","v":"mct_s_input23"},{"$f":"OFFSET(INDIRECT(H38),0,MATCH($I$9,'CM MAIN'!$H$28:$J$28,0)+1)","v":1},"mct_b_input23","","mct_p_input23",""]
[null,{"$f":"'Review Inputs'!C39","v":"input47"},"Total Transmission Equipment Maintenance Cost",{"$f":"'Output Escalated'!C182","v":"eb_input47"},{"$f":"OFFSET(INDIRECT(D39),0,MATCH(MCTinput!$E$9,'Output Escalated'!$G$2:$AK$2,0)+2)","v":{"$error":"#N/A"}},{"$f":"'Output Escalated'!C33","v":"e_input47"},{"$f":"OFFSET(INDIRECT(F39),0,MATCH(MCTinput!$G$9,'Output Escalated'!$G$2:$AK$2,0)+2)","v":{"$error":"#N/A"}},{"$f":"'CM MAIN'!E58","v":"mct_s_input47"},{"$f":"OFFSET(INDIRECT(H39),0,MATCH($I$9,'CM MAIN'!$H$28:$J$28,0)+1)","v":1},"mct_b_input47","","mct_p_input47",""]
[null,{"$f":"'Review Inputs'!C40","v":"input24"},"Total Distribution Equipment Maintenance Cost",{"$f":"'Output Escalated'!C183","v":"eb_input24"},{"$f":"OFFSET(INDIRECT(D40),0,MATCH(MCTinput!$E$9,'Output Escalated'!$G$2:$AK$2,0)+2)","v":{"$error":"#N/A"}},{"$f":"'Output Escalated'!C34","v":"e_input24"},{"$f":"OFFSET(INDIRECT(F40),0,MATCH(MCTinput!$G$9,'Output Escalated'!$G$2:$AK$2,0)+2)","v":{"$error":"#N/A"}},{"$f":"'CM MAIN'!E59","v":"mct_s_input24"},{"$f":"OFFSET(INDIRECT(H40),0,MATCH($I$9,'CM MAIN'!$H$28:$J$28,0)+1)","v":1},"mct_b_input24","","mct_p_input24",""]
[null,{"$f":"'Review Inputs'!C41","v":"input61"},"Distribution Operations Cost",{"$f":"'Output Escalated'!C184","v":"eb_input61"},{"$f":"OFFSET(INDIRECT(D41),0,MATCH(MCTinput!$E$9,'Output Escalated'!$G$2:$AK$2,0)+2)","v":{"$error":"#N/A"}},{"$f":"'Output Escalated'!C35","v":"e_input61"},{"$f":"OFFSET(INDIRECT(F41),0,MATCH(MCTinput!$G$9,'Output Escalated'!$G$2:$AK$2,0)+2)","v":{"$error":"#N/A"}},{"$f":"'CM MAIN'!E60","v":"mct_s_input61"},{"$f":"OFFSET(INDIRECT(H41),0,MATCH($I$9,'CM MAIN'!$H$28:$J$28,0)+1)","v":1},"mct_b_input61","","mct_p_input61",""]
[null,{"$f":"'Review Inputs'!C42","v":"input69"},"Transmission Operations Cost",{"$f":"'Output Escalated'!C185","v":"eb_input69"},{"$f":"OFFSET(INDIRECT(D42),0,MATCH(MCTinput!$E$9,'Output Escalated'!$G$2:$AK$2,0)+2)","v":{"$error":"#N/A"}},{"$f":"'Output Escalated'!C36","v":"e_input69"},{"$f":"OFFSET(INDIRECT(F42),0,MATCH(MCTinput!$G$9,'Output Escalated'!$G$2:$AK$2,0)+2)","v":{"$error":"#N/A"}},{"$f":"'CM MAIN'!E61","v":"mct_s_input69"},{"$f":"OFFSET(INDIRECT(H42),0,MATCH($I$9,'CM MAIN'!$H$28:$J$28,0)+1)","v":1},"mct_b_input69","","mct_p_input69",""]
[null,{"$f":"'Review Inputs'!C43","v":"input25"},"Distribution Feeder Switching Operations",{"$f":"'Output Escalated'!C186","v":"eb_input25"},{"$f":"OFFSET(INDIRECT(D43),0,MATCH(MCTinput!$E$9,'Output Escalated'!$G$2:$AK$2,0)+2)","v":{"$error":"#N/A"}},{"$f":"'Output Escalated'!C37","v":"e_input25"},{"$f":"OFFSET(INDIRECT(F43),0,MATCH(MCTinput!$G$9,'Output Escalated'!$G$2:$AK$2,0)+2)","v":{"$error":"#N/A"}},{"$f":"'CM MAIN'!E62","v":"mct_s_input25"},{"$f":"OFFSET(INDIRECT(H43),0,MATCH($I$9,'CM MAIN'!$H$28:$J$28,0)+1)","v":1},"mct_b_input25","","mct_p_input25",""]
[null,{"$f":"'Review Inputs'!C44","v":"input26"},"Distribution Capacitor Switching Operations",{"$f":"'Output Escalated'!C187","v":"eb_input26"},{"$f":"OFFSET(INDIRECT(D44),0,MATCH(MCTinput!$E$9,'Output Escalated'!$G$2:$AK$2,0)+2)","v":{"$error":"#N/A"}},{"$f":"'Output Escalated'!C38","v":"e_input26"},{"$f":"OFFSET(INDIRECT(F44),0,MATCH(MCTinput!$G$9,'Output Escalated'!$G$2:$AK$2,0)+2)","v":{"$error":"#N/A"}},{"$f":"'CM MAIN'!E63","v":"mct_s_input26"},{"$f":"OFFSET(INDIRECT(H44),0,MATCH($I$9,'CM MAIN'!$H$28:$J$28,0)+1)","v":1},"mct_b_input26","","mct_p_input26",""]
[null,{"$f":"'Review Inputs'!C45","v":"input27"},"Other Distribution Operations Cost",{"$f":"'Output Escalated'!C188","v":"eb_input27"},{"$f":"OFFSET(INDIRECT(D45),0,MATCH(MCTinput!$E$9,'Output Escalated'!$G$2:$AK$2,0)+2)","v":{"$error":"#N/A"}},{"$f":"'Output Escalated'!C39","v":"e_input27"},{"$f":"OFFSET(INDIRECT(F45),0,MATCH(MCTinput!$G$9,'Output Escalated'!$G$2:$AK$2,0)+2)","v":{"$error":"#N/A"}},{"$f":"'CM MAIN'!E64","v":"mct_s_input27"},{"$f":"OFFSET(INDIRECT(H45),0,MATCH($I$9,'CM MAIN'!$H$28:$J$28,0)+1)","v":1},"mct_b_input27","","mct_p_input27",""]
[null,{"$f":"'Review Inputs'!C46","v":"input28"},"Meter Operations Cost",{"$f":"'Output Escalated'!C189","v":"eb_input28"},{"$f":"OFFSET(INDIRECT(D46),0,MATCH(MCTinput!$E$9,'Output Escalated'!$G$2:$AK$2,0)+2)","v":{"$error":"#N/A"}},{"$f":"'Output Escalated'!C40","v":"e_input28"},{"$f":"OFFSET(INDIRECT(F46),0,MATCH(MCTinput!$G$9,'Output Escalated'!$G$2:$AK$2,0)+2)","v":{"$error":"#N/A"}},{"$f":"'CM MAIN'!E65","v":"mct_s_input28"},{"$f":"OFFSET(INDIRECT(H46),0,MATCH($I$9,'CM MAIN'!$H$28:$J$28,0)+1)","v":1},"mct_b_input28","","mct_p_input28",""]
[null,{"$f":"'Review Inputs'!C47","v":"input75"},"Number of Meter Tamper Detections - Residential",{"$f":"'Output Escalated'!C190","v":"eb_input75"},{"$f":"OFFSET(INDIRECT(D47),0,MATCH(MCTinput!$E$9,'Output Escalated'!$G$2:$AK$2,0)+2)","v":{"$error":"#N/A"}},{"$f":"'Output Escalated'!C41","v":"e_input75"},{"$f":"OFFSET(INDIRECT(F47),0,MATCH(MCTinput!$G$9,'Output Escalated'!$G$2:$AK$2,0)+2)","v":{"$error":"#N/A"}},{"$f":"'CM MAIN'!E66","v":"mct_s_input75"},{"$f":"OFFSET(INDIRECT(H47),0,MATCH($I$9,'CM MAIN'!$H$28:$J$28,0)+1)","v":1},"mct_b_input75","","mct_p_input75",""]
[null,{"$f":"'Review Inputs'!C48","v":"input76"},"Number of Meter Tamper Detections - Commercial",{"$f":"'Output Escalated'!C191","v":"eb_input76"},{"$f":"OFFSET(INDIRECT(D48),0,MATCH(MCTinput!$E$9,'Output Escalated'!$G$2:$AK$2,0)+2)","v":{"$error":"#N/A"}},{"$f":"'Output Escalated'!C42","v":"e_input76"},{"$f":"OFFSET(INDIRECT(F48),0,MATCH(MCTinput!$G$9,'Output Escalated'!$G$2:$AK$2,0)+2)","v":{"$error":"#N/A"}},{"$f":"'CM MAIN'!E67","v":"mct_s_input76"},{"$f":"OFFSET(INDIRECT(H48),0,MATCH($I$9,'CM MAIN'!$H$28:$J$28,0)+1)","v":1},"mct_b_input76","","mct_p_input76",""]
[null,{"$f":"'Review Inputs'!C49","v":"input29"},"Number of Meter Tamper Detections - Industrial",{"$f":"'Output Escalated'!C192","v":"eb_input29"},{"$f":"OFFSET(INDIRECT(D49),0,MATCH(MCTinput!$E$9,'Output Escalated'!$G$2:$AK$2,0)+2)","v":{"$error":"#N/A"}},{"$f":"'Output Escalated'!C43","v":"e_input29"},{"$f":"OFFSET(INDIRECT(F49),0,MATCH(MCTinput!$G$9,'Output Escalated'!$G$2:$AK$2,0)+2)","v":{"$error":"#N/A"}},{"$f":"'CM MAIN'!E68","v":"mct_s_input29"},{"$f":"OFFSET(INDIRECT(H49),0,MATCH($I$9,'CM MAIN'!$H$28:$J$28,0)+1)","v":1},"mct_b_input29","","mct_p_input29",""]
[null,"input106",{"$f":"INDIRECT(B50)","v":"Average Annual Customer Electricity Usage - Residential"},{"$f":"'Output Escalated'!C193","v":"eb_input106"},{"$f":"OFFSET(INDIRECT(D50),0,MATCH(MCTinput!$E$9,'Output Escalated'!$G$2:$AK$2,0)+2)","v":{"$error":"#N/A"}},{"$f":"'Output Escalated'!C44","v":"e_input106"},{"$f":"OFFSET(INDIRECT(F50),0,MATCH(MCTinput!$G$9,'Output Escalated'!$G$2:$AK$2,0)+2)","v":{"$error":"#N/A"}},{"$f":"'CM MAIN'!E69","v":"mct_s_input106"},{"$f":"OFFSET(INDIRECT(H50),0,MATCH($I$9,'CM MAIN'!$H$28:$J$28,0)+1)","v":1},"mct_b_input106",{"$f":"IF(ISERROR(E50*I50),\"\",E50*I50)","v":""},"mct_p_input106",{"$f":"IF(ISERROR(G50*I50),\"\",G50*I50)","v":""}]
[null,"input107","Average Annual Customer Electricity Usage - Commercial",{"$f":"'Output Escalated'!C194","v":"eb_input107"},{"$f":"OFFSET(INDIRECT(D51),0,MATCH(MCTinput!$E$9,'Output Escalated'!$G$2:$AK$2,0)+2)","v":{"$error":"#N/A"}},{"$f":"'Output Escalated'!C45","v":"e_input107"},{"$f":"OFFSET(INDIRECT(F51),0,MATCH(MCTinput!$G$9,'Output Escalated'!$G$2:$AK$2,0)+2)","v":{"$error":"#N/A"}},{"$f":"'CM MAIN'!E70","v":"mct_s_input107"},{"$f":"OFFSET(INDIRECT(H51),0,MATCH($I$9,'CM MAIN'!$H$28:$J$28,0)+1)","v":1},"mct_b_input107","","mct_p_input107",""]
[null,"input108","Average Annual Customer Electricity Usage - Industrial",{"$f":"'Output Escalated'!C195","v":"eb_input108"},{"$f":"OFFSET(INDIRECT(D52),0,MATCH(MCTinput!$E$9,'Output Escalated'!$G$2:$AK$2,0)+2)","v":{"$error":"#N/A"}},{"$f":"'Output Escalated'!C46","v":"e_input108"},{"$f":"OFFSET(INDIRECT(F52),0,MATCH(MCTinput!$G$9,'Output Escalated'!$G$2:$AK$2,0)+2)","v":{"$error":"#N/A"}},{"$f":"'CM MAIN'!E71","v":"mct_s_input108"},{"$f":"OFFSET(INDIRECT(H52),0,MATCH($I$9,'CM MAIN'!$H$28:$J$28,0)+1)","v":1},"mct_b_input108","","mct_p_input108",""]
[null,{"$f":"'Review Inputs'!C53","v":"input30"},"Distribution Feeder Load",{"$f":"'Output Escalated'!C196","v":"eb_input30"},{"$f":"OFFSET(INDIRECT(D53),0,MATCH(MCTinput!$E$9,'Output Escalated'!$G$2:$AK$2,0)+2)","v":{"$error":"#N/A"}},{"$f":"'Output Escalated'!C47","v":"e_input30"},{"$f":"OFFSET(INDIRECT(F53),0,MATCH(MCTinput!$G$9,'Output Escalated'!$G$2:$AK$2,0)+2)","v":{"$error":"#N/A"}},{"$f":"'CM MAIN'!E72","v":"mct_s_input30"},{"$f":"OFFSET(INDIRECT(H53),0,MATCH($I$9,'CM MAIN'!$H$28:$J$28,0)+1)","v":1},"mct_b_input30","","mct_p_input30",""]
[null,{"$f":"'Review Inputs'!C54","v":"input31"},"Distribution Losses",{"$f":"'Output Escalated'!C197","v":"eb_input31"},{"$f":"OFFSET(INDIRECT(D54),0,MATCH(MCTinput!$E$9,'Output Escalated'!$G$2:$AK$2,0)+2)","v":{"$error":"#N/A"}},{"$f":"'Output Escalated'!C48","v":"e_input31"},{"$f":"OFFSET(INDIRECT(F54),0,MATCH(MCTinput!$G$9,'Output Escalated'!$G$2:$AK$2,0)+2)","v":{"$error":"#N/A"}},{"$f":"'CM MAIN'!E73","v":"mct_s_input31"},{"$f":"OFFSET(INDIRECT(H54),0,MATCH($I$9,'CM MAIN'!$H$28:$J$28,0)+1)","v":1},"mct_b_input31","","mct_p_input31",""]
[null,{"$f":"'Review Inputs'!C55","v":"input32"},"Transmission Line Load",{"$f":"'Output Escalated'!C198","v":"eb_input32"},{"$f":"OFFSET(INDIRECT(D55),0,MATCH(MCTinput!$E$9,'Output Escalated'!$G$2:$AK$2,0)+2)","v":{"$error":"#N/A"}},{"$f":"'Output Escalated'!C49","v":"e_input32"},{"$f":"OFFSET(INDIRECT(F55),0,MATCH(MCTinput!$G$9,'Output Escalated'!$G$2:$AK$2,0)+2)","v":{"$error":"#N/A"}},{"$f":"'CM MAIN'!E74","v":"mct_s_input32"},{"$f":"OFFSET(INDIRECT(H55),0,MATCH($I$9,'CM MAIN'!$H$28:$J$28,0)+1)","v":1},"mct_b_input32","","mct_p_input32",""]
[null,{"$f":"'Review Inputs'!C56","v":"input34"},"Transmission Losses",{"$f":"'Output Escalated'!C199","v":"eb_input34"},{"$f":"OFFSET(INDIRECT(D56),0,MATCH(MCTinput!$E$9,'Output Escalated'!$G$2:$AK$2,0)+2)","v":{"$error":"#N/A"}},{"$f":"'Output Escalated'!C50","v":"e_input34"},{"$f":"OFFSET(INDIRECT(F56),0,MATCH(MCTinput!$G$9,'Output Escalated'!$G$2:$AK$2,0)+2)","v":{"$error":"#N/A"}},{"$f":"'CM MAIN'!E75","v":"mct_s_input34"},{"$f":"OFFSET(INDIRECT(H56),0,MATCH($I$9,'CM MAIN'!$H$28:$J$28,0)+1)","v":1},"mct_b_input34","","mct_p_input34",""]
[null,{"$f":"'Review Inputs'!C57","v":"input33"},"Average Price of Wholesale Energy",{"$f":"'Output Escalated'!C200","v":"eb_input33"},{"$f":"OFFSET(INDIRECT(D57),0,MATCH(MCTinput!$E$9,'Output Escalated'!$G$2:$AK$2,0)+2)","v":{"$error":"#N/A"}},{"$f":"'Output Escalated'!C51","v":"e_input33"},{"$f":"OFFSET(INDIRECT(F57),0,MATCH(MCTinput!$G$9,'Output Escalated'!$G$2:$AK$2,0)+2)","v":{"$error":"#N/A"}},{"$f":"'CM MAIN'!E76","v":"mct_s_input33"},{"$f":"OFFSET(INDIRECT(H57),0,MATCH($I$9,'CM MAIN'!$H$28:$J$28,0)+1)","v":1},"mct_b_input33","","mct_p_input33",""]
[null,{"$f":"'Review Inputs'!C58","v":"input35"},"Total Residential Electricity Cost",{"$f":"'Output Escalated'!C201","v":"eb_input35"},{"$f":"OFFSET(INDIRECT(D58),0,MATCH(MCTinput!$E$9,'Output Escalated'!$G$2:$AK$2,0)+2)","v":{"$error":"#N/A"}},{"$f":"'Output Escalated'!C52","v":"e_input35"},{"$f":"OFFSET(INDIRECT(F58),0,MATCH(MCTinput!$G$9,'Output Escalated'!$G$2:$AK$2,0)+2)","v":{"$error":"#N/A"}},{"$f":"'CM MAIN'!E77","v":"mct_s_input35"},{"$f":"OFFSET(INDIRECT(H58),0,MATCH($I$9,'CM MAIN'!$H$28:$J$28,0)+1)","v":1},"mct_b_input35","","mct_p_input35",""]
[null,{"$f":"'Review Inputs'!C59","v":"input36"},"Total Commercial Electricity Cost",{"$f":"'Output Escalated'!C202","v":"eb_input36"},{"$f":"OFFSET(INDIRECT(D59),0,MATCH(MCTinput!$E$9,'Output Escalated'!$G$2:$AK$2,0)+2)","v":{"$error":"#N/A"}},{"$f":"'Output Escalated'!C53","v":"e_input36"},{"$f":"OFFSET(INDIRECT(F59),0,MATCH(MCTinput!$G$9,'Output Escalated'!$G$2:$AK$2,0)+2)","v":{"$error":"#N/A"}},{"$f":"'CM MAIN'!E78","v":"mct_s_input36"},{"$f":"OFFSET(INDIRECT(H59),0,MATCH($I$9,'CM MAIN'!$H$28:$J$28,0)+1)","v":1},"mct_b_input36","","mct_p_input36",""]
[null,{"$f":"'Review Inputs'!C60","v":"input37"},"Total Industrial Electricity Cost",{"$f":"'Output Escalated'!C203","v":"eb_input37"},{"$f":"OFFSET(INDIRECT(D60),0,MATCH(MCTinput!$E$9,'Output Escalated'!$G$2:$AK$2,0)+2)","v":{"$error":"#N/A"}},{"$f":"'Output Escalated'!C54","v":"e_input37"},{"$f":"OFFSET(INDIRECT(F60),0,MATCH(MCTinput!$G$9,'Output Escalated'!$G$2:$AK$2,0)+2)","v":{"$error":"#N/A"}},{"$f":"'CM MAIN'!E79","v":"mct_s_input37"},{"$f":"OFFSET(INDIRECT(H60),0,MATCH($I$9,'CM MAIN'!$H$28:$J$28,0)+1)","v":1},"mct_b_input37","","mct_p_input37",""]
[null,{"$f":"'Review Inputs'!C61","v":"input38"},"SAIDI (system)",{"$f":"'Output Escalated'!C204","v":"eb_input38"},{"$f":"OFFSET(INDIRECT(D61),0,MATCH(MCTinput!$E$9,'Output Escalated'!$G$2:$AK$2,0)+2)","v":{"$error":"#N/A"}},{"$f":"'Output Escalated'!C55","v":"e_input38"},{"$f":"OFFSET(INDIRECT(F61),0,MATCH(MCTinput!$G$9,'Output Escalated'!$G$2:$AK$2,0)+2)","v":{"$error":"#N/A"}},{"$f":"'CM MAIN'!E80","v":"mct_s_input38"},{"$f":"OFFSET(INDIRECT(H61),0,MATCH($I$9,'CM MAIN'!$H$28:$J$28,0)+1)","v":1},"mct_b_input38","","mct_p_input38",""]
[null,{"$f":"'Review Inputs'!C62","v":"input39"},"CAIDI (system)",{"$f":"'Output Escalated'!C205","v":"eb_input39"},{"$f":"OFFSET(INDIRECT(D62),0,MATCH(MCTinput!$E$9,'Output Escalated'!$G$2:$AK$2,0)+2)","v":{"$error":"#N/A"}},{"$f":"'Output Escalated'!C56","v":"e_input39"},{"$f":"OFFSET(INDIRECT(F62),0,MATCH(MCTinput!$G$9,'Output Escalated'!$G$2:$AK$2,0)+2)","v":{"$error":"#N/A"}},{"$f":"'CM MAIN'!E81","v":"mct_s_input39"},{"$f":"OFFSET(INDIRECT(H62),0,MATCH($I$9,'CM MAIN'!$H$28:$J$28,0)+1)","v":1},"mct_b_input39","","mct_p_input39",""]
[null,{"$f":"'Review Inputs'!C63","v":"input99"},"SAIDI (Impacted Feeders or Lines)",{"$f":"'Output Escalated'!C206","v":"eb_input99"},{"$f":"OFFSET(INDIRECT(D63),0,MATCH(MCTinput!$E$9,'Output Escalated'!$G$2:$AK$2,0)+2)","v":{"$error":"#N/A"}},{"$f":"'Output Escalated'!C57","v":"e_input99"},{"$f":"OFFSET(INDIRECT(F63),0,MATCH(MCTinput!$G$9,'Output Escalated'!$G$2:$AK$2,0)+2)","v":{"$error":"#N/A"}},{"$f":"'CM MAIN'!E82","v":"mct_s_input99"},{"$f":"OFFSET(INDIRECT(H63),0,MATCH($I$9,'CM MAIN'!$H$28:$J$28,0)+1)","v":1},"mct_b_input99","","mct_p_input99",""]
[null,{"$f":"'Review Inputs'!C64","v":"input100"},"CAIDI (Impacted Feeders or Lines)",{"$f":"'Output Escalated'!C207","v":"eb_input100"},{"$f":"OFFSET(INDIRECT(D64),0,MATCH(MCTinput!$E$9,'Output Escalated'!$G$2:$AK$2,0)+2)","v":{"$error":"#N/A"}},{"$f":"'Output Escalated'!C58","v":"e_input100"},{"$f":"OFFSET(INDIRECT(F64),0,MATCH(MCTinput!$G$9,'Output Escalated'!$G$2:$AK$2,0)+2)","v":{"$error":"#N/A"}},{"$f":"'CM MAIN'!E83","v":"mct_s_input100"},{"$f":"OFFSET(INDIRECT(H64),0,MATCH($I$9,'CM MAIN'!$H$28:$J$28,0)+1)","v":1},"mct_b_input100","","mct_p_input100",""]
[null,{"$f":"'Review Inputs'!C65","v":"input41"},"Total Residential Customers Served by Impacted Feeders or Lines",{"$f":"'Output Escalated'!C208","v":"eb_input41"},{"$f":"OFFSET(INDIRECT(D65),0,MATCH(MCTinput!$E$9,'Output Escalated'!$G$2:$AK$2,0)+2)","v":{"$error":"#N/A"}},{"$f":"'Output Escalated'!C59","v":"e_input41"},{"$f":"OFFSET(INDIRECT(F65),0,MATCH(MCTinput!$G$9,'Output Escalated'!$G$2:$AK$2,0)+2)","v":{"$error":"#N/A"}},{"$f":"'CM MAIN'!E84","v":"mct_s_input41"},{"$f":"OFFSET(INDIRECT(H65),0,MATCH($I$9,'CM MAIN'!$H$28:$J$28,0)+1)","v":1},"mct_b_input41","","mct_p_input41",""]
[null,{"$f":"'Review Inputs'!C66","v":"input42"},"Total Commercial Customers Served by Impacted Feeders or Lines",{"$f":"'Output Escalated'!C209","v":"eb_input42"},{"$f":"OFFSET(INDIRECT(D66),0,MATCH(MCTinput!$E$9,'Output Escalated'!$G$2:$AK$2,0)+2)","v":{"$error":"#N/A"}},{"$f":"'Output Escalated'!C60","v":"e_input42"},{"$f":"OFFSET(INDIRECT(F66),0,MATCH(MCTinput!$G$9,'Output Escalated'!$G$2:$AK$2,0)+2)","v":{"$error":"#N/A"}},{"$f":"'CM MAIN'!E85","v":"mct_s_input42"},{"$f":"OFFSET(INDIRECT(H66),0,MATCH($I$9,'CM MAIN'!$H$28:$J$28,0)+1)","v":1},"mct_b_input42","","mct_p_input42",""]
[null,{"$f":"'Review Inputs'!C67","v":"input44"},"Total Industrial Customers Served by Impacted Feeders or Lines",{"$f":"'Output Escalated'!C210","v":"eb_input44"},{"$f":"OFFSET(INDIRECT(D67),0,MATCH(MCTinput!$E$9,'Output Escalated'!$G$2:$AK$2,0)+2)","v":{"$error":"#N/A"}},{"$f":"'Output Escalated'!C61","v":"e_input44"},{"$f":"OFFSET(INDIRECT(F67),0,MATCH(MCTinput!$G$9,'Output Escalated'!$G$2:$AK$2,0)+2)","v":{"$error":"#N/A"}},{"$f":"'CM MAIN'!E86","v":"mct_s_input44"},{"$f":"OFFSET(INDIRECT(H67),0,MATCH($I$9,'CM MAIN'!$H$28:$J$28,0)+1)","v":1},"mct_b_input44","","mct_p_input44",""]
[null,{"$f":"'Review Inputs'!C68","v":"input50"},"Outage Time of Major Outage - Residential",{"$f":"'Output Escalated'!C211","v":"eb_input50"},{"$f":"OFFSET(INDIRECT(D68),0,MATCH(MCTinput!$E$9,'Output Escalated'!$G$2:$AK$2,0)+2)","v":{"$error":"#N/A"}},{"$f":"'Output Escalated'!C62","v":"e_input50"},{"$f":"OFFSET(INDIRECT(F68),0,MATCH(MCTinput!$G$9,'Output Escalated'!$G$2:$AK$2,0)+2)","v":{"$error":"#N/A"}},{"$f":"'CM MAIN'!E87","v":"mct_s_input50"},{"$f":"OFFSET(INDIRECT(H68),0,MATCH($I$9,'CM MAIN'!$H$28:$J$28,0)+1)","v":1},"mct_b_input50","","mct_p_input50",""]
[null,{"$f":"'Review Inputs'!C69","v":"input51"},"Number of Customers Affected by Major Outage - Residential ",{"$f":"'Output Escalated'!C212","v":"eb_input51"},{"$f":"OFFSET(INDIRECT(D69),0,MATCH(MCTinput!$E$9,'Output Escalated'!$G$2:$AK$2,0)+2)","v":{"$error":"#N/A"}},{"$f":"'Output Escalated'!C63","v":"e_input51"},{"$f":"OFFSET(INDIRECT(F69),0,MATCH(MCTinput!$G$9,'Output Escalated'!$G$2:$AK$2,0)+2)","v":{"$error":"#N/A"}},{"$f":"'CM MAIN'!E88","v":"mct_s_input51"},{"$f":"OFFSET(INDIRECT(H69),0,MATCH($I$9,'CM MAIN'!$H$28:$J$28,0)+1)","v":1},"mct_b_input51","","mct_p_input51",""]
[null,{"$f":"'Review Inputs'!C70","v":"input52"},"Outage Time of Major Outage - Commercial",{"$f":"'Output Escalated'!C213","v":"eb_input52"},{"$f":"OFFSET(INDIRECT(D70),0,MATCH(MCTinput!$E$9,'Output Escalated'!$G$2:$AK$2,0)+2)","v":{"$error":"#N/A"}},{"$f":"'Output Escalated'!C64","v":"e_input52"},{"$f":"OFFSET(INDIRECT(F70),0,MATCH(MCTinput!$G$9,'Output Escalated'!$G$2:$AK$2,0)+2)","v":{"$error":"#N/A"}},{"$f":"'CM MAIN'!E89","v":"mct_s_input52"},{"$f":"OFFSET(INDIRECT(H70),0,MATCH($I$9,'CM MAIN'!$H$28:$J$28,0)+1)","v":1},"mct_b_input52","","mct_p_input52",""]
[null,{"$f":"'Review Inputs'!C71","v":"input53"},"Number of Customers Affected by Major Outage - Commercial",{"$f":"'Output Escalated'!C214","v":"eb_input53"},{"$f":"OFFSET(INDIRECT(D71),0,MATCH(MCTinput!$E$9,'Output Escalated'!$G$2:$AK$2,0)+2)","v":{"$error":"#N/A"}},{"$f":"'Output Escalated'!C65","v":"e_input53"},{"$f":"OFFSET(INDIRECT(F71),0,MATCH(MCTinput!$G$9,'Output Escalated'!$G$2:$AK$2,0)+2)","v":{"$error":"#N/A"}},{"$f":"'CM MAIN'!E90","v":"mct_s_input53"},{"$f":"OFFSET(INDIRECT(H71),0,MATCH($I$9,'CM MAIN'!$H$28:$J$28,0)+1)","v":1},"mct_b_input53","","mct_p_input53",""]
[null,{"$f":"'Review Inputs'!C72","v":"input54"},"Outage Time of Major Outage - Industrial",{"$f":"'Output Escalated'!C215","v":"eb_input54"},{"$f":"OFFSET(INDIRECT(D72),0,MATCH(MCTinput!$E$9,'Output Escalated'!$G$2:$AK$2,0)+2)","v":{"$error":"#N/A"}},{"$f":"'Output Escalated'!C66","v":"e_input54"},{"$f":"OFFSET(INDIRECT(F72),0,MATCH(MCTinput!$G$9,'Output Escalated'!$G$2:$AK$2,0)+2)","v":{"$error":"#N/A"}},{"$f":"'CM MAIN'!E91","v":"mct_s_input54"},{"$f":"OFFSET(INDIRECT(H72),0,MATCH($I$9,'CM MAIN'!$H$28:$J$28,0)+1)","v":1},"mct_b_input54","","mct_p_input54",""]
[null,{"$f":"'Review Inputs'!C73","v":"input55"},"Number of Customers Affected by Major Outage - Industrial",{"$f":"'Output Escalated'!C216","v":"eb_input55"},{"$f":"OFFSET(INDIRECT(D73),0,MATCH(MCTinput!$E$9,'Output Escalated'!$G$2:$AK$2,0)+2)","v":{"$error":"#N/A"}},{"$f":"'Output Escalated'!C67","v":"e_input55"},{"$f":"OFFSET(INDIRECT(F73),0,MATCH(MCTinput!$G$9,'Output Escalated'!$G$2:$AK$2,0)+2)","v":{"$error":"#N/A"}},{"$f":"'CM MAIN'!E92","v":"mct_s_input55"},{"$f":"OFFSET(INDIRECT(H73),0,MATCH($I$9,'CM MAIN'!$H$28:$J$28,0)+1)","v":1},"mct_b_input55","","mct_p_input55",""]
[null,{"$f":"'Review Inputs'!C74","v":"input40"},"Value of Service - Residential ",{"$f":"'Output Escalated'!C217","v":"eb_input40"},{"$f":"OFFSET(INDIRECT(D74),0,MATCH(MCTinput!$E$9,'Output Escalated'!$G$2:$AK$2,0)+2)","v":{"$error":"#N/A"}},{"$f":"'Output Escalated'!C68","v":"e_input40"},{"$f":"OFFSET(INDIRECT(F74),0,MATCH(MCTinput!$G$9,'Output Escalated'!$G$2:$AK$2,0)+2)","v":{"$error":"#N/A"}},{"$f":"'CM MAIN'!E93","v":"mct_s_input40"},{"$f":"OFFSET(INDIRECT(H74),0,MATCH($I$9,'CM MAIN'!$H$28:$J$28,0)+1)","v":1},"mct_b_input40","","mct_p_input40",""]
[null,{"$f":"'Review Inputs'!C75","v":"input43"},"Value of Service - Commercial",{"$f":"'Output Escalated'!C218","v":"eb_input43"},{"$f":"OFFSET(INDIRECT(D75),0,MATCH(MCTinput!$E$9,'Output Escalated'!$G$2:$AK$2,0)+2)","v":{"$error":"#N/A"}},{"$f":"'Output Escalated'!C69","v":"e_input43"},{"$f":"OFFSET(INDIRECT(F75),0,MATCH(MCTinput!$G$9,'Output Escalated'!$G$2:$AK$2,0)+2)","v":{"$error":"#N/A"}},{"$f":"'CM MAIN'!E94","v":"mct_s_input43"},{"$f":"OFFSET(INDIRECT(H75),0,MATCH($I$9,'CM MAIN'!$H$28:$J$28,0)+1)","v":1},"mct_b_input43","","mct_p_input43",""]
[null,{"$f":"'Review Inputs'!C76","v":"input46"},"Value of Service - Industrial",{"$f":"'Output Escalated'!C219","v":"eb_input46"},{"$f":"OFFSET(INDIRECT(D76),0,MATCH(MCTinput!$E$9,'Output Escalated'!$G$2:$AK$2,0)+2)","v":{"$error":"#N/A"}},{"$f":"'Output Escalated'!C70","v":"e_input46"},{"$f":"OFFSET(INDIRECT(F76),0,MATCH(MCTinput!$G$9,'Output Escalated'!$G$2:$AK$2,0)+2)","v":{"$error":"#N/A"}},{"$f":"'CM MAIN'!E95","v":"mct_s_input46"},{"$f":"OFFSET(INDIRECT(H76),0,MATCH($I$9,'CM MAIN'!$H$28:$J$28,0)+1)","v":1},"mct_b_input46","","mct_p_input46",""]
[null,"input109",{"$f":"INDIRECT(B77)","v":"Average Hourly Load Not Served During Outage per Customer - Residential"},{"$f":"'Output Escalated'!C220","v":"eb_input109"},{"$f":"OFFSET(INDIRECT(D77),0,MATCH(MCTinput!$E$9,'Output Escalated'!$G$2:$AK$2,0)+2)","v":{"$error":"#N/A"}},{"$f":"'Output Escalated'!C71","v":"e_input109"},{"$f":"OFFSET(INDIRECT(F77),0,MATCH(MCTinput!$G$9,'Output Escalated'!$G$2:$AK$2,0)+2)","v":{"$error":"#N/A"}},{"$f":"'CM MAIN'!E96","v":"mct_s_input109"},{"$f":"OFFSET(INDIRECT(H77),0,MATCH($I$9,'CM MAIN'!$H$28:$J$28,0)+1)","v":1},"mct_b_input109","","mct_p_input109",""]
[null,"input110",{"$f":"INDIRECT(B78)","v":"Average Hourly Load Not Served During Outage per Customer - Commercial"},{"$f":"'Output Escalated'!C221","v":"eb_input110"},{"$f":"OFFSET(INDIRECT(D78),0,MATCH(MCTinput!$E$9,'Output Escalated'!$G$2:$AK$2,0)+2)","v":{"$error":"#N/A"}},{"$f":"'Output Escalated'!C72","v":"e_input110"},{"$f":"OFFSET(INDIRECT(F78),0,MATCH(MCTinput!$G$9,'Output Escalated'!$G$2:$AK$2,0)+2)","v":{"$error":"#N/A"}},{"$f":"'CM MAIN'!E97","v":"mct_s_input110"},{"$f":"OFFSET(INDIRECT(H78),0,MATCH($I$9,'CM MAIN'!$H$28:$J$28,0)+1)","v":1},"mct_b_input110","","mct_p_input110",""]
[null,"input111","Average Hourly Load Not Served During Outage per Customer - Industrial",{"$f":"'Output Escalated'!C222","v":"eb_input111"},{"$f":"OFFSET(INDIRECT(D79),0,MATCH(MCTinput!$E$9,'Output Escalated'!$G$2:$AK$2,0)+2)","v":{"$error":"#N/A"}},{"$f":"'Output Escalated'!C73","v":"e_input111"},{"$f":"OFFSET(INDIRECT(F79),0,MATCH(MCTinput!$G$9,'Output Escalated'!$G$2:$AK$2,0)+2)","v":{"$error":"#N/A"}},{"$f":"'CM MAIN'!E98","v":"mct_s_input111"},{"$f":"OFFSET(INDIRECT(H79),0,MATCH($I$9,'CM MAIN'!$H$28:$J$28,0)+1)","v":1},"mct_b_input111","","mct_p_input111",{"$f":"IF(ISERROR(G79*I79),\"\",G79*I79)","v":""}]
[null,{"$f":"'Review Inputs'!C80","v":"input56"},"Distribution Restoration Cost",{"$f":"'Output Escalated'!C223","v":"eb_input56"},{"$f":"OFFSET(INDIRECT(D80),0,MATCH(MCTinput!$E$9,'Output Escalated'!$G$2:$AK$2,0)+2)","v":{"$error":"#N/A"}},{"$f":"'Output Escalated'!C74","v":"e_input56"},{"$f":"OFFSET(INDIRECT(F80),0,MATCH(MCTinput!$G$9,'Output Escalated'!$G$2:$AK$2,0)+2)","v":{"$error":"#N/A"}},{"$f":"'CM MAIN'!E99","v":"mct_s_input56"},{"$f":"OFFSET(INDIRECT(H80),0,MATCH($I$9,'CM MAIN'!$H$28:$J$28,0)+1)","v":1},"mct_b_input56","","mct_p_input56",""]
[null,{"$f":"'Review Inputs'!C81","v":"input57"},"Transmission Restoration Cost",{"$f":"'Output Escalated'!C224","v":"eb_input57"},{"$f":"OFFSET(INDIRECT(D81),0,MATCH(MCTinput!$E$9,'Output Escalated'!$G$2:$AK$2,0)+2)","v":{"$error":"#N/A"}},{"$f":"'Output Escalated'!C75","v":"e_input57"},{"$f":"OFFSET(INDIRECT(F81),0,MATCH(MCTinput!$G$9,'Output Escalated'!$G$2:$AK$2,0)+2)","v":{"$error":"#N/A"}},{"$f":"'CM MAIN'!E100","v":"mct_s_input57"},{"$f":"OFFSET(INDIRECT(H81),0,MATCH($I$9,'CM MAIN'!$H$28:$J$28,0)+1)","v":1},"mct_b_input57","","mct_p_input57",""]
[null,{"$f":"'Review Inputs'!C82","v":"input58"},{"$f":"INDIRECT(B82)","v":"Number of Outage Events"},{"$f":"'Output Escalated'!C225","v":"eb_input58"},{"$f":"OFFSET(INDIRECT(D82),0,MATCH(MCTinput!$E$9,'Output Escalated'!$G$2:$AK$2,0)+2)","v":{"$error":"#N/A"}},{"$f":"'Output Escalated'!C76","v":"e_input58"},{"$f":"OFFSET(INDIRECT(F82),0,MATCH(MCTinput!$G$9,'Output Escalated'!$G$2:$AK$2,0)+2)","v":{"$error":"#N/A"}},{"$f":"'CM MAIN'!E101","v":"mct_s_input58"},{"$f":"OFFSET(INDIRECT(H82),0,MATCH($I$9,'CM MAIN'!$H$28:$J$28,0)+1)","v":1},"mct_b_input58",{"$f":"IF(ISERROR(E82*I82),\"\",E82*I82)","v":""},"mct_p_input58",{"$f":"IF(ISERROR(G82*I82),\"\",G82*I82)","v":""}]
[null,{"$f":"'Review Inputs'!C83","v":"input59"},"Restoration Cost per Event",{"$f":"'Output Escalated'!C226","v":"eb_input59"},{"$f":"OFFSET(INDIRECT(D83),0,MATCH(MCTinput!$E$9,'Output Escalated'!$G$2:$AK$2,0)+2)","v":{"$error":"#N/A"}},{"$f":"'Output Escalated'!C77","v":"e_input59"},{"$f":"OFFSET(INDIRECT(F83),0,MATCH(MCTinput!$G$9,'Output Escalated'!$G$2:$AK$2,0)+2)","v":{"$error":"#N/A"}},{"$f":"'CM MAIN'!E102","v":"mct_s_input59"},{"$f":"OFFSET(INDIRECT(H83),0,MATCH($I$9,'CM MAIN'!$H$28:$J$28,0)+1)","v":1},"mct_b_input59","","mct_p_input59",""]
[null,{"$f":"'Review Inputs'!C84","v":"input60"},"MAIFI (System)",{"$f":"'Output Escalated'!C227","v":"eb_input60"},{"$f":"OFFSET(INDIRECT(D84),0,MATCH(MCTinput!$E$9,'Output Escalated'!$G$2:$AK$2,0)+2)","v":{"$error":"#N/A"}},{"$f":"'Output Escalated'!C78","v":"e_input60"},{"$f":"OFFSET(INDIRECT(F84),0,MATCH(MCTinput!$G$9,'Output Escalated'!$G$2:$AK$2,0)+2)","v":{"$error":"#N/A"}},{"$f":"'CM MAIN'!E103","v":"mct_s_input60"},{"$f":"OFFSET(INDIRECT(H84),0,MATCH($I$9,'CM MAIN'!$H$28:$J$28,0)+1)","v":1},"mct_b_input60","","mct_p_input60",""]
[null,{"$f":"'Review Inputs'!C85","v":"input62"},"Value of Service - PQ",{"$f":"'Output Escalated'!C228","v":"eb_input62"},{"$f":"OFFSET(INDIRECT(D85),0,MATCH(MCTinput!$E$9,'Output Escalated'!$G$2:$AK$2,0)+2)","v":{"$error":"#N/A"}},{"$f":"'Output Escalated'!C79","v":"e_input62"},{"$f":"OFFSET(INDIRECT(F85),0,MATCH(MCTinput!$G$9,'Output Escalated'!$G$2:$AK$2,0)+2)","v":{"$error":"#N/A"}},{"$f":"'CM MAIN'!E104","v":"mct_s_input62"},{"$f":"OFFSET(INDIRECT(H85),0,MATCH($I$9,'CM MAIN'!$H$28:$J$28,0)+1)","v":1},"mct_b_input62","","mct_p_input62",""]
[null,{"$f":"'Review Inputs'!C86","v":"input101"},"MAIFI (Impacted Feeders)",{"$f":"'Output Escalated'!C229","v":"eb_input101"},{"$f":"OFFSET(INDIRECT(D86),0,MATCH(MCTinput!$E$9,'Output Escalated'!$G$2:$AK$2,0)+2)","v":{"$error":"#N/A"}},{"$f":"'Output Escalated'!C80","v":"e_input101"},{"$f":"OFFSET(INDIRECT(F86),0,MATCH(MCTinput!$G$9,'Output Escalated'!$G$2:$AK$2,0)+2)","v":{"$error":"#N/A"}},{"$f":"'CM MAIN'!E105","v":"mct_s_input101"},{"$f":"OFFSET(INDIRECT(H86),0,MATCH($I$9,'CM MAIN'!$H$28:$J$28,0)+1)","v":1},"mct_b_input101","","mct_p_input101",""]
[null,{"$f":"'Review Inputs'!C87","v":"input102"},"Total Residential Customers Served on Impacted Feeders (momentary)",{"$f":"'Output Escalated'!C230","v":"eb_input102"},{"$f":"OFFSET(INDIRECT(D87),0,MATCH(MCTinput!$E$9,'Output Escalated'!$G$2:$AK$2,0)+2)","v":{"$error":"#N/A"}},{"$f":"'Output Escalated'!C81","v":"e_input102"},{"$f":"OFFSET(INDIRECT(F87),0,MATCH(MCTinput!$G$9,'Output Escalated'!$G$2:$AK$2,0)+2)","v":{"$error":"#N/A"}},{"$f":"'CM MAIN'!E106","v":"mct_s_input102"},{"$f":"OFFSET(INDIRECT(H87),0,MATCH($I$9,'CM MAIN'!$H$28:$J$28,0)+1)","v":1},"mct_b_input102","","mct_p_input102",""]
[null,{"$f":"'Review Inputs'!C88","v":"input103"},"Total Commercial Customers Served on Impacted Feeders (momentary)",{"$f":"'Output Escalated'!C231","v":"eb_input103"},{"$f":"OFFSET(INDIRECT(D88),0,MATCH(MCTinput!$E$9,'Output Escalated'!$G$2:$AK$2,0)+2)","v":{"$error":"#N/A"}},{"$f":"'Output Escalated'!C82","v":"e_input103"},{"$f":"OFFSET(INDIRECT(F88),0,MATCH(MCTinput!$G$9,'Output Escalated'!$G$2:$AK$2,0)+2)","v":{"$error":"#N/A"}},{"$f":"'CM MAIN'!E107","v":"mct_s_input103"},{"$f":"OFFSET(INDIRECT(H88),0,MATCH($I$9,'CM MAIN'!$H$28:$J$28,0)+1)","v":1},"mct_b_input103","","mct_p_input103",""]
[null,{"$f":"'Review Inputs'!C89","v":"input104"},"Total Industrial Customers Served on Impacted Feeders (momentary)",{"$f":"'Output Escalated'!C232","v":"eb_input104"},{"$f":"OFFSET(INDIRECT(D89),0,MATCH(MCTinput!$E$9,'Output Escalated'!$G$2:$AK$2,0)+2)","v":{"$error":"#N/A"}},{"$f":"'Output Escalated'!C83","v":"e_input104"},{"$f":"OFFSET(INDIRECT(F89),0,MATCH(MCTinput!$G$9,'Output Escalated'!$G$2:$AK$2,0)+2)","v":{"$error":"#N/A"}},{"$f":"'CM MAIN'!E108","v":"mct_s_input104"},{"$f":"OFFSET(INDIRECT(H89),0,MATCH($I$9,'CM MAIN'!$H$28:$J$28,0)+1)","v":1},"mct_b_input104","","mct_p_input104",""]
[null,{"$f":"'Review Inputs'!C90","v":"input63"},"Number of High Impedance Faults Cleared",{"$f":"'Output Escalated'!C233","v":"eb_input63"},{"$f":"OFFSET(INDIRECT(D90),0,MATCH(MCTinput!$E$9,'Output Escalated'!$G$2:$AK$2,0)+2)","v":{"$error":"#N/A"}},{"$f":"'Output Escalated'!C84","v":"e_input63"},{"$f":"OFFSET(INDIRECT(F90),0,MATCH(MCTinput!$G$9,'Output Escalated'!$G$2:$AK$2,0)+2)","v":{"$error":"#N/A"}},{"$f":"'CM MAIN'!E109","v":"mct_s_input63"},{"$f":"OFFSET(INDIRECT(H90),0,MATCH($I$9,'CM MAIN'!$H$28:$J$28,0)+1)","v":1},"mct_b_input63","","mct_p_input63",""]
[null,{"$f":"'Review Inputs'!C91","v":"input64"},"Value of Service - Sags & Swells",{"$f":"'Output Escalated'!C234","v":"eb_input64"},{"$f":"OFFSET(INDIRECT(D91),0,MATCH(MCTinput!$E$9,'Output Escalated'!$G$2:$AK$2,0)+2)","v":{"$error":"#N/A"}},{"$f":"'Output Escalated'!C85","v":"e_input64"},{"$f":"OFFSET(INDIRECT(F91),0,MATCH(MCTinput!$G$9,'Output Escalated'!$G$2:$AK$2,0)+2)","v":{"$error":"#N/A"}},{"$f":"'CM MAIN'!E110","v":"mct_s_input64"},{"$f":"OFFSET(INDIRECT(H91),0,MATCH($I$9,'CM MAIN'!$H$28:$J$28,0)+1)","v":1},"mct_b_input64","","mct_p_input64",""]
[null,{"$f":"'Review Inputs'!C92","v":"input65"},"Truck Rolls",{"$f":"'Output Escalated'!C235","v":"eb_input65"},{"$f":"OFFSET(INDIRECT(D92),0,MATCH(MCTinput!$E$9,'Output Escalated'!$G$2:$AK$2,0)+2)","v":{"$error":"#N/A"}},{"$f":"'Output Escalated'!C86","v":"e_input65"},{"$f":"OFFSET(INDIRECT(F92),0,MATCH(MCTinput!$G$9,'Output Escalated'!$G$2:$AK$2,0)+2)","v":{"$error":"#N/A"}},{"$f":"'CM MAIN'!E111","v":"mct_s_input65"},{"$f":"OFFSET(INDIRECT(H92),0,MATCH($I$9,'CM MAIN'!$H$28:$J$28,0)+1)","v":1},"mct_b_input65","","mct_p_input65",""]
[null,{"$f":"'Review Inputs'!C93","v":"input66"},"Average Miles Travelled per Truck Roll",{"$f":"'Output Escalated'!C236","v":"eb_input66"},{"$f":"OFFSET(INDIRECT(D93),0,MATCH(MCTinput!$E$9,'Output Escalated'!$G$2:$AK$2,0)+2)","v":{"$error":"#N/A"}},{"$f":"'Output Escalated'!C87","v":"e_input66"},{"$f":"OFFSET(INDIRECT(F93),0,MATCH(MCTinput!$G$9,'Output Escalated'!$G$2:$AK$2,0)+2)","v":{"$error":"#N/A"}},{"$f":"'CM MAIN'!E112","v":"mct_s_input66"},{"$f":"OFFSET(INDIRECT(H93),0,MATCH($I$9,'CM MAIN'!$H$28:$J$28,0)+1)","v":1},"mct_b_input66","","mct_p_input66",""]
[null,{"$f":"'Review Inputs'!C94","v":"input67"},"Average Fuel Efficiency for Truck Roll Vehicle",{"$f":"'Output Escalated'!C237","v":"eb_input67"},{"$f":"OFFSET(INDIRECT(D94),0,MATCH(MCTinput!$E$9,'Output Escalated'!$G$2:$AK$2,0)+2)","v":{"$error":"#N/A"}},{"$f":"'Output Escalated'!C88","v":"e_input67"},{"$f":"OFFSET(INDIRECT(F94),0,MATCH(MCTinput!$G$9,'Output Escalated'!$G$2:$AK$2,0)+2)","v":{"$error":"#N/A"}},{"$f":"'CM MAIN'!E113","v":"mct_s_input67"},{"$f":"OFFSET(INDIRECT(H94),0,MATCH($I$9,'CM MAIN'!$H$28:$J$28,0)+1)","v":1},"mct_b_input67","","mct_p_input67",""]
[null,{"$f":"'Review Inputs'!C95","v":"input84"},"Number of Feeder Switching or Maintenance Operations Completed",{"$f":"'Output Escalated'!C238","v":"eb_input84"},{"$f":"OFFSET(INDIRECT(D95),0,MATCH(MCTinput!$E$9,'Output Escalated'!$G$2:$AK$2,0)+2)","v":{"$error":"#N/A"}},{"$f":"'Output Escalated'!C89","v":"e_input84"},{"$f":"OFFSET(INDIRECT(F95),0,MATCH(MCTinput!$G$9,'Output Escalated'!$G$2:$AK$2,0)+2)","v":{"$error":"#N/A"}},{"$f":"'CM MAIN'!E114","v":"mct_s_input84"},{"$f":"OFFSET(INDIRECT(H95),0,MATCH($I$9,'CM MAIN'!$H$28:$J$28,0)+1)","v":1},"mct_b_input84","","mct_p_input84",""]
[null,{"$f":"'Review Inputs'!C96","v":"input85"},"Average Miles Traveled per Switching or Maintenance Operation",{"$f":"'Output Escalated'!C239","v":"eb_input85"},{"$f":"OFFSET(INDIRECT(D96),0,MATCH(MCTinput!$E$9,'Output Escalated'!$G$2:$AK$2,0)+2)","v":{"$error":"#N/A"}},{"$f":"'Output Escalated'!C90","v":"e_input85"},{"$f":"OFFSET(INDIRECT(F96),0,MATCH(MCTinput!$G$9,'Output Escalated'!$G$2:$AK$2,0)+2)","v":{"$error":"#N/A"}},{"$f":"'CM MAIN'!E115","v":"mct_s_input85"},{"$f":"OFFSET(INDIRECT(H96),0,MATCH($I$9,'CM MAIN'!$H$28:$J$28,0)+1)","v":1},"mct_b_input85","","mct_p_input85",""]
[null,{"$f":"'Review Inputs'!C97","v":"input86"},"Average Fuel Efficiency for Feeder Service Vehicle",{"$f":"'Output Escalated'!C240","v":"eb_input86"},{"$f":"OFFSET(INDIRECT(D97),0,MATCH(MCTinput!$E$9,'Output Escalated'!$G$2:$AK$2,0)+2)","v":{"$error":"#N/A"}},{"$f":"'Output Escalated'!C91","v":"e_input86"},{"$f":"OFFSET(INDIRECT(F97),0,MATCH(MCTinput!$G$9,'Output Escalated'!$G$2:$AK$2,0)+2)","v":{"$error":"#N/A"}},{"$f":"'CM MAIN'!E116","v":"mct_s_input86"},{"$f":"OFFSET(INDIRECT(H97),0,MATCH($I$9,'CM MAIN'!$H$28:$J$28,0)+1)","v":1},"mct_b_input86","","mct_p_input86",""]
[null,{"$f":"'Review Inputs'!C98","v":"input87"},"Number of Diagnosis /Notification Operations Completed",{"$f":"'Output Escalated'!C241","v":"eb_input87"},{"$f":"OFFSET(INDIRECT(D98),0,MATCH(MCTinput!$E$9,'Output Escalated'!$G$2:$AK$2,0)+2)","v":{"$error":"#N/A"}},{"$f":"'Output Escalated'!C92","v":"e_input87"},{"$f":"OFFSET(INDIRECT(F98),0,MATCH(MCTinput!$G$9,'Output Escalated'!$G$2:$AK$2,0)+2)","v":{"$error":"#N/A"}},{"$f":"'CM MAIN'!E117","v":"mct_s_input87"},{"$f":"OFFSET(INDIRECT(H98),0,MATCH($I$9,'CM MAIN'!$H$28:$J$28,0)+1)","v":1},"mct_b_input87","","mct_p_input87",""]
[null,{"$f":"'Review Inputs'!C99","v":"input88"},"Average Miles Traveled per Diagnosis /Notification Operation",{"$f":"'Output Escalated'!C242","v":"eb_input88"},{"$f":"OFFSET(INDIRECT(D99),0,MATCH(MCTinput!$E$9,'Output Escalated'!$G$2:$AK$2,0)+2)","v":{"$error":"#N/A"}},{"$f":"'Output Escalated'!C93","v":"e_input88"},{"$f":"OFFSET(INDIRECT(F99),0,MATCH(MCTinput!$G$9,'Output Escalated'!$G$2:$AK$2,0)+2)","v":{"$error":"#N/A"}},{"$f":"'CM MAIN'!E118","v":"mct_s_input88"},{"$f":"OFFSET(INDIRECT(H99),0,MATCH($I$9,'CM MAIN'!$H$28:$J$28,0)+1)","v":1},"mct_b_input88","","mct_p_input88",""]
[null,{"$f":"'Review Inputs'!C100","v":"input89"},"Average Fuel Efficiency for Diagnosis /Notification Service Vehicle",{"$f":"'Output Escalated'!C243","v":"eb_input89"},{"$f":"OFFSET(INDIRECT(D100),0,MATCH(MCTinput!$E$9,'Output Escalated'!$G$2:$AK$2,0)+2)","v":{"$error":"#N/A"}},{"$f":"'Output Escalated'!C94","v":"e_input89"},{"$f":"OFFSET(INDIRECT(F100),0,MATCH(MCTinput!$G$9,'Output Escalated'!$G$2:$AK$2,0)+2)","v":{"$error":"#N/A"}},{"$f":"'CM MAIN'!E119","v":"mct_s_input89"},{"$f":"OFFSET(INDIRECT(H100),0,MATCH($I$9,'CM MAIN'!$H$28:$J$28,0)+1)","v":1},"mct_b_input89","","mct_p_input89",""]
[null,{"$f":"'Review Inputs'!C101","v":"input90"},"Number of Meter Reading Operations",{"$f":"'Output Escalated'!C244","v":"eb_input90"},{"$f":"OFFSET(INDIRECT(D101),0,MATCH(MCTinput!$E$9,'Output Escalated'!$G$2:$AK$2,0)+2)","v":{"$error":"#N/A"}},{"$f":"'Output Escalated'!C95","v":"e_input90"},{"$f":"OFFSET(INDIRECT(F101),0,MATCH(MCTinput!$G$9,'Output Escalated'!$G$2:$AK$2,0)+2)","v":{"$error":"#N/A"}},{"$f":"'CM MAIN'!E120","v":"mct_s_input90"},{"$f":"OFFSET(INDIRECT(H101),0,MATCH($I$9,'CM MAIN'!$H$28:$J$28,0)+1)","v":1},"mct_b_input90","","mct_p_input90",""]
[null,{"$f":"'Review Inputs'!C102","v":"input91"},"Average Miles Traveled per meter read",{"$f":"'Output Escalated'!C245","v":"eb_input91"},{"$f":"OFFSET(INDIRECT(D102),0,MATCH(MCTinput!$E$9,'Output Escalated'!$G$2:$AK$2,0)+2)","v":{"$error":"#N/A"}},{"$f":"'Output Escalated'!C96","v":"e_input91"},{"$f":"OFFSET(INDIRECT(F102),0,MATCH(MCTinput!$G$9,'Output Escalated'!$G$2:$AK$2,0)+2)","v":{"$error":"#N/A"}},{"$f":"'CM MAIN'!E121","v":"mct_s_input91"},{"$f":"OFFSET(INDIRECT(H102),0,MATCH($I$9,'CM MAIN'!$H$28:$J$28,0)+1)","v":1},"mct_b_input91","","mct_p_input91",""]
[null,{"$f":"'Review Inputs'!C103","v":"input92"},"Average Fuel Efficiency for Real-Time Load Measurement/Management Service Vehicle",{"$f":"'Output Escalated'!C246","v":"eb_input92"},{"$f":"OFFSET(INDIRECT(D103),0,MATCH(MCTinput!$E$9,'Output Escalated'!$G$2:$AK$2,0)+2)","v":{"$error":"#N/A"}},{"$f":"'Output Escalated'!C97","v":"e_input92"},{"$f":"OFFSET(INDIRECT(F103),0,MATCH(MCTinput!$G$9,'Output Escalated'!$G$2:$AK$2,0)+2)","v":{"$error":"#N/A"}},{"$f":"'CM MAIN'!E122","v":"mct_s_input92"},{"$f":"OFFSET(INDIRECT(H103),0,MATCH($I$9,'CM MAIN'!$H$28:$J$28,0)+1)","v":1},"mct_b_input92","","mct_p_input92",""]
[null,{"$f":"'Review Inputs'!C104","v":"input93"},"kWh of Electricity Consumed by PEVs",{"$f":"'Output Escalated'!C247","v":"eb_input93"},{"$f":"OFFSET(INDIRECT(D104),0,MATCH(MCTinput!$E$9,'Output Escalated'!$G$2:$AK$2,0)+2)","v":{"$error":"#N/A"}},{"$f":"'Output Escalated'!C98","v":"e_input93"},{"$f":"OFFSET(INDIRECT(F104),0,MATCH(MCTinput!$G$9,'Output Escalated'!$G$2:$AK$2,0)+2)","v":{"$error":"#N/A"}},{"$f":"'CM MAIN'!E123","v":"mct_s_input93"},{"$f":"OFFSET(INDIRECT(H104),0,MATCH($I$9,'CM MAIN'!$H$28:$J$28,0)+1)","v":1},"mct_b_input93","","mct_p_input93",""]
[null,{"$f":"'Review Inputs'!C105","v":"input94"},"Electricity to Fuel Conversion Factor",{"$f":"'Output Escalated'!C248","v":"eb_input94"},{"$f":"OFFSET(INDIRECT(D105),0,MATCH(MCTinput!$E$9,'Output Escalated'!$G$2:$AK$2,0)+2)","v":{"$error":"#N/A"}},{"$f":"'Output Escalated'!C99","v":"e_input94"},{"$f":"OFFSET(INDIRECT(F105),0,MATCH(MCTinput!$G$9,'Output Escalated'!$G$2:$AK$2,0)+2)","v":{"$error":"#N/A"}},{"$f":"'CM MAIN'!E124","v":"mct_s_input94"},{"$f":"OFFSET(INDIRECT(H105),0,MATCH($I$9,'CM MAIN'!$H$28:$J$28,0)+1)","v":1},"mct_b_input94","","mct_p_input94",""]
[null,{"$f":"'Review Inputs'!C106","v":"input68"},"CO2 Emissions per Gallon of Fuel",{"$f":"'Output Escalated'!C249","v":"eb_input68"},{"$f":"OFFSET(INDIRECT(D106),0,MATCH(MCTinput!$E$9,'Output Escalated'!$G$2:$AK$2,0)+2)","v":{"$error":"#N/A"}},{"$f":"'Output Escalated'!C100","v":"e_input68"},{"$f":"OFFSET(INDIRECT(F106),0,MATCH(MCTinput!$G$9,'Output Escalated'!$G$2:$AK$2,0)+2)","v":{"$error":"#N/A"}},{"$f":"'CM MAIN'!E125","v":"mct_s_input68"},{"$f":"OFFSET(INDIRECT(H106),0,MATCH($I$9,'CM MAIN'!$H$28:$J$28,0)+1)","v":1},"mct_b_input68","","mct_p_input68",""]
[null,{"$f":"'Review Inputs'!C107","v":"input70"},"CO2 Emissions  ",{"$f":"'Output Escalated'!C250","v":"eb_input70"},{"$f":"OFFSET(INDIRECT(D107),0,MATCH(MCTinput!$E$9,'Output Escalated'!$G$2:$AK$2,0)+2)","v":{"$error":"#N/A"}},{"$f":"'Output Escalated'!C101","v":"e_input70"},{"$f":"OFFSET(INDIRECT(F107),0,MATCH(MCTinput!$G$9,'Output Escalated'!$G$2:$AK$2,0)+2)","v":{"$error":"#N/A"}},{"$f":"'CM MAIN'!E126","v":"mct_s_input70"},{"$f":"OFFSET(INDIRECT(H107),0,MATCH($I$9,'CM MAIN'!$H$28:$J$28,0)+1)","v":1},"mct_b_input70","","mct_p_input70",""]
[null,{"$f":"'Review Inputs'!C108","v":"input71"},"Value of CO2",{"$f":"'Output Escalated'!C251","v":"eb_input71"},{"$f":"OFFSET(INDIRECT(D108),0,MATCH(MCTinput!$E$9,'Output Escalated'!$G$2:$AK$2,0)+2)","v":{"$error":"#N/A"}},{"$f":"'Output Escalated'!C102","v":"e_input71"},{"$f":"OFFSET(INDIRECT(F108),0,MATCH(MCTinput!$G$9,'Output Escalated'!$G$2:$AK$2,0)+2)","v":{"$error":"#N/A"}},{"$f":"'CM MAIN'!E127","v":"mct_s_input71"},{"$f":"OFFSET(INDIRECT(H108),0,MATCH($I$9,'CM MAIN'!$H$28:$J$28,0)+1)","v":1},"mct_b_input71","","mct_p_input71",""]
[null,{"$f":"'Review Inputs'!C109","v":"input72"},"Sox Emissions per Gallon of Gas",{"$f":"'Output Escalated'!C252","v":"eb_input72"},{"$f":"OFFSET(INDIRECT(D109),0,MATCH(MCTinput!$E$9,'Output Escalated'!$G$2:$AK$2,0)+2)","v":{"$error":"#N/A"}},{"$f":"'Output Escalated'!C103","v":"e_input72"},{"$f":"OFFSET(INDIRECT(F109),0,MATCH(MCTinput!$G$9,'Output Escalated'!$G$2:$AK$2,0)+2)","v":{"$error":"#N/A"}},{"$f":"'CM MAIN'!E128","v":"mct_s_input72"},{"$f":"OFFSET(INDIRECT(H109),0,MATCH($I$9,'CM MAIN'!$H$28:$J$28,0)+1)","v":1},"mct_b_input72","","mct_p_input72",""]
[null,{"$f":"'Review Inputs'!C110","v":"input73"},"NOx Emissions per Gallon of Gas",{"$f":"'Output Escalated'!C253","v":"eb_input73"},{"$f":"OFFSET(INDIRECT(D110),0,MATCH(MCTinput!$E$9,'Output Escalated'!$G$2:$AK$2,0)+2)","v":{"$error":"#N/A"}},{"$f":"'Output Escalated'!C104","v":"e_input73"},{"$f":"OFFSET(INDIRECT(F110),0,MATCH(MCTinput!$G$9,'Output Escalated'!$G$2:$AK$2,0)+2)","v":{"$error":"#N/A"}},{"$f":"'CM MAIN'!E129","v":"mct_s_input73"},{"$f":"OFFSET(INDIRECT(H110),0,MATCH($I$9,'CM MAIN'!$H$28:$J$28,0)+1)","v":1},"mct_b_input73","","mct_p_input73",""]
[null,{"$f":"'Review Inputs'!C111","v":"input74"},"PM-2.5 per Gallon of Gas",{"$f":"'Output Escalated'!C254","v":"eb_input74"},{"$f":"OFFSET(INDIRECT(D111),0,MATCH(MCTinput!$E$9,'Output Escalated'!$G$2:$AK$2,0)+2)","v":{"$error":"#N/A"}},{"$f":"'Output Escalated'!C105","v":"e_input74"},{"$f":"OFFSET(INDIRECT(F111),0,MATCH(MCTinput!$G$9,'Output Escalated'!$G$2:$AK$2,0)+2)","v":{"$error":"#N/A"}},{"$f":"'CM MAIN'!E130","v":"mct_s_input74"},{"$f":"OFFSET(INDIRECT(H111),0,MATCH($I$9,'CM MAIN'!$H$28:$J$28,0)+1)","v":1},"mct_b_input74","","mct_p_input74",""]
[null,{"$f":"'Review Inputs'!C112","v":"input78"},"SOx Emissions",{"$f":"'Output Escalated'!C255","v":"eb_input78"},{"$f":"OFFSET(INDIRECT(D112),0,MATCH(MCTinput!$E$9,'Output Escalated'!$G$2:$AK$2,0)+2)","v":{"$error":"#N/A"}},{"$f":"'Output Escalated'!C106","v":"e_input78"},{"$f":"OFFSET(INDIRECT(F112),0,MATCH(MCTinput!$G$9,'Output Escalated'!$G$2:$AK$2,0)+2)","v":{"$error":"#N/A"}},{"$f":"'CM MAIN'!E131","v":"mct_s_input78"},{"$f":"OFFSET(INDIRECT(H112),0,MATCH($I$9,'CM MAIN'!$H$28:$J$28,0)+1)","v":1},"mct_b_input78","","mct_p_input78",""]
[null,{"$f":"'Review Inputs'!C113","v":"input79"},"NOx Emissions",{"$f":"'Output Escalated'!C256","v":"eb_input79"},{"$f":"OFFSET(INDIRECT(D113),0,MATCH(MCTinput!$E$9,'Output Escalated'!$G$2:$AK$2,0)+2)","v":{"$error":"#N/A"}},{"$f":"'Output Escalated'!C107","v":"e_input79"},{"$f":"OFFSET(INDIRECT(F113),0,MATCH(MCTinput!$G$9,'Output Escalated'!$G$2:$AK$2,0)+2)","v":{"$error":"#N/A"}},{"$f":"'CM MAIN'!E132","v":"mct_s_input79"},{"$f":"OFFSET(INDIRECT(H113),0,MATCH($I$9,'CM MAIN'!$H$28:$J$28,0)+1)","v":1},"mct_b_input79","","mct_p_input79",""]
[null,{"$f":"'Review Inputs'!C114","v":"input80"},"PM-2.5 Emissions",{"$f":"'Output Escalated'!C257","v":"eb_input80"},{"$f":"OFFSET(INDIRECT(D114),0,MATCH(MCTinput!$E$9,'Output Escalated'!$G$2:$AK$2,0)+2)","v":{"$error":"#N/A"}},{"$f":"'Output Escalated'!C108","v":"e_input80"},{"$f":"OFFSET(INDIRECT(F114),0,MATCH(MCTinput!$G$9,'Output Escalated'!$G$2:$AK$2,0)+2)","v":{"$error":"#N/A"}},{"$f":"'CM MAIN'!E133","v":"mct_s_input80"},{"$f":"OFFSET(INDIRECT(H114),0,MATCH($I$9,'CM MAIN'!$H$28:$J$28,0)+1)","v":1},"mct_b_input80","","mct_p_input80",""]
[null,{"$f":"'Review Inputs'!C115","v":"input81"},"Value of SOx",{"$f":"'Output Escalated'!C258","v":"eb_input81"},{"$f":"OFFSET(INDIRECT(D115),0,MATCH(MCTinput!$E$9,'Output Escalated'!$G$2:$AK$2,0)+2)","v":{"$error":"#N/A"}},{"$f":"'Output Escalated'!C109","v":"e_input81"},{"$f":"OFFSET(INDIRECT(F115),0,MATCH(MCTinput!$G$9,'Output Escalated'!$G$2:$AK$2,0)+2)","v":{"$error":"#N/A"}},{"$f":"'CM MAIN'!E134","v":"mct_s_input81"},{"$f":"OFFSET(INDIRECT(H115),0,MATCH($I$9,'CM MAIN'!$H$28:$J$28,0)+1)","v":1},"mct_b_input81","","mct_p_input81",""]
[null,{"$f":"'Review Inputs'!C116","v":"input82"},"Value of NOx",{"$f":"'Output Escalated'!C259","v":"eb_input82"},{"$f":"OFFSET(INDIRECT(D116),0,MATCH(MCTinput!$E$9,'Output Escalated'!$G$2:$AK$2,0)+2)","v":{"$error":"#N/A"}},{"$f":"'Output Escalated'!C110","v":"e_input82"},{"$f":"OFFSET(INDIRECT(F116),0,MATCH(MCTinput!$G$9,'Output Escalated'!$G$2:$AK$2,0)+2)","v":{"$error":"#N/A"}},{"$f":"'CM MAIN'!E135","v":"mct_s_input82"},{"$f":"OFFSET(INDIRECT(H116),0,MATCH($I$9,'CM MAIN'!$H$28:$J$28,0)+1)","v":1},"mct_b_input82","","mct_p_input82",""]
[null,{"$f":"'Review Inputs'!C117","v":"input83"},"Value of PM-2.5",{"$f":"'Output Escalated'!C260","v":"eb_input83"},{"$f":"OFFSET(INDIRECT(D117),0,MATCH(MCTinput!$E$9,'Output Escalated'!$G$2:$AK$2,0)+2)","v":{"$error":"#N/A"}},{"$f":"'Output Escalated'!C111","v":"e_input83"},{"$f":"OFFSET(INDIRECT(F117),0,MATCH(MCTinput!$G$9,'Output Escalated'!$G$2:$AK$2,0)+2)","v":{"$error":"#N/A"}},{"$f":"'CM MAIN'!E136","v":"mct_s_input83"},{"$f":"OFFSET(INDIRECT(H117),0,MATCH($I$9,'CM MAIN'!$H$28:$J$28,0)+1)","v":1},"mct_b_input83","","mct_p_input83",""]
[null,{"$f":"'Review Inputs'!C118","v":"input95"},"Number of Wide-scale Blackouts",{"$f":"'Output Escalated'!C261","v":"eb_input95"},{"$f":"OFFSET(INDIRECT(D118),0,MATCH(MCTinput!$E$9,'Output Escalated'!$G$2:$AK$2,0)+2)","v":{"$error":"#N/A"}},{"$f":"'Output Escalated'!C112","v":"e_input95"},{"$f":"OFFSET(INDIRECT(F118),0,MATCH(MCTinput!$G$9,'Output Escalated'!$G$2:$AK$2,0)+2)","v":{"$error":"#N/A"}},{"$f":"'CM MAIN'!E137","v":"mct_s_input95"},{"$f":"OFFSET(INDIRECT(H118),0,MATCH($I$9,'CM MAIN'!$H$28:$J$28,0)+1)","v":1},"mct_b_input95","","mct_p_input95",""]
[null,{"$f":"'Review Inputs'!C119","v":"input96"},"Estimated Cost of each Wide-scale Blackout",{"$f":"'Output Escalated'!C262","v":"eb_input96"},{"$f":"OFFSET(INDIRECT(D119),0,MATCH(MCTinput!$E$9,'Output Escalated'!$G$2:$AK$2,0)+2)","v":{"$error":"#N/A"}},{"$f":"'Output Escalated'!C113","v":"e_input96"},{"$f":"OFFSET(INDIRECT(F119),0,MATCH(MCTinput!$G$9,'Output Escalated'!$G$2:$AK$2,0)+2)","v":{"$error":"#N/A"}},{"$f":"'CM MAIN'!E138","v":"mct_s_input96"},{"$f":"OFFSET(INDIRECT(H119),0,MATCH($I$9,'CM MAIN'!$H$28:$J$28,0)+1)","v":1},"mct_b_input96","","mct_p_input96",""]
[null,{"$f":"'Calculated Outputs'!A4","v":"c_input1"},"Number of Customers Residential Rate Sub-Class 1",{"$f":"'Output Escalated'!C263","v":"ecb_input1"},{"$f":"OFFSET(INDIRECT(D120),0,MATCH(MCTinput!$E$9,'Output Escalated'!$G$2:$AK$2,0)+2)","v":{"$error":"#N/A"}},{"$f":"'Output Escalated'!C114","v":"ec_input1"},{"$f":"OFFSET(INDIRECT(F120),0,MATCH(MCTinput!$G$9,'Output Escalated'!$G$2:$AK$2,0)+2)","v":{"$error":"#N/A"}},{"$f":"'CM MAIN'!E139","v":"mct_sc_input1"},{"$f":"OFFSET(INDIRECT(H120),0,MATCH($I$9,'CM MAIN'!$H$28:$J$28,0)+1)","v":1},"mct_cb_input1","","mct_pc_input1",""]
[null,{"$f":"'Calculated Outputs'!A5","v":"c_input2"},{"$f":"'Calculated Outputs'!B5","v":"Number of Customers Residential Rate Sub-Class 2"},{"$f":"'Output Escalated'!C264","v":"ecb_input2"},{"$f":"OFFSET(INDIRECT(D121),0,MATCH(MCTinput!$E$9,'Output Escalated'!$G$2:$AK$2,0)+2)","v":{"$error":"#N/A"}},{"$f":"'Output Escalated'!C115","v":"ec_input2"},{"$f":"OFFSET(INDIRECT(F121),0,MATCH(MCTinput!$G$9,'Output Escalated'!$G$2:$AK$2,0)+2)","v":{"$error":"#N/A"}},{"$f":"'CM MAIN'!E140","v":"mct_sc_input2"},{"$f":"OFFSET(INDIRECT(H121),0,MATCH($I$9,'CM MAIN'!$H$28:$J$28,0)+1)","v":1},"mct_cb_input2","","mct_pc_input2",""]
[null,{"$f":"'Calculated Outputs'!A6","v":"c_input3"},{"$f":"'Calculated Outputs'!B6","v":"Number of Customers Residential Rate Sub-Class 3"},{"$f":"'Output Escalated'!C265","v":"ecb_input3"},{"$f":"OFFSET(INDIRECT(D122),0,MATCH(MCTinput!$E$9,'Output Escalated'!$G$2:$AK$2,0)+2)","v":{"$error":"#N/A"}},{"$f":"'Output Escalated'!C116","v":"ec_input3"},{"$f":"OFFSET(INDIRECT(F122),0,MATCH(MCTinput!$G$9,'Output Escalated'!$G$2:$AK$2,0)+2)","v":{"$error":"#N/A"}},{"$f":"'CM MAIN'!E141","v":"mct_sc_input3"},{"$f":"OFFSET(INDIRECT(H122),0,MATCH($I$9,'CM MAIN'!$H$28:$J$28,0)+1)","v":1},"mct_cb_input3","","mct_pc_input3",""]
[null,{"$f":"'Calculated Outputs'!A7","v":"c_input4"},{"$f":"'Calculated Outputs'!B7","v":"Number of Customers Residential Rate Sub-Class 4"},{"$f":"'Output Escalated'!C266","v":"ecb_input4"},{"$f":"OFFSET(INDIRECT(D123),0,MATCH(MCTinput!$E$9,'Output Escalated'!$G$2:$AK$2,0)+2)","v":{"$error":"#N/A"}},{"$f":"'Output Escalated'!C117","v":"ec_input4"},{"$f":"OFFSET(INDIRECT(F123),0,MATCH(MCTinput!$G$9,'Output Escalated'!$G$2:$AK$2,0)+2)","v":{"$error":"#N/A"}},{"$f":"'CM MAIN'!E142","v":"mct_sc_input4"},{"$f":"OFFSET(INDIRECT(H123),0,MATCH($I$9,'CM MAIN'!$H$28:$J$28,0)+1)","v":1},"mct_cb_input4","","mct_pc_input4",""]
[null,{"$f":"'Calculated Outputs'!A8","v":"c_input5"},{"$f":"'Calculated Outputs'!B8","v":"Number of Customers Residential Rate Sub-Class 5"},{"$f":"'Output Escalated'!C267","v":"ecb_input5"},{"$f":"OFFSET(INDIRECT(D124),0,MATCH(MCTinput!$E$9,'Output Escalated'!$G$2:$AK$2,0)+2)","v":{"$error":"#N/A"}},{"$f":"'Output Escalated'!C118","v":"ec_input5"},{"$f":"OFFSET(INDIRECT(F124),0,MATCH(MCTinput!$G$9,'Output Escalated'!$G$2:$AK$2,0)+2)","v":{"$error":"#N/A"}},{"$f":"'CM MAIN'!E143","v":"mct_sc_input5"},{"$f":"OFFSET(INDIRECT(H124),0,MATCH($I$9,'CM MAIN'!$H$28:$J$28,0)+1)","v":1},"mct_cb_input5","","mct_pc_input5",""]
[null,{"$f":"'Calculated Outputs'!A9","v":"c_input6"},{"$f":"'Calculated Outputs'!B9","v":"Number of Customers All Residential Classes"},{"$f":"'Output Escalated'!C268","v":"ecb_input6"},{"$f":"OFFSET(INDIRECT(D125),0,MATCH(MCTinput!$E$9,'Output Escalated'!$G$2:$AK$2,0)+2)","v":{"$error":"#N/A"}},{"$f":"'Output Escalated'!C119","v":"ec_input6"},{"$f":"OFFSET(INDIRECT(F125),0,MATCH(MCTinput!$G$9,'Output Escalated'!$G$2:$AK$2,0)+2)","v":{"$error":"#N/A"}},{"$f":"'CM MAIN'!E144","v":"mct_sc_input6"},{"$f":"OFFSET(INDIRECT(H125),0,MATCH($I$9,'CM MAIN'!$H$28:$J$28,0)+1)","v":1},"mct_cb_input6","","mct_pc_input6",""]
[null,{"$f":"'Calculated Outputs'!A10","v":"c_input7"},{"$f":"'Calculated Outputs'!B10","v":"Number of Customers Commercial Rate Sub-Class 1"},{"$f":"'Output Escalated'!C269","v":"ecb_input7"},{"$f":"OFFSET(INDIRECT(D126),0,MATCH(MCTinput!$E$9,'Output Escalated'!$G$2:$AK$2,0)+2)","v":{"$error":"#N/A"}},{"$f":"'Output Escalated'!C120","v":"ec_input7"},{"$f":"OFFSET(INDIRECT(F126),0,MATCH(MCTinput!$G$9,'Output Escalated'!$G$2:$AK$2,0)+2)","v":{"$error":"#N/A"}},{"$f":"'CM MAIN'!E145","v":"mct_sc_input7"},{"$f":"OFFSET(INDIRECT(H126),0,MATCH($I$9,'CM MAIN'!$H$28:$J$28,0)+1)","v":1},"mct_cb_input7","","mct_pc_input7",""]
[null,{"$f":"'Calculated Outputs'!A11","v":"c_input8"},{"$f":"'Calculated Outputs'!B11","v":"Number of Customers Commercial Rate Sub-Class 2"},{"$f":"'Output Escalated'!C270","v":"ecb_input8"},{"$f":"OFFSET(INDIRECT(D127),0,MATCH(MCTinput!$E$9,'Output Escalated'!$G$2:$AK$2,0)+2)","v":{"$error":"#N/A"}},{"$f":"'Output Escalated'!C121","v":"ec_input8"},{"$f":"OFFSET(INDIRECT(F127),0,MATCH(MCTinput!$G$9,'Output Escalated'!$G$2:$AK$2,0)+2)","v":{"$error":"#N/A"}},{"$f":"'CM MAIN'!E146","v":"mct_sc_input8"},{"$f":"OFFSET(INDIRECT(H127),0,MATCH($I$9,'CM MAIN'!$H$28:$J$28,0)+1)","v":1},"mct_cb_input8","","mct_pc_input8",""]
[null,{"$f":"'Calculated Outputs'!A12","v":"c_input9"},{"$f":"'Calculated Outputs'!B12","v":"Number of Customers Commercial Rate Sub-Class 3"},{"$f":"'Output Escalated'!C271","v":"ecb_input9"},{"$f":"OFFSET(INDIRECT(D128),0,MATCH(MCTinput!$E$9,'Output Escalated'!$G$2:$AK$2,0)+2)","v":{"$error":"#N/A"}},{"$f":"'Output Escalated'!C122","v":"ec_input9"},{"$f":"OFFSET(INDIRECT(F128),0,MATCH(MCTinput!$G$9,'Output Escalated'!$G$2:$AK$2,0)+2)","v":{"$error":"#N/A"}},{"$f":"'CM MAIN'!E147","v":"mct_sc_input9"},{"$f":"OFFSET(INDIRECT(H128),0,MATCH($I$9,'CM MAIN'!$H$28:$J$28,0)+1)","v":1},"mct_cb_input9","","mct_pc_input9",""]
[null,{"$f":"'Calculated Outputs'!A13","v":"c_input10"},{"$f":"'Calculated Outputs'!B13","v":"Number of Customers Commercial Rate Sub-Class 4"},{"$f":"'Output Escalated'!C272","v":"ecb_input10"},{"$f":"OFFSET(INDIRECT(D129),0,MATCH(MCTinput!$E$9,'Output Escalated'!$G$2:$AK$2,0)+2)","v":{"$error":"#N/A"}},{"$f":"'Output Escalated'!C123","v":"ec_input10"},{"$f":"OFFSET(INDIRECT(F129),0,MATCH(MCTinput!$G$9,'Output Escalated'!$G$2:$AK$2,0)+2)","v":{"$error":"#N/A"}},{"$f":"'CM MAIN'!E148","v":"mct_sc_input10"},{"$f":"OFFSET(INDIRECT(H129),0,MATCH($I$9,'CM MAIN'!$H$28:$J$28,0)+1)","v":1},"mct_cb_input10","","mct_pc_input10",""]
[null,{"$f":"'Calculated Outputs'!A14","v":"c_input11"},{"$f":"'Calculated Outputs'!B14","v":"Number of Customers Commercial Rate Sub-Class 5"},{"$f":"'Output Escalated'!C273","v":"ecb_input11"},{"$f":"OFFSET(INDIRECT(D130),0,MATCH(MCTinput!$E$9,'Output Escalated'!$G$2:$AK$2,0)+2)","v":{"$error":"#N/A"}},{"$f":"'Output Escalated'!C124","v":"ec_input11"},{"$f":"OFFSET(INDIRECT(F130),0,MATCH(MCTinput!$G$9,'Output Escalated'!$G$2:$AK$2,0)+2)","v":{"$error":"#N/A"}},{"$f":"'CM MAIN'!E149","v":"mct_sc_input11"},{"$f":"OFFSET(INDIRECT(H130),0,MATCH($I$9,'CM MAIN'!$H$28:$J$28,0)+1)","v":1},"mct_cb_input11","","mct_pc_input11",""]
[null,{"$f":"'Calculated Outputs'!A15","v":"c_input12"},{"$f":"'Calculated Outputs'!B15","v":"Number of Customers All Commercial Classes"},{"$f":"'Output Escalated'!C274","v":"ecb_input12"},{"$f":"OFFSET(INDIRECT(D131),0,MATCH(MCTinput!$E$9,'Output Escalated'!$G$2:$AK$2,0)+2)","v":{"$error":"#N/A"}},{"$f":"'Output Escalated'!C125","v":"ec_input12"},{"$f":"OFFSET(INDIRECT(F131),0,MATCH(MCTinput!$G$9,'Output Escalated'!$G$2:$AK$2,0)+2)","v":{"$error":"#N/A"}},{"$f":"'CM MAIN'!E150","v":"mct_sc_input12"},{"$f":"OFFSET(INDIRECT(H131),0,MATCH($I$9,'CM MAIN'!$H$28:$J$28,0)+1)","v":1},"mct_cb_input12","","mct_pc_input12",""]
[null,{"$f":"'Calculated Outputs'!A16","v":"c_input13"},{"$f":"'Calculated Outputs'!B16","v":"Number of Customers Industrial Sub-Class 1"},{"$f":"'Output Escalated'!C275","v":"ecb_input13"},{"$f":"OFFSET(INDIRECT(D132),0,MATCH(MCTinput!$E$9,'Output Escalated'!$G$2:$AK$2,0)+2)","v":{"$error":"#N/A"}},{"$f":"'Output Escalated'!C126","v":"ec_input13"},{"$f":"OFFSET(INDIRECT(F132),0,MATCH(MCTinput!$G$9,'Output Escalated'!$G$2:$AK$2,0)+2)","v":{"$error":"#N/A"}},{"$f":"'CM MAIN'!E151","v":"mct_sc_input13"},{"$f":"OFFSET(INDIRECT(H132),0,MATCH($I$9,'CM MAIN'!$H$28:$J$28,0)+1)","v":1},"mct_cb_input13","","mct_pc_input13",""]
[null,{"$f":"'Calculated Outputs'!A17","v":"c_input14"},{"$f":"'Calculated Outputs'!B17","v":"Number of Customers Industrial Sub-Class 2"},{"$f":"'Output Escalated'!C276","v":"ecb_input14"},{"$f":"OFFSET(INDIRECT(D133),0,MATCH(MCTinput!$E$9,'Output Escalated'!$G$2:$AK$2,0)+2)","v":{"$error":"#N/A"}},{"$f":"'Output Escalated'!C127","v":"ec_input14"},{"$f":"OFFSET(INDIRECT(F133),0,MATCH(MCTinput!$G$9,'Output Escalated'!$G$2:$AK$2,0)+2)","v":{"$error":"#N/A"}},{"$f":"'CM MAIN'!E152","v":"mct_sc_input14"},{"$f":"OFFSET(INDIRECT(H133),0,MATCH($I$9,'CM MAIN'!$H$28:$J$28,0)+1)","v":1},"mct_cb_input14","","mct_pc_input14",""]
[null,{"$f":"'Calculated Outputs'!A18","v":"c_input15"},{"$f":"'Calculated Outputs'!B18","v":"Number of Customers Industrial Sub-Class 3"},{"$f":"'Output Escalated'!C277","v":"ecb_input15"},{"$f":"OFFSET(INDIRECT(D134),0,MATCH(MCTinput!$E$9,'Output Escalated'!$G$2:$AK$2,0)+2)","v":{"$error":"#N/A"}},{"$f":"'Output Escalated'!C128","v":"ec_input15"},{"$f":"OFFSET(INDIRECT(F134),0,MATCH(MCTinput!$G$9,'Output Escalated'!$G$2:$AK$2,0)+2)","v":{"$error":"#N/A"}},{"$f":"'CM MAIN'!E153","v":"mct_sc_input15"},{"$f":"OFFSET(INDIRECT(H134),0,MATCH($I$9,'CM MAIN'!$H$28:$J$28,0)+1)","v":1},"mct_cb_input15","","mct_pc_input15",""]
[null,{"$f":"'Calculated Outputs'!A19","v":"c_input16"},{"$f":"'Calculated Outputs'!B19","v":"Number of Customers Industrial Sub-Class 4"},{"$f":"'Output Escalated'!C278","v":"ecb_input16"},{"$f":"OFFSET(INDIRECT(D135),0,MATCH(MCTinput!$E$9,'Output Escalated'!$G$2:$AK$2,0)+2)","v":{"$error":"#N/A"}},{"$f":"'Output Escalated'!C129","v":"ec_input16"},{"$f":"OFFSET(INDIRECT(F135),0,MATCH(MCTinput!$G$9,'Output Escalated'!$G$2:$AK$2,0)+2)","v":{"$error":"#N/A"}},{"$f":"'CM MAIN'!E154","v":"mct_sc_input16"},{"$f":"OFFSET(INDIRECT(H135),0,MATCH($I$9,'CM MAIN'!$H$28:$J$28,0)+1)","v":1},"mct_cb_input16","","mct_pc_input16",""]
[null,{"$f":"'Calculated Outputs'!A20","v":"c_input17"},{"$f":"'Calculated Outputs'!B20","v":"Number of Customers Industrial Sub-Class 5"},{"$f":"'Output Escalated'!C279","v":"ecb_input17"},{"$f":"OFFSET(INDIRECT(D136),0,MATCH(MCTinput!$E$9,'Output Escalated'!$G$2:$AK$2,0)+2)","v":{"$error":"#N/A"}},{"$f":"'Output Escalated'!C130","v":"ec_input17"},{"$f":"OFFSET(INDIRECT(F136),0,MATCH(MCTinput!$G$9,'Output Escalated'!$G$2:$AK$2,0)+2)","v":{"$error":"#N/A"}},{"$f":"'CM MAIN'!E155","v":"mct_sc_input17"},{"$f":"OFFSET(INDIRECT(H136),0,MATCH($I$9,'CM MAIN'!$H$28:$J$28,0)+1)","v":1},"mct_cb_input17","","mct_pc_input17",""]
[null,{"$f":"'Calculated Outputs'!A21","v":"c_input18"},{"$f":"'Calculated Outputs'!B21","v":"Number of Customers All Industrial Classes"},{"$f":"'Output Escalated'!C280","v":"ecb_input18"},{"$f":"OFFSET(INDIRECT(D137),0,MATCH(MCTinput!$E$9,'Output Escalated'!$G$2:$AK$2,0)+2)","v":{"$error":"#N/A"}},{"$f":"'Output Escalated'!C131","v":"ec_input18"},{"$f":"OFFSET(INDIRECT(F137),0,MATCH(MCTinput!$G$9,'Output Escalated'!$G$2:$AK$2,0)+2)","v":{"$error":"#N/A"}},{"$f":"'CM MAIN'!E156","v":"mct_sc_input18"},{"$f":"OFFSET(INDIRECT(H137),0,MATCH($I$9,'CM MAIN'!$H$28:$J$28,0)+1)","v":1},"mct_cb_input18","","mct_pc_input18",""]
[null,{"$f":"'Calculated Outputs'!A22","v":"c_input19"},{"$f":"'Calculated Outputs'!B22","v":"Average Residential Customer Peak Demand"},{"$f":"'Output Escalated'!C281","v":"ecb_input19"},{"$f":"OFFSET(INDIRECT(D138),0,MATCH(MCTinput!$E$9,'Output Escalated'!$G$2:$AK$2,0)+2)","v":{"$error":"#N/A"}},{"$f":"'Output Escalated'!C132","v":"ec_input19"},{"$f":"OFFSET(INDIRECT(F138),0,MATCH(MCTinput!$G$9,'Output Escalated'!$G$2:$AK$2,0)+2)","v":{"$error":"#N/A"}},{"$f":"'CM MAIN'!E157","v":"mct_sc_input19"},{"$f":"OFFSET(INDIRECT(H138),0,MATCH($I$9,'CM MAIN'!$H$28:$J$28,0)+1)","v":1},"mct_cb_input19","","mct_pc_input19",""]
[null,{"$f":"'Calculated Outputs'!A23","v":"c_input20"},{"$f":"'Calculated Outputs'!B23","v":"Average Commercial Customer Peak Demand"},{"$f":"'Output Escalated'!C282","v":"ecb_input20"},{"$f":"OFFSET(INDIRECT(D139),0,MATCH(MCTinput!$E$9,'Output Escalated'!$G$2:$AK$2,0)+2)","v":{"$error":"#N/A"}},{"$f":"'Output Escalated'!C133","v":"ec_input20"},{"$f":"OFFSET(INDIRECT(F139),0,MATCH(MCTinput!$G$9,'Output Escalated'!$G$2:$AK$2,0)+2)","v":{"$error":"#N/A"}},{"$f":"'CM MAIN'!E158","v":"mct_sc_input20"},{"$f":"OFFSET(INDIRECT(H139),0,MATCH($I$9,'CM MAIN'!$H$28:$J$28,0)+1)","v":1},"mct_cb_input20",{"$f":"IF(ISERROR(E139*I139),\"\",E139*I139)","v":""},"mct_pc_input20",""]
[null,{"$f":"'Calculated Outputs'!A24","v":"c_input21"},{"$f":"'Calculated Outputs'!B24","v":"Average Industrial Customer Peak Demand"},{"$f":"'Output Escalated'!C283","v":"ecb_input21"},{"$f":"OFFSET(INDIRECT(D140),0,MATCH(MCTinput!$E$9,'Output Escalated'!$G$2:$AK$2,0)+2)","v":{"$error":"#N/A"}},{"$f":"'Output Escalated'!C134","v":"ec_input21"},{"$f":"OFFSET(INDIRECT(F140),0,MATCH(MCTinput!$G$9,'Output Escalated'!$G$2:$AK$2,0)+2)","v":{"$error":"#N/A"}},{"$f":"'CM MAIN'!E159","v":"mct_sc_input21"},{"$f":"OFFSET(INDIRECT(H140),0,MATCH($I$9,'CM MAIN'!$H$28:$J$28,0)+1)","v":1},"mct_cb_input21","","mct_pc_input21",""]
[null,{"$f":"'Calculated Outputs'!A25","v":"c_input22"},{"$f":"'Calculated Outputs'!B25","v":"Customer Peak Demand - Residential"},{"$f":"'Output Escalated'!C284","v":"ecb_input22"},{"$f":"OFFSET(INDIRECT(D141),0,MATCH(MCTinput!$E$9,'Output Escalated'!$G$2:$AK$2,0)+2)","v":{"$error":"#N/A"}},{"$f":"'Output Escalated'!C135","v":"ec_input22"},{"$f":"OFFSET(INDIRECT(F141),0,MATCH(MCTinput!$G$9,'Output Escalated'!$G$2:$AK$2,0)+2)","v":{"$error":"#N/A"}},{"$f":"'CM MAIN'!E160","v":"mct_sc_input22"},{"$f":"OFFSET(INDIRECT(H141),0,MATCH($I$9,'CM MAIN'!$H$28:$J$28,0)+1)","v":1},"mct_cb_input22","","mct_pc_input22",""]
[null,{"$f":"'Calculated Outputs'!A26","v":"c_input23"},{"$f":"'Calculated Outputs'!B26","v":"Customer Peak Demand - Commercial"},{"$f":"'Output Escalated'!C285","v":"ecb_input23"},{"$f":"OFFSET(INDIRECT(D142),0,MATCH(MCTinput!$E$9,'Output Escalated'!$G$2:$AK$2,0)+2)","v":{"$error":"#N/A"}},{"$f":"'Output Escalated'!C136","v":"ec_input23"},{"$f":"OFFSET(INDIRECT(F142),0,MATCH(MCTinput!$G$9,'Output Escalated'!$G$2:$AK$2,0)+2)","v":{"$error":"#N/A"}},{"$f":"'CM MAIN'!E161","v":"mct_sc_input23"},{"$f":"OFFSET(INDIRECT(H142),0,MATCH($I$9,'CM MAIN'!$H$28:$J$28,0)+1)","v":1},"mct_cb_input23","","mct_pc_input23",""]
[null,{"$f":"'Calculated Outputs'!A27","v":"c_input24"},{"$f":"'Calculated Outputs'!B27","v":"Customer Peak Demand - Industrial"},{"$f":"'Output Escalated'!C286","v":"ecb_input24"},{"$f":"OFFSET(INDIRECT(D143),0,MATCH(MCTinput!$E$9,'Output Escalated'!$G$2:$AK$2,0)+2)","v":{"$error":"#N/A"}},{"$f":"'Output Escalated'!C137","v":"ec_input24"},{"$f":"OFFSET(INDIRECT(F143),0,MATCH(MCTinput!$G$9,'Output Escalated'!$G$2:$AK$2,0)+2)","v":{"$error":"#N/A"}},{"$f":"'CM MAIN'!E162","v":"mct_sc_input24"},{"$f":"OFFSET(INDIRECT(H143),0,MATCH($I$9,'CM MAIN'!$H$28:$J$28,0)+1)","v":1},"mct_cb_input24","","mct_pc_input24",""]
[null,{"$f":"'Calculated Outputs'!A28","v":"c_input25"},{"$f":"'Calculated Outputs'!B28","v":"Average Energy Use - Residential"},{"$f":"'Output Escalated'!C287","v":"ecb_input25"},{"$f":"OFFSET(INDIRECT(D144),0,MATCH(MCTinput!$E$9,'Output Escalated'!$G$2:$AK$2,0)+2)","v":{"$error":"#N/A"}},{"$f":"'Output Escalated'!C138","v":"ec_input25"},{"$f":"OFFSET(INDIRECT(F144),0,MATCH(MCTinput!$G$9,'Output Escalated'!$G$2:$AK$2,0)+2)","v":{"$error":"#N/A"}},{"$f":"'CM MAIN'!E163","v":"mct_sc_input25"},{"$f":"OFFSET(INDIRECT(H144),0,MATCH($I$9,'CM MAIN'!$H$28:$J$28,0)+1)","v":1},"mct_cb_input25","","mct_pc_input25",""]
[null,{"$f":"'Calculated Outputs'!A29","v":"c_input26"},{"$f":"'Calculated Outputs'!B29","v":"Average Energy Use - Commercial"},{"$f":"'Output Escalated'!C288","v":"ecb_input26"},{"$f":"OFFSET(INDIRECT(D145),0,MATCH(MCTinput!$E$9,'Output Escalated'!$G$2:$AK$2,0)+2)","v":{"$error":"#N/A"}},{"$f":"'Output Escalated'!C139","v":"ec_input26"},{"$f":"OFFSET(INDIRECT(F145),0,MATCH(MCTinput!$G$9,'Output Escalated'!$G$2:$AK$2,0)+2)","v":{"$error":"#N/A"}},{"$f":"'CM MAIN'!E164","v":"mct_sc_input26"},{"$f":"OFFSET(INDIRECT(H145),0,MATCH($I$9,'CM MAIN'!$H$28:$J$28,0)+1)","v":1},"mct_cb_input26","","mct_pc_input26",""]
[null,{"$f":"'Calculated Outputs'!A30","v":"c_input27"},{"$f":"'Calculated Outputs'!B30","v":"Average Energy Use - Industrial"},{"$f":"'Output Escalated'!C289","v":"ecb_input27"},{"$f":"OFFSET(INDIRECT(D146),0,MATCH(MCTinput!$E$9,'Output Escalated'!$G$2:$AK$2,0)+2)","v":{"$error":"#N/A"}},{"$f":"'Output Escalated'!C140","v":"ec_input27"},{"$f":"OFFSET(INDIRECT(F146),0,MATCH(MCTinput!$G$9,'Output Escalated'!$G$2:$AK$2,0)+2)","v":{"$error":"#N/A"}},{"$f":"'CM MAIN'!E165","v":"mct_sc_input27"},{"$f":"OFFSET(INDIRECT(H146),0,MATCH($I$9,'CM MAIN'!$H$28:$J$28,0)+1)","v":1},"mct_cb_input27",{"$f":"IF(ISERROR(E146*I146),\"\",E146*I146)","v":""},"mct_pc_input27",{"$f":"IF(ISERROR(G146*I146),\"\",G146*I146)","v":""}]
[null,{"$f":"'Calculated Outputs'!A31","v":"c_input28"},{"$f":"'Calculated Outputs'!B31","v":"Average Load Not Served per Customer from Sustained Outage - Residential"},{"$f":"'Output Escalated'!C290","v":"ecb_input28"},{"$f":"OFFSET(INDIRECT(D147),0,MATCH(MCTinput!$E$9,'Output Escalated'!$G$2:$AK$2,0)+2)","v":{"$error":"#N/A"}},{"$f":"'Output Escalated'!C141","v":"ec_input28"},{"$f":"OFFSET(INDIRECT(F147),0,MATCH(MCTinput!$G$9,'Output Escalated'!$G$2:$AK$2,0)+2)","v":{"$error":"#N/A"}},{"$f":"'CM MAIN'!E166","v":"mct_sc_input28"},{"$f":"OFFSET(INDIRECT(H147),0,MATCH($I$9,'CM MAIN'!$H$28:$J$28,0)+1)","v":1},"mct_cb_input28","","mct_pc_input28",""]
[null,{"$f":"'Calculated Outputs'!A32","v":"c_input29"},{"$f":"'Calculated Outputs'!B32","v":"Average Load Not Served per Customer from Sustained Outage - Commercial"},{"$f":"'Output Escalated'!C291","v":"ecb_input29"},{"$f":"OFFSET(INDIRECT(D148),0,MATCH(MCTinput!$E$9,'Output Escalated'!$G$2:$AK$2,0)+2)","v":{"$error":"#N/A"}},{"$f":"'Output Escalated'!C142","v":"ec_input29"},{"$f":"OFFSET(INDIRECT(F148),0,MATCH(MCTinput!$G$9,'Output Escalated'!$G$2:$AK$2,0)+2)","v":{"$error":"#N/A"}},{"$f":"'CM MAIN'!E167","v":"mct_sc_input29"},{"$f":"OFFSET(INDIRECT(H148),0,MATCH($I$9,'CM MAIN'!$H$28:$J$28,0)+1)","v":1},"mct_cb_input29","","mct_pc_input29",""]
[null,{"$f":"'Calculated Outputs'!A33","v":"c_input30"},{"$f":"'Calculated Outputs'!B33","v":"Average Load Not Served per Customer from Sustained Outage - Industrial"},{"$f":"'Output Escalated'!C292","v":"ecb_input30"},{"$f":"OFFSET(INDIRECT(D149),0,MATCH(MCTinput!$E$9,'Output Escalated'!$G$2:$AK$2,0)+2)","v":{"$error":"#N/A"}},{"$f":"'Output Escalated'!C143","v":"ec_input30"},{"$f":"OFFSET(INDIRECT(F149),0,MATCH(MCTinput!$G$9,'Output Escalated'!$G$2:$AK$2,0)+2)","v":{"$error":"#N/A"}},{"$f":"'CM MAIN'!E168","v":"mct_sc_input30"},{"$f":"OFFSET(INDIRECT(H149),0,MATCH($I$9,'CM MAIN'!$H$28:$J$28,0)+1)","v":1},"mct_cb_input30","","mct_pc_input30",""]
[null,{"$f":"'Calculated Outputs'!A34","v":"c_input31"},{"$f":"'Calculated Outputs'!B34","v":"Average Load Not Served per Customer from Major Outage - Residential"},{"$f":"'Output Escalated'!C293","v":"ecb_input31"},{"$f":"OFFSET(INDIRECT(D150),0,MATCH(MCTinput!$E$9,'Output Escalated'!$G$2:$AK$2,0)+2)","v":{"$error":"#N/A"}},{"$f":"'Output Escalated'!C144","v":"ec_input31"},{"$f":"OFFSET(INDIRECT(F150),0,MATCH(MCTinput!$G$9,'Output Escalated'!$G$2:$AK$2,0)+2)","v":{"$error":"#N/A"}},{"$f":"'CM MAIN'!E169","v":"mct_sc_input31"},{"$f":"OFFSET(INDIRECT(H150),0,MATCH($I$9,'CM MAIN'!$H$28:$J$28,0)+1)","v":1},"mct_cb_input31","","mct_pc_input31",""]
[null,{"$f":"'Calculated Outputs'!A35","v":"c_input32"},{"$f":"'Calculated Outputs'!B35","v":"Average Load Not Served per Customer from Major Outage - Commercial"},{"$f":"'Output Escalated'!C294","v":"ecb_input32"},{"$f":"OFFSET(INDIRECT(D151),0,MATCH(MCTinput!$E$9,'Output Escalated'!$G$2:$AK$2,0)+2)","v":{"$error":"#N/A"}},{"$f":"'Output Escalated'!C145","v":"ec_input32"},{"$f":"OFFSET(INDIRECT(F151),0,MATCH(MCTinput!$G$9,'Output Escalated'!$G$2:$AK$2,0)+2)","v":{"$error":"#N/A"}},{"$f":"'CM MAIN'!E170","v":"mct_sc_input32"},{"$f":"OFFSET(INDIRECT(H151),0,MATCH($I$9,'CM MAIN'!$H$28:$J$28,0)+1)","v":1},"mct_cb_input32","","mct_pc_input32",""]
[null,{"$f":"'Calculated Outputs'!A36","v":"c_input33"},{"$f":"'Calculated Outputs'!B36","v":"Average Load Not Served per Customer from Major Outage - Industrial"},{"$f":"'Output Escalated'!C295","v":"ecb_input33"},{"$f":"OFFSET(INDIRECT(D152),0,MATCH(MCTinput!$E$9,'Output Escalated'!$G$2:$AK$2,0)+2)","v":{"$error":"#N/A"}},{"$f":"'Output Escalated'!C146","v":"ec_input33"},{"$f":"OFFSET(INDIRECT(F152),0,MATCH(MCTinput!$G$9,'Output Escalated'!$G$2:$AK$2,0)+2)","v":{"$error":"#N/A"}},{"$f":"'CM MAIN'!E171","v":"mct_sc_input33"},{"$f":"OFFSET(INDIRECT(H152),0,MATCH($I$9,'CM MAIN'!$H$28:$J$28,0)+1)","v":1},"mct_cb_input33","","mct_pc_input33",""]
[null,{"$f":"'Calculated Outputs'!A37","v":"c_input34"},{"$f":"'Calculated Outputs'!B37","v":"Average Load Not Served per Customer from Sustained Outage on Impacted Feeders - Residential"},{"$f":"'Output Escalated'!C296","v":"ecb_input34"},{"$f":"OFFSET(INDIRECT(D153),0,MATCH(MCTinput!$E$9,'Output Escalated'!$G$2:$AK$2,0)+2)","v":{"$error":"#N/A"}},{"$f":"'Output Escalated'!C147","v":"ec_input34"},{"$f":"OFFSET(INDIRECT(F153),0,MATCH(MCTinput!$G$9,'Output Escalated'!$G$2:$AK$2,0)+2)","v":{"$error":"#N/A"}},{"$f":"'CM MAIN'!E172","v":"mct_sc_input34"},{"$f":"OFFSET(INDIRECT(H153),0,MATCH($I$9,'CM MAIN'!$H$28:$J$28,0)+1)","v":1},"mct_cb_input34","","mct_pc_input34",""]
[null,{"$f":"'Calculated Outputs'!A38","v":"c_input35"},{"$f":"'Calculated Outputs'!B38","v":"Average Load Not Served per Customer from Sustained Outage on Impacted Feeders - Residential"},{"$f":"'Output Escalated'!C297","v":"ecb_input35"},{"$f":"OFFSET(INDIRECT(D154),0,MATCH(MCTinput!$E$9,'Output Escalated'!$G$2:$AK$2,0)+2)","v":{"$error":"#N/A"}},{"$f":"'Output Escalated'!C148","v":"ec_input35"},{"$f":"OFFSET(INDIRECT(F154),0,MATCH(MCTinput!$G$9,'Output Escalated'!$G$2:$AK$2,0)+2)","v":{"$error":"#N/A"}},{"$f":"'CM MAIN'!E173","v":"mct_sc_input35"},{"$f":"OFFSET(INDIRECT(H154),0,MATCH($I$9,'CM MAIN'!$H$28:$J$28,0)+1)","v":1},"mct_cb_input35","","mct_pc_input35",""]
[null,{"$f":"'Calculated Outputs'!A39","v":"c_input36"},{"$f":"'Calculated Outputs'!B39","v":"Average Load Not Served per Customer from Sustained Outage on Impacted Feeders - Residential"},{"$f":"'Output Escalated'!C298","v":"ecb_input36"},{"$f":"OFFSET(INDIRECT(D155),0,MATCH(MCTinput!$E$9,'Output Escalated'!$G$2:$AK$2,0)+2)","v":{"$error":"#N/A"}},{"$f":"'Output Escalated'!C149","v":"ec_input36"},{"$f":"OFFSET(INDIRECT(F155),0,MATCH(MCTinput!$G$9,'Output Escalated'!$G$2:$AK$2,0)+2)","v":{"$error":"#N/A"}},{"$f":"'CM MAIN'!E174","v":"mct_sc_input36"},{"$f":"OFFSET(INDIRECT(H155),0,MATCH($I$9,'CM MAIN'!$H$28:$J$28,0)+1)","v":1},"mct_cb_input36","","mct_pc_input36",""]

{"sheet":"Internal Constants","index":33,"n_rows":8,"n_cols":4,"rows_kept":8,"cut":false,"hidden":true,"merged":[]}
["Name","Range Name","Source","Value"]
["Average Percentage of Load not Measured (residential)","per_load_notmeasured_r",null,0.5]
["Average Duration of Theft (residential)","duration_theft_r",null,0.75]
["Average Percentage of Load not Measured (commercial)","per_load_notmeasured_c",null,0.5]
["Average Duration of Theft (commercial)","duration_theft_c",null,0.75]
["Average Percentage of Load not Measured (industrial)","per_load_notmeasured_i",null,0.5]
["Average Duration of Theft (industrial)","duration_theft_i",null,0.75]
["Fuel to Oil Conversion Factor","fuel_to_oil","American Petroleum Institute (http://www.api.org/edu/factsoil.htm#barrel) based on average yields for U.S. refineries in 2000.",2.16]

{"sheet":"Calcs","index":34,"n_rows":664,"n_cols":18,"rows_kept":664,"cut":false,"hidden":true,"merged":[[648,2,664,2],[619,0,664,0],[619,1,664,1],[619,2,647,2],[521,0,618,0],[521,1,618,1],[562,2,618,2],[521,2,561,2],[348,0,520,0],[348,2,412,2],[413,2,449,2],[471,2,503,2],[450,2,470,2],[504,2,520,2],[77,2,106,2],[10,10,10,17],[471,1,520,1],[348,1,470,1],[39,4,39,8],[10,3,10,9],[206,2,223,2],[302,1,324,1],[247,2,264,2],[107,2,131,2],[132,2,158,2],[1,4,5,4],[6,4,7,4],[11,0,347,0],[265,1,301,1],[325,1,347,1],[206,1,264,1],[265,2,301,2],[325,2,347,2],[11,1,131,1],[132,1,205,1],[159,2,180,2],[181,2,205,2],[224,2,246,2],[35,2,76,2],[11,2,34,2],[302,2,324,2]]}
[null,null,null,null,"Hyperlinks to calculations:"]
[null,null,null,null,"Economic","Improved Asset Utilization"]
[null,null,null,null,null,"T&D Capital Savings"]
[null,null,null,null,null,"T&D O&M Savings"]
[null,null,null,null,null,"Theft Reduction "]
[null,null,null,null,null,"Energy Efficiency"]
[null,null,null,null,"Reliability","Power Interruptions"]
[null,null,null,null,null,"Power Quality"]
[null,null,null,null,"Environmental","Air Emissions"]
[null,null,null,null,"Safety & Security","Energy Security",null,null,"Should all the benefits be zeroed out? (1=No, 0=Yes)",{"$f":"IF(analysis_yr>zero_out_year,0,1)","v":0}]
[null,null,null,"'",null,null,null,null,null,null,"Calculation"]
["Economic","Improved Asset Utilization","Optimized Generator Operation",null,null,null,null,null,null,null,"Value ($) = (Annual Generation Cost ($) baseline - Annual Generation Cost ($) project)"]
[null,null,null,null,"Category: Economic",null,null,null,null,null,"MAIN CALCULATION",null,null,null,"Baseline",null,"Project"]
[null,null,null,null,"Sub-category: Improved Asset Utilization",null,null,null,null,null,{"$f":"INDIRECT(N14)","v":"Annual Generation Cost"},null,null,"input45",{"$f":"INDIRECT(\"mct_b_\"&N14)","v":""},null,{"$f":"INDIRECT(\"mct_p_\"&N14)","v":""},"$"]
[null,null,null,null,"Value ($) = (Annual Generation Cost ($) baseline - Annual Generation Cost ($) project)"]
[null,null,null,null,null,null,null,null,null,null,"Value",null,null,null,{"$f":"SUM(O14,0)","v":0},null,{"$f":"SUM(Q14,0)","v":0},"$"]
[null,null,null,null,"Functions:"]
[null,null,null,null,"Wide Area Monitoring",null,null,null,null,null,"TOTAL BENEFIT = Baseline value - Project value",null,null,null,null,null,{"$f":"IF(ISERROR(O16-Q16),0,O16-Q16)","v":0}]
[null,null,null,null,"Stationary Electric Storage"]
[null,null,null,null,"Plug-in Electric Vehicles",null,null,null,null,null,"OPTIONAL CALCUALTION",null,null,null,"Baseline",null,"Project"]
[null,null,null,null,null,null,null,null,null,null,{"$f":"INDIRECT(N21)","v":"Average Hourly Generation Cost"},null,null,"input1",{"$f":"INDIRECT(\"mct_b_\"&N21)","v":""},null,{"$f":"INDIRECT(\"mct_p_\"&N21)","v":""},"$/MWh"]
[null,null,null,null,"Calculation",null,null,null,null,null,{"$f":"INDIRECT(N22)","v":"Avoided Annual Generator Dispatch"},null,null,"input2",{"$f":"INDIRECT(\"mct_b_\"&N22)","v":""},null,{"$f":"INDIRECT(\"mct_p_\"&N22)","v":""},"MWh"]
[null,null,null,null,"Value ($) = Annual Generation Cost ($) baseline -  Annual Generation Cost] ($) project"]
[null,null,null,null,null,null,null,null,null,null,"Wide Area Monitoring, Visualization, and Control Average Efficiency\n",null,{"$f":"OFFSET(fxnben103,0,1)","v":0},null,{"$f":"IF(M24=1,1,\"\")","v":""},null,{"$f":"IF(M24=1,1,\"\")","v":""},"%"]
[null,null,null,null,"Optional Calculation",null,null,null,null,null,{"$f":"INDIRECT(N25)","v":"Annual Energy Storage Efficiency"},null,{"$f":"OFFSET(input3,0,3)","v":0},"input3",{"$f":"INDIRECT(\"mct_b_\"&N25)","v":""},null,{"$f":"INDIRECT(\"mct_p_\"&N25)","v":""},"%"]
[null,null,null,null,"Value ($) = Annual Generation Cost Avoided ($) project - Annual Generation Cost Avoided ($) baseline",null,null,null,null,null,{"$f":"INDIRECT(N26)","v":"Annual PEV Efficiency"},null,{"$f":"OFFSET(input4,0,3)","v":0},"input4",{"$f":"INDIRECT(\"mct_b_\"&N26)","v":""},null,{"$f":"INDIRECT(\"mct_p_\"&N26)","v":""},"%"]
[null,null,null,null,"Annual Generation Cost Avoided ($) = Average Hourly Generation Cost 9$/MWh) * Avoided Annual Generator Dispatch (MWh) * Average Efficiency (%)",null,null,null,null,null,"Average Efficiency",null,null,null,{"$f":"AVERAGEIF(M24:M26,1,O24:O26)","v":{"$error":"#DIV/0!"}},null,{"$f":"AVERAGEIF(M24:M26,1,Q24:Q26)","v":{"$error":"#DIV/0!"}},"%"]
[]
[null,null,null,null,null,null,null,null,null,null,"Value",null,null,null,{"$f":"PRODUCT(O21,O22,O27)","v":{"$error":"#DIV/0!"}},null,{"$f":"PRODUCT(Q21,Q22,Q27)","v":{"$error":"#DIV/0!"}},"$"]
[]
[null,null,null,null,null,null,null,null,null,null,"TOTAL BENEFIT = Project value - Baseline value",null,null,null,null,null,{"$f":"IF(ISERROR(Q29-O29),0,Q29-O29)","v":0},"$"]
[]
[]
[null,null,null,null,null,null,"TOTAL BENEFIT FOR ALL FUNCTIONS:",null,{"$f":"IF(Benefits!D3=1,SUM(Q18,Q31),0)*$J$10","v":0}]
[]
[null,null,"Deferred Generation Capacity Investment",null,null,null,null,null,null,null,"Value ($) =[Price of Capacity at Annual Peak ($/MW) * Peak Generation Required (MW)]baseline - [Price of Capacity at Annual Peak ($/MW) * Peak Generation Required (MW)]project"]
[null,null,null,null,"Category: Economic",null,null,null,null,null,"MAIN CALCULATION",null,null,null,"Baseline",null,"Project"]
[null,null,null,null,"Sub-category: Improved Asset Utilization"]
[null,null,null,null,"Benefit: Deferred Generation Capacity Investments"]
[null,null,null,null,"Value ($) =[Price of Capacity at Annual Peak ($/MW) * Peak Generation Required (MW)]baseline - [Price of Capacity at Annual Peak ($/MW) * Peak Generation Required (MW)]project"]
[null,null,null,null,null,null,null,null,null,null,{"$f":"INDIRECT(N41)","v":"Total Customer Peak Demand"},null,null,"input105",{"$f":"INDIRECT(\"mct_b_\"&N41)","v":""},null,{"$f":"INDIRECT(\"mct_p_\"&N41)","v":""},"MW"]
[null,null,null,null,"Functions"]
[null,null,null,null,"Customer Electricity Use Optimization",null,null,null,null,null,{"$f":"INDIRECT(N43)","v":"Energy Storage Use at Annual Peak Time"},null,null,"input6",{"$f":"INDIRECT(\"mct_b_\"&N43)","v":""},null,{"$f":"INDIRECT(\"mct_p_\"&N43)","v":""},"MW"]
[null,null,null,null,"Distributed Generation",null,null,null,null,null,{"$f":"INDIRECT(N44)","v":"Distributed Generation Use at Annual Peak Time"},null,null,"input9",{"$f":"INDIRECT(\"mct_b_\"&N44)","v":""},null,{"$f":"INDIRECT(\"mct_p_\"&N44)","v":""},"MW"]
[null,null,null,null,"Stationary Electricity Storage",null,null,null,null,null,{"$f":"INDIRECT(N45)","v":"PEV Use at Annual Peak Time"},null,null,"input10",{"$f":"INDIRECT(\"mct_b_\"&N45)","v":""},null,{"$f":"INDIRECT(\"mct_p_\"&N45)","v":""},"MW"]
[null,null,null,null,"Plug-in Electric Vehicles",null,null,null,null,null,"Peak Generation Required",null,null,null,{"$f":"SUM(O41,-SUM(O43,O44,O45))","v":0},null,{"$f":"SUM(Q41,-SUM(Q43,Q44,Q45))","v":0},"MW"]
[]
[null,null,null,null,"Calculation",null,null,null,null,null,{"$f":"INDIRECT(N48)","v":"Price of Capacity at Annual Peak"},null,null,"input5",{"$f":"INDIRECT(\"mct_b_\"&N48)","v":""},null,{"$f":"INDIRECT(\"mct_p_\"&N48)","v":""},"$/MW"]
[null,null,null,null,"Value ($) = [Price of Capacity at Annual Peak ($/MW) * Peak Generation Required (MW)]baseline - [Price of Capacity at Annual Peak ($/MW) * Peak Generation Required (MW)]project",null,null,null,null," "]
[null,null,null,null,"Peak Generation Required = (Customer Peak Demand (MW) - Energy Storage Use at Annual Peak Time (MW) - Distributed Generation Use at Annual Peak Time (MW) - PEV Use at Annual Peak Time)",null,null,null,null," ","Value",null,null,null,{"$f":"PRODUCT(O48,O46)","v":0},null,{"$f":"PRODUCT(Q48,Q46)","v":0},"$"]
[null,null,null,null,"Customer Peak Demand (MW) will be determined by load curves (Σ(Average Customer Peak Demand by Class * Number of Customers by Class))",null,null,null,null," "]
[null,null,null,null,null,null,null,null,null,null,"TOTAL BENEFIT = Baseline value - Project value",null,null,null,null,null,{"$f":"IF(ISERROR(O50-Q50),\"\",O50-Q50)","v":0},"$"]
[null,null,null,null,"Optional Calculation"]
[null,null,null,null,"Value ($) = [NPV of Generation Investment Deferral($)]project - [NPV of Generation Investment Deferral ($)]baseline\n",null,null,null,null,null,"OPTIONAL CALCULATION",null,null,null,"Baseline",null,"Project"]
[null,null,null,null,"NPV of Generation Investment Deferral($) = Capital Carrying Charge of New Generation ($) *[1-(1-discount rate (%))^Time Deferred]",null,null,null,null,null,{"$f":"INDIRECT(N55)","v":"Capital Carrying Charge of New Generation"},null,null,"input7",{"$f":"INDIRECT(\"mct_b_\"&N55)","v":""},null,{"$f":"INDIRECT(\"mct_p_\"&N55)","v":""},"$"]
[null,null,null,null,null,null,null,null,null,null,{"$f":"INDIRECT(N56)","v":"Generation Investment Time Deferred"},null,null,"input8",{"$f":"INDIRECT(\"mct_b_\"&N56)","v":""},null,{"$f":"INDIRECT(\"mct_p_\"&N56)","v":""},"yr"]
[]
[null,null,null,null,null,null,null,null,null,null,"Value",null,null,null,{"$f":"O55-(O55*(1-discount_rate)^O56)","v":{"$error":"#VALUE!"}},null,{"$f":"Q55-(Q55*(1-discount_rate)^Q56)","v":{"$error":"#VALUE!"}},"$"]
[]
[null,null,null,null,null,null,null,null,null,null,"TOTAL BENEFIT = Project value - Baseline value",null,null,null,null,null,{"$f":"IF(ISERROR(Q58-O58),0,Q58-O58)","v":0},"$"]
[]
[]
[]
[]
[]
[]
[]
[]
[]
[]
[]
[]
[]
[]
[]
[null,null,null,null,null,null,"TOTAL BENEFIT FOR ALL FUNCTIONS:",null,{"$f":"IF(Benefits!D4=1,SUM(Q60,Q52),0)*$J$10","v":0}]
[]
[null,null,"Reduced Ancillary Service Payments",null,null,null,null,null,null,null,"Value ($) = [Ancillary Service Cost ($)]Baseline - [Ancillary Service Cost ($)]Project\n"]
[null,null,null,null,"Category: Economic",null,null,null,null,null,"MAIN CALCULATION",null,null,null,"Baseline",null,"Project"]
[null,null,null,null,"Sub-category: Improved Asset Utilization",null,null,null,null,null,{"$f":"INDIRECT(N80)","v":"Ancillary Services Cost"},null,null,"input48",{"$f":"INDIRECT(\"mct_b_\"&N80)","v":""},null,{"$f":"INDIRECT(\"mct_p_\"&N80)","v":""},"$"]
[null,null,null,null,"Benefit: Reduced Ancillary Service Payments"]
[null,null,null,null,"Value ($) = [Ancillary Service Cost ($)]Baseline - [Ancillary Service Cost ($)]Project\n",null,null,null,null,null,"TOTAL BENEFIT = Baseline value - Project value",null,null,null,null,null,{"$f":"IF(ISERROR(O80-Q80),0,O80-Q80)","v":0},"$"]
[]
[null,null,null,null,"Functions",null,null,null,null,null,"OPTIONAL CALCULATION",null,null,null,"Baseline",null,"Project"]
[null,null,null,null,"Wide Area Monitoring and Visualization",null,null,null,null,null,{"$f":"INDIRECT(N85)","v":"Average Price of Reserves"},null,null,"input11",{"$f":"INDIRECT(\"mct_b_\"&N85)","v":""},null,{"$f":"INDIRECT(\"mct_p_\"&N85)","v":""},"$/MW"]
[null,null,null,null,"Automated Voltage and VAR Control",null,null,null,null,null,"Reserve Purchases",null,null,"input12","",null,"","MW"]
[null,null,null,null,"Real-Time Load Measurement & Management",null,null,null,null,null,"Average Price of Frequency Regulation",null,null,"input13","",null,"","$/MW"]
[null,null,null,null,"Distributed Generation",null,null,null,null,null,"Frequency Regulation Purchases",null,null,"input14","",null,"","MW"]
[null,null,null,null,"Stationary Electricity Storage",null,null,null,null,null,"Average Price of Voltage Control",null,null,"input15","",null,"","$/MW"]
[null,null,null,null,"Plug-in Electric Vehicles",null,null,null,null,null,"Voltage Control Purchases",null,null,"input16","",null,"","MW"]
[null,null,null,null,"Customer Electricity Use Optimization",null,null,null,null,null,"Ancillary Services Cost",null,null,null,{"$f":"SUM(PRODUCT(O85,O86),PRODUCT(O87,O88),PRODUCT(O89,O90))","v":0},null,{"$f":"SUM(PRODUCT(Q85,Q86),PRODUCT(Q87,Q88),PRODUCT(Q89,Q90))","v":0},"$"]
[]
[null,null,null,null,"Calculation",null,null,null,null,null,"TOTAL BENEFIT = Baseline value - Project value",null,null,null,null,null,{"$f":"IF(ISERROR(O91-Q91),0,O91-Q91)","v":0},"$"]
[null,null,null,null,"Value ($) = [Ancillary Service Cost ($)]Baseline - [Ancillary Service Cost ($)]Project"]
[]
[null,null,null,null,"Optional Calculation"]
[null,null,null,null,"Ancillary Service Cost ($) = Σ(Price of Ancillary Service ($/MW) * Purchases (MW))"]
[]
[]
[]
[]
[]
[]
[]
[]
[null,null,null,null,null,null,"TOTAL BENEFIT FOR ALL FUNCTIONS:",null,{"$f":"IF(Benefits!D5=1,MAX(Q93,Q82),0)*$J$10","v":0}]
[]
[null,null,"Reduced Congestion Costs",null,null,null,null,null,null,null,"Value ($) = [Congestion Cost ($)]Baseline - [Congestion Cost ($)]Project"]
[null,null,null,null,"Category: Economic",null,null,null,null,null,"MAIN CALCULATION",null,null,null,"Baseline",null,"Project"]
[null,null,null,null,"Sub-category: Improved Asset Utilization",null,null,null,null,null,{"$f":"INDIRECT(N110)","v":"Congestion Cost "},null,null,"input49",{"$f":"INDIRECT(\"mct_b_\"&N110)","v":""},null,{"$f":"INDIRECT(\"mct_p_\"&N110)","v":""},"$"]
[null,null,null,null,"Benefit: Reduced Congeston Costs"]
[null,null,null,null,"Value ($) = [Congestion Cost ($)]Baseline - [Congestion Cost ($)]Project",null,null,null,null,null,"TOTAL BENEFIT = Baseline value - Project value",null,null,null,null,null,{"$f":"IF(ISERROR(O110-Q110),0,O110-Q110)","v":0},"$"]
[]
[null,null,null,null,"Functions",null,null,null,null,null,"OPTIONAL CALCULATION",null,null,null,"Baseline",null,"Project"]
[null,null,null,null,"Wide Area Monitoring, Visualization, & Control",null,null,null,null,null,{"$f":"INDIRECT(N115)","v":"Congestion"},null,null,"input17",{"$f":"INDIRECT(\"mct_b_\"&N115)","v":""},null,{"$f":"INDIRECT(\"mct_p_\"&N115)","v":""},"MW"]
[null,null,null,null,"Dynamic Capability Rating",null,null,null,null,null,{"$f":"INDIRECT(N116)","v":"Average Price of Congestion"},null,null,"input18",{"$f":"INDIRECT(\"mct_b_\"&N116)","v":""},null,{"$f":"INDIRECT(\"mct_p_\"&N116)","v":""},"$/MW"]
[null,null,null,null,"Power Flow Control"]
[null,null,null,null,"Distributed Generation",null,null,null,null,null,"Congestion Cost",null,null,null,{"$f":"PRODUCT(O115,O116)","v":0},null,{"$f":"PRODUCT(Q115,Q116)","v":0},"$"]
[null,null,null,null,"Stationary Electricity Storage"]
[null,null,null,null,"Plug-in Electric Vehicles",null,null,null,null,null,"TOTAL BENEFIT = Baseline value - Project value",null,null,null,null,null,{"$f":"IF(ISERROR(O118-Q118),0,O118-Q118)","v":0},"$"]
[null,null,null,null,"Customer Electricity Use Optimization"]
[]
[null,null,null,null,"Calculation"]
[null,null,null,null,"Value ($) = [Congestion Cost ($)]Baseline - [Congestion Cost ($)]Project"]
[]
[null,null,null,null,"Optional Calculation"]
[null,null,null,null,"Congestion Cost ($) = Congestion (MW) * Average Price of Congestion ($/MW)"]
[]
[]
[]
[null,null,null,null,null,null,"TOTAL BENEFIT FOR ALL FUNCTIONS:",null,{"$f":"IF(Benefits!D6=1,SUM(Q120,Q112),0)*$J$10","v":0}]
[null,null,null,"                                                                                                                                                                                         "]
[null,"T&D Capital Savings","Deferred Transmission Capacity Investments",null,null,null,null,null,null,null,"Value ($) = Capital Carrying Charge of  Transmission Upgrade ($/yr) * Transmission Investment Time Deferred (yrs)"]
[null,null,null,null,"Category: Economic",null,null,null,null,null,"MAIN CALCULATION",null,null,null,"Baseline",null,"Project"]
[null,null,null,null,"Sub-category: T&D Capital Savings",null,null,null,null,null,{"$f":"INDIRECT(N135)","v":"Capital Carrying Charge of Transmission Upgrade"},null,null,"input19",{"$f":"INDIRECT(\"mct_b_\"&N135)","v":""},null,{"$f":"INDIRECT(\"mct_p_\"&N135)","v":""},"$"]
[null,null,null,null,"Benefit: Deferred Transmission Capacity Investments",null,null,null,null,null,{"$f":"INDIRECT(N136)","v":"Transmission Investment Time Deferred"},null,null,"input20",{"$f":"INDIRECT(\"mct_b_\"&N136)","v":""},null,{"$f":"INDIRECT(\"mct_p_\"&N136)","v":""},"yr"]
[null,null,null,null,"Value ($) = Capital Carrying Charge of  Transmission Upgrade ($/yr) * Transmission Investment Time Deferred (yrs)"]
[null,null,null,null,null,null,null,null,null,null,"Value",null,null,null,{"$f":"O135-(O135*(1-discount_rate)^O136)","v":{"$error":"#VALUE!"}},null,{"$f":"Q135-(Q135*(1-discount_rate)^Q136)","v":{"$error":"#VALUE!"}},"$"]
[null,null,null,null,"Benefits"]
[null,null,null,null,"Fault Current Limiting",null,null,null,null,null,"TOTAL BENEFIT = Project value - Baseline value",null,null,null,null,null,{"$f":"IF(ISERROR(Q138-O138),0,Q138-O138)","v":0},"$"]
[null,null,null,null,"Wide Area Monitoring, Visualization, & Control"]
[null,null,null,null,"Dynamic Capability Rating"]
[null,null,null,null,"Power Flow Control"]
[null,null,null,null,"Customer Electricity Use Optimization"]
[null,null,null,null,"Distributed Generation"]
[null,null,null,null,"Stationary Electricity Storage"]
[null,null,null,null,"Plug-in Electric Vehicles "]
[]
[null,null,null,null,"Calculation"]
[null,null,null,null,"Value ($) = [NPV of Transmission Capacity Investment Deferral($)]project - [NPV of Transmission Capacity Investment Deferral ($)]baseline\n"]
[null,null,null,null,"NPV of Transmission Capacity Investment Deferral($) = Capital Carrying Charge of Transmission Upgrade ($) *[1-(1-discount rate (%))^Time Deferred]"]
[]
[]
[]
[]
[]
[]
[null,null,null,null,null,null,"TOTAL BENEFIT FOR ALL FUNCTIONS:",null,{"$f":"IF(Benefits!D7=1,Q140,0)*$J$10","v":0}]
[]
[null,null,"Deferred Distribution Capacity Investments",null,null,null,null,null,null,null,"Value ($) = Capital Carrying Charge of  Distribution Upgrade ($/yr) * Distribution Investment Time Deferred (yrs)"]
[null,null,null,null,"Category: Economic",null,null,null,null,null,"MAIN CALCULATION",null,null,null,"Baseline",null,"Project"]
[null,null,null,null,"Sub-category: T&D Capital Savings",null,null,null,null,null,{"$f":"INDIRECT(N162)","v":"Capital Carrying Charge of Distribution Upgrade"},null,null,"input97",{"$f":"INDIRECT(\"mct_b_\"&N162)","v":""},null,{"$f":"INDIRECT(\"mct_p_\"&N162)","v":""},"$/yr"]
[null,null,null,null,"Benefit: Deferred Distribution Capacity Investments",null,null,null,null,null,{"$f":"INDIRECT(N163)","v":"Distribution Investment Time Deferred"},null,null,"input98",{"$f":"INDIRECT(\"mct_b_\"&N163)","v":""},null,{"$f":"INDIRECT(\"mct_p_\"&N163)","v":""},"yr"]
[null,null,null,null,"Value ($) = Capital Carrying Charge of  Distribution Upgrade ($/yr) * Distribution Investment Time Deferred (yrs)"]
[null,null,null,null,null,null,null,null,null,null,"Value",null,null,null,{"$f":"O162-(O162*(1-discount_rate)^O163)","v":{"$error":"#VALUE!"}},null,{"$f":"Q162-(Q162*(1-discount_rate)^Q163)","v":{"$error":"#VALUE!"}},"$"]
[null,null,null,null,"Benefits"]
[null,null,null,null,"Dynamic Capability Rating",null,null,null,null,null,"TOTAL BENEFIT = Project value - Baseline value",null,null,null,null,null,{"$f":"IF(ISERROR(Q165-O165),0,Q165-O165)","v":0},"$"]
[null,null,null,null,"Real-Time Load Measurement & Management"]
[null,null,null,null,"Real-Time Load Transfer"]
[null,null,null,null,"Customer Electricity Use Optimization"]
[null,null,null,null,"Distributed Generation"]
[null,null,null,null,"Stationary Electricity Storage"]
[null,null,null,null,"Plug-in Electric Vehicles"]
[]
[null,null,null,null,"Calculation"]
[null,null,null,null,"Value ($) = [NPV of Distribution Capacity Investment Deferral($)]project - [NPV of Distribution Capacity Investment Deferral ($)]baseline\n"]
[null,null,null,null,"NPV of Distribution Capacity Investment Deferral($) = Capital Carrying Charge of Distribution Upgrade ($) *[1-(1-discount rate (%))^Time Deferred]"]
[]
[]
[null,null,null,null,null,null,"TOTAL BENEFIT FOR ALL FUNCTIONS:",null,{"$f":"IF(Benefits!D8=1,Q167,0)*$J$10","v":0}]
[]
[null,null,"Reduced Equipment Failures "]
[null,null,null,null,"Category: Economic",null,null,null,null,null,"MAIN CALCULATION",null,null,null,"Baseline",null,"Project"]
[null,null,null,null,"Sub-category: T&D Capital Savings",null,null,null,null,null,{"$f":"INDIRECT(N184)","v":"Capital Replacement of Failed Equipment"},null,null,"input21",{"$f":"INDIRECT(\"mct_b_\"&N184)","v":""},null,{"$f":"INDIRECT(\"mct_p_\"&N184)","v":""},"$"]
[null,null,null,null,"Benefit: Reduced Equipment Failures",null,null,null,null,null,{"$f":"INDIRECT(N185)","v":"Portion Caused by Fault Current or Overloaded Equipment "},null,{"$f":"OFFSET(input22,0,3)","v":0},"input22",{"$f":"IF(M185>0,INDIRECT(\"mct_b_\"&N185),0)","v":0},null,{"$f":"IF(M185>0,INDIRECT(\"mct_p_\"&N185),0)","v":0},"%"]
[null,null,null,null,null,null,null,null,null,null,{"$f":"INDIRECT(N186)","v":"Portion Caused by Lack of Condition Diagnosis"},null,{"$f":"OFFSET(input23,0,3)","v":0},"input23",{"$f":"IF(M186>0,INDIRECT(\"mct_b_\"&N186),0)","v":0},null,{"$f":"IF(M186>0,INDIRECT(\"mct_p_\"&N186),0)","v":0},"%"]
[null,null,null,null,"Functions"]
[null,null,null,null,"Fault Current Limiting",null,null,null,null,null,"Value",null,null,null,{"$f":"SUM(PRODUCT(O184,O185),PRODUCT(O184,O186))","v":0},null,{"$f":"SUM(PRODUCT(Q184,Q185),PRODUCT(Q184,Q186))","v":0},"$"]
[null,null,null,null,"Dynamic Capability Rating"]
[null,null,null,null,"Diagnosis & Notification of Equipment Condition",null,null,null,null,null,"TOTAL BENEFIT = Baseline value - Project value",null,null,null,null,null,{"$f":"IF(ISERROR(O188-Q188),0,O188-Q188)","v":0},"$"]
[null,null,null,null,"Enhanced Fault Protection"]
[]
[null,null,null,null,"Calculations"]
[null,null,null,null,"For Fault Current Limiting, Dynamic Capability Rating, & Enhanced Fault Protection:"]
[null,null,null,null,"Value ($) = [Cost of Equipment Failure from Fault Currents or Overload]Baseline – [Cost of Equipment Failure from Fault Currents or Overload]Project",null,null,null,null," "]
[null,null,null,null,null,"Cost of Equipment Failure from Fault Currents or Overload ($) = Capital Replacement of Failed Equipment ($) * Portion Caused by Fault Current or Overloaded Equipment (%)",null,null,null," "]
[]
[null,null,null,null,"For Diagnosis & Notification of Equipment Condition:"]
[null,null,null,null,"Value ($) = [Cost of Equipment Failure from Lack of Diagnosis & Notification]Baseline – [Cost of Equipment Failure from Lack of Diagnosis & Notification]Project",null,null,null,null," "]
[null,null,null,null,null,"Cost of Equipment Failure from Lack of Diagnosis & Notification($) = Capital Replacement of Failed Equipment ($) * Portion Caused by Lack of Condition Diagnosis (%)",null,null,null," "]
[]
[]
[]
[null,null,null,null,"Take the MAX of the first three, add diagnosis and notification"]
[null,null,null,null,null,null,"TOTAL BENEFIT FOR ALL FUNCTIONS:",null,{"$f":"IF(Benefits!D9=1,Q190,0)*$J$10","v":0}]
[]
[null,"T&D O&M Savings","Reduced T&D Equipment Maintenance Cost",null,null,null,null,null,null,null,"Value ($) = [Maintenance Cost ($)]Baseline – [Maintenance Cost ($)]Project"]
[null,null,null,null,"Category: Economic",null,null,null,null,null,"MAIN CALCULATION",null,null,null,"Baseline",null,"Project"]
[null,null,null,null,"Sub-category: T&D O&M Savings",null,null,null,null,null,{"$f":"INDIRECT(N209)","v":"Total Transmission Equipment Maintenance Cost"},null,null,"input47",{"$f":"INDIRECT(\"mct_b_\"&N209)","v":""},null,{"$f":"INDIRECT(\"mct_p_\"&N209)","v":""},"$"]
[null,null,null,null,"Benefit: Reduced Transmission and Distribtion Equipment Maintenance Cost",null,null,null,null,null,{"$f":"INDIRECT(N210)","v":"Total Distribution Equipment Maintenance Cost"},null,null,"input24",{"$f":"INDIRECT(\"mct_b_\"&N210)","v":""},null,{"$f":"INDIRECT(\"mct_p_\"&N210)","v":""},"$"]
[null,null,null,null,"Value ($) = [Maintenance Cost ($)]Baseline – [Maintenance Cost ($)]Project"]
[null,null,null,null,null,null,null,null,null,null,"Value",null,null,null,{"$f":"SUM(O209,O210)","v":0},null,{"$f":"SUM(Q209,Q210)","v":0},"$"]
[null,null,null,null,"Functions"]
[null,null,null,null,"Diagnosis & Notification of Equipment Condition",null,null,null,null,null,"TOTAL BENEFIT = Baseline value - Project value",null,null,null,null,null,{"$f":"IF(ISERROR(O212-Q212),0,O212-Q212)","v":0},"$"]
[]
[null,null,null,null,"Calculation"]
[null,null,null,null,"Value ($) = [Maintenance Cost ($)]Baseline – [Maintenance Cost ($)]Project"]
[null,null,null,null,null,"Maintenance Cost($) = Total Distribution Equipment Maintenance Cost ($) + Total Transmission Equipment Maintenance Cost ($"]
[]
[]
[]
[]
[null,null,null,null,null,null,"TOTAL BENEFIT FOR ALL FUNCTIONS:",null,{"$f":"IF(Benefits!D10=1,Q214,0)*$J$10","v":0}]
[]
[null,null,"Reduced T&D Operations Cost",null,null,null,null,null,null,null,"Value ($) = [Operations Cost ($)]Baseline – [Operations Cost ($)]Project"]
[null,null,null,null,"Category: Economic",null,null,null,null,null,"MAIN CALCULATION",null,null,null,"Baseline",null,"Project"]
[null,null,null,null,"Sub-category: T&D O&M Savings",null,null,null,null,null,{"$f":"INDIRECT(N227)","v":"Distribution Operations Cost"},null,null,"input61",{"$f":"INDIRECT(\"mct_b_\"&N227)","v":""},null,{"$f":"INDIRECT(\"mct_p_\"&N227)","v":""},"$"]
[null,null,null,null,"Benefit: Reduced Transmission and Distribution Operations Cost",null,null,null,null,null,{"$f":"INDIRECT(N228)","v":"Transmission Operations Cost"},null,null,"input69",{"$f":"INDIRECT(\"mct_b_\"&N228)","v":""},null,{"$f":"INDIRECT(\"mct_p_\"&N228)","v":""},"$"]
[null,null,null,null,"Value ($) = [Operations Cost ($)]Baseline – [Operations Cost ($)]Project"]
[null,null,null,null,null,null,null,null,null,null,"Value",null,null,null,{"$f":"SUM(O227,O228)","v":0},null,{"$f":"SUM(Q227,Q228)","v":0},"$"]
[null,null,null,null,"Functions"]
[null,null,null,null,"Automated Feeder and Line Switching",null,null,null,null,null,"TOTAL BENEFIT = Baseline value - Project value",null,null,null,null,null,{"$f":"IF(ISERROR(O230-Q230),0,O230-Q230)","v":0},"$"]
[null,null,null,null,"Automated Voltage and VAR Control"]
[null,null,null,null,null,null,null,null,null,null,"OPTIONAL CALCULATION"]
[null,null,null,null,"Calculation",null,null,null,null,null,{"$f":"INDIRECT(N235)","v":"Transmission Operations Cost"},null,null,"input69",{"$f":"INDIRECT(\"mct_b_\"&N235)","v":""},null,{"$f":"INDIRECT(\"mct_p_\"&N235)","v":""},"$"]
[null,null,null,null,"Value ($) = [Operations Cost ($)]Baseline – [Operations Cost ($)]Project",null,null,null,null,null,{"$f":"INDIRECT(N236)","v":"Distribution Feeder Switching Operations"},null,null,"input25",{"$f":"INDIRECT(\"mct_b_\"&N236)","v":""},null,{"$f":"INDIRECT(\"mct_p_\"&N236)","v":""},"$"]
[null,null,null,null,null,"Operations Costs ($) = Distribution Operations Cost ($) + Transmission Operations Cost ($)",null,null,null,null,{"$f":"INDIRECT(N237)","v":"Distribution Capacitor Switching Operations"},null,null,"input26",{"$f":"INDIRECT(\"mct_b_\"&N237)","v":""},null,{"$f":"INDIRECT(\"mct_p_\"&N237)","v":""},"$"]
[null,null,null,null,null,null,null,null,null,null,{"$f":"INDIRECT(N238)","v":"Other Distribution Operations Cost"},null,null,"input27",{"$f":"INDIRECT(\"mct_b_\"&N238)","v":""},null,{"$f":"INDIRECT(\"mct_p_\"&N238)","v":""},"$"]
[null,null,null,null,"Optional Calculation"]
[null,null,null,null,"Value ($) = [Operations Cost ($)]Baseline – [Operations Cost ($)]Project",null,null,null,null,null,"Value",null,null,null,{"$f":"SUM(O235:O238)","v":0},null,{"$f":"SUM(Q235:Q238)","v":0},"$"]
[null,null,null,null,null,"Operations Cost ($) = Distribution Feeder Switching Operations ($) + Distribution Capacitor Switching Operations ($) + Other Distribution Operations Cost ($) + Transmission Operations Cost ($)",null,null,null," "]
[null,null,null,null,null,null,null,null,null,null,"TOTAL BENEFIT = Baseline value - Project value",null,null,null,null,null,{"$f":"IF(ISERROR(O240-Q240),0,O240-Q240)","v":0},"$"]
[]
[]
[]
[null,null,null,null,null,null,"TOTAL BENEFIT FOR ALL FUNCTIONS:",null,{"$f":"IF(Benefits!D11=1,SUM(Q232,Q242),0)*$J$10","v":0}]
[]
[null,null,"Reduced Meter Reading Cost",null,null,null,null,null,null,null,"Value ($) = [Meter Operations Cost($)]Baseline – [Meter Operations Cost ($)]Project"]
[null,null,null,null,"Category: Economic",null,null,null,null,null,"MAIN CALCULATION",null,null,null,"Baseline",null,"Project"]
[null,null,null,null,"Sub-category: T&D O&M Savings",null,null,null,null,null,{"$f":"INDIRECT(N250)","v":"Meter Operations Cost"},null,null,"input28",{"$f":"INDIRECT(\"mct_b_\"&N250)","v":""},null,{"$f":"INDIRECT(\"mct_p_\"&N250)","v":""},"$"]
[null,null,null,null,"Benefit: Reduced Meter Readings Cost"]
[null,null,null,null,"Value ($) = [Meter Operations Cost($)]Baseline – [Meter Operations Cost ($)]Project",null,null,null,null,null,"TOTAL BENEFIT = Baseline value - Project value",null,null,null,null,null,{"$f":"IF(ISERROR(O250-Q250),0,O250-Q250)","v":0},"$"]
[]
[null,null,null,null,"Functions"]
[null,null,null,null,"Real-Time Load Measurement & Management\n"]
[]
[null,null,null,null,"Calculation"]
[null,null,null,null,"Value ($) = [Meter Operations Cost($)]Baseline – [Meter Operations Cost ($)]Project"]
[]
[]
[]
[]
[]
[null,null,null,null,null,null,"TOTAL BENEFIT FOR ALL FUNCTIONS:",null,{"$f":"IF(Benefits!D12=1,Q252,0)*$J$10","v":0}]
[]
[null,"Theft Reduction","Reduced Electricity Theft",null,null,null,null,null,null,null,"Value ($) = Σ{ Number of Meter Tamper Detections by class (#) * Average Energy Use by class (kWh) * Average Percentage of Load not Measured by class (%) * Average Duration of Theft by class (% of year) * Average Retail Electricity Rate by class ($/kWh)}"]
[null,null,null,null,"Category: Economic",null,null,null,null,null,"MAIN CALCULATION",null,null,null,"Baseline",null,"Project"]
[null,null,null,null,"Sub-category: Reduced Electricity Theft",null,null,null,null,null,"Residential"]
[null,null,null,null,"Benefit: Reduced Electricity Theft",null,null,null,null,null,{"$f":"INDIRECT(N269)","v":"Number of Meter Tamper Detections - Residential"},null,null,"input75",{"$f":"INDIRECT(\"mct_b_\"&N269)","v":""},null,{"$f":"INDIRECT(\"mct_p_\"&N269)","v":""},"#"]
[null,null,null,null,"Value ($) = Σ{ Number of Meter Tamper Detections by class (#) * Average Energy Use by class (kWh) * Average Percentage of Load not Measured by class (%) * Average Duration of Theft by class (% of year) * Average Retail Electricity Rate by class ($/kWh)}",null,null,null,null," ",{"$f":"INDIRECT(N270)","v":"Average Annual Customer Electricity Usage - Residential"},null,null,"input106",{"$f":"INDIRECT(\"mct_b_\"&N270)","v":""},null,{"$f":"INDIRECT(\"mct_p_\"&N270)","v":""},"kWh"]
[null,null,null,null,null,null,null,null,null,null,"Average Percentage of Load not Measured (residential)",null,null,null,{"$f":"per_load_notmeasured_r","v":0.5},null,{"$f":"per_load_notmeasured_r","v":0.5},"%"]
[null,null,null,null,"Functions",null,null,null,null,null,"Average Duration of Theft (residential)",null,null,null,{"$f":"duration_theft_r","v":0.75},null,{"$f":"duration_theft_r","v":0.75},"%"]
[null,null,null,null,"Real-Time Load Measurement & Management",null,null,null,null,null,"Average Retail Electricity Rate (residential)",null,null,null,{"$f":"'Population and Tariff Review'!C13","v":0},null,{"$f":"O273","v":0},"$/kWh"]
[null,null,null,null,null,null,null,null,null,null,"Value - Residential",null,null,null,{"$f":"PRODUCT(O269:O273)","v":0},null,{"$f":"PRODUCT(Q269:Q273)","v":0},"$"]
[null,null,null,null,"Calculation"]
[null,null,null,null,"Value ($) = Σ{ Number of Meter Tamper Detections by class (#) * Average Energy Use by class (kWh) * Average Percentage of Load not Measured by class (%) * Average Duration of Theft by class (% of year) * Average Retail Electricity Rate by class ($/kWh)}",null,null,null,null,null,"Commercial"]
[null,null,null,null,null,"Average Energy Use by class (kWh) = Summation of averaged load curve data",null,null,null,null,{"$f":"INDIRECT(N277)","v":"Number of Meter Tamper Detections - Commercial"},null,null,"input76",{"$f":"INDIRECT(\"mct_b_\"&N277)","v":""},null,{"$f":"INDIRECT(\"mct_p_\"&N277)","v":""},"#"]
[null,null,null,null,null,"Average Percentage of Load not Measured by class (%) = This will be a DOE assumption that will vary by class.",null,null,null,null,{"$f":"INDIRECT(N278)","v":"Average Annual Customer Electricity Usage - Commercial"},null,null,"input107",{"$f":"INDIRECT(\"mct_b_\"&N278)","v":""},null,{"$f":"INDIRECT(\"mct_p_\"&N278)","v":""},"kWh"]
[null,null,null,null,null,"Average Duration of Theft by class (% of year) = This will be a DOE assumption that will vary by class",null,null,null,null,"Average Percentage of Load not Measured (commercial)",null,null,null,{"$f":"per_load_notmeasured_c","v":0.5},null,{"$f":"per_load_notmeasured_c","v":0.5},"%"]
[null,null,null,null,null,"Average Retail Electricity Rate by class ($/kWh) = This will come from customer class tariff rate data",null,null,null,null,"Average Duration of Theft (commercial)",null,null,null,{"$f":"duration_theft_i","v":0.75},null,{"$f":"duration_theft_i","v":0.75},"%"]
[null,null,null,null,null,null,null,null,null,null,"Average Retail Electricity Rate (commercial)",null,null,null,{"$f":"'Population and Tariff Review'!C20","v":0},null,{"$f":"O281","v":0},"$/kWh"]
[null,null,null,null,null,null,null,null,null,null,"Average Commercial Customer Peak Demand",null,null,null,{"$f":"mct_cb_input20","v":""},null,{"$f":"mct_pc_input20","v":""},"kW"]
[null,null,null,null,null,null,null,null,null,null,"Average Commercial Demand Charge",null,null,null,{"$f":"'Population and Tariff Review'!D20","v":0},null,{"$f":"O283","v":0},"$/KW"]
[null,null,null,null,null,null,null,null,null,null,"Value - Commercial",null,null,null,{"$f":"SUM(PRODUCT(O277:O281),PRODUCT(O277,O279,O282,O283))","v":0},null,{"$f":"SUM(PRODUCT(Q277:Q281),PRODUCT(Q277,Q279,Q282,Q283))","v":0},"$"]
[]
[]
[null,null,null,null,null,null,null,null,null,null,"Industrial"]
[null,null,null,null,null,null,null,null,null,null,{"$f":"INDIRECT(N288)","v":"Number of Meter Tamper Detections - Industrial"},null,null,"input29",{"$f":"INDIRECT(\"mct_b_\"&N288)","v":""},null,{"$f":"INDIRECT(\"mct_p_\"&N288)","v":""},"#"]
[null,null,null,null,null,null,null,null,null,null,{"$f":"INDIRECT(N289)","v":"Average Annual Customer Electricity Usage - Industrial"},null,null,"input108",{"$f":"INDIRECT(\"mct_b_\"&N289)","v":""},null,{"$f":"INDIRECT(\"mct_p_\"&N289)","v":""},"kWh"]
[null,null,null,null,null,null,null,null,null,null,"Average Percentage of Load not Measured (industrial)",null,null,null,{"$f":"per_load_notmeasured_i","v":0.5},null,{"$f":"per_load_notmeasured_i","v":0.5},"%"]
[null,null,null,null,null,null,null,null,null,null,"Average Duration of Theft (industrial)",null,null,null,{"$f":"duration_theft_i","v":0.75},null,{"$f":"duration_theft_i","v":0.75},"%"]
[null,null,null,null,null,null,null,null,null,null,"Average Retail Electricity Rate (commercial)",null,null,null,{"$f":"'Population and Tariff Review'!C27","v":0},null,{"$f":"O292","v":0},"$/kWh"]
[null,null,null,null,null,null,null,null,null,null,"Average Industrial Customer Peak Demand",null,null,null,{"$f":"mct_cb_input21","v":""},null,{"$f":"mct_pc_input21","v":""},"kW"]
[null,null,null,null,null,null,null,null,null,null,"Average Industrial Demand Charge",null,null,null,{"$f":"'Population and Tariff Review'!D27","v":0},null,{"$f":"O294","v":0},"$/KW"]
[null,null,null,null,null,null,null,null,null,null,"Value - Industrial",null,null,null,{"$f":"SUM(PRODUCT(O288:O292),PRODUCT(O288,O290,O293,O294))","v":0},null,{"$f":"SUM(PRODUCT(Q288:Q292),PRODUCT(Q288,Q290,Q293,Q294))","v":0},"$"]
[]
[null,null,null,null,null,null,null,null,null,null,"Value",null,null,null,{"$f":"SUM(O274,O284,O295)","v":0},null,{"$f":"SUM(Q274,Q284,Q295)","v":0},"$"]
[]
[null,null,null,null,null,null,null,null,null,null,"TOTAL BENEFIT = Project value - Baseline value",null,null,null,null,null,{"$f":"IF(ISERROR(Q297-O297),0,Q297-O297)","v":0},"$"]
[]
[null,null,null,null,null,null,"TOTAL BENEFIT FOR ALL FUNCTIONS:",null,{"$f":"IF(Benefits!D13=1,Q299,0)*$J$10","v":0}]
[]
[null,"Energy Efficiency","Reduced Electricity Losses",null,null,null,null,null,null,null,"Value ($) = [Losses (kWh) * Price of wholesale energy ($/kWh)]Baseline - [Losses (kWh) * Price of wholesale energy ($/kWh)]Project"]
[null,null,null,null,"Category: Economic",null,null,null,null,null,"MAIN CALCULATION",null,null,null,"Baseline",null,"Project"]
[null,null,null,null,"Sub-category: Energy Efficiency",null,null,null,null,null,{"$f":"INDIRECT(N305)","v":"Distribution Feeder Load"},null,null,"input30",{"$f":"INDIRECT(\"mct_b_\"&N305)","v":""},null,{"$f":"INDIRECT(\"mct_p_\"&N305)","v":""},"MW"]
[null,null,null,null,"Benefit: Reduced Electricity Losses",null,null,null,null,null,{"$f":"INDIRECT(N306)","v":"Distribution Losses"},null,null,"input31",{"$f":"INDIRECT(\"mct_b_\"&N306)","v":""},null,{"$f":"INDIRECT(\"mct_p_\"&N306)","v":""},"%"]
[null,null,null,null,"Value ($) = [Losses (kWh) * Price of wholesale energy ($/kWh)]Baseline - [Losses (kWh) * Price of wholesale energy ($/kWh)]Project",null,null,null,null,null,{"$f":"INDIRECT(N307)","v":"Transmission Line Load"},null,null,"input32",{"$f":"INDIRECT(\"mct_b_\"&N307)","v":""},null,{"$f":"INDIRECT(\"mct_p_\"&N307)","v":""},"MW"]
[null,null,null,null,null,null,null,null,null,null,{"$f":"INDIRECT(N308)","v":"Transmission Losses"},null,null,"input34",{"$f":"INDIRECT(\"mct_b_\"&N308)","v":""},null,{"$f":"INDIRECT(\"mct_p_\"&N308)","v":""},"%"]
[null,null,null,null,"Functions",null,null,null,null,null,{"$f":"INDIRECT(N309)","v":"Average Price of Wholesale Energy"},null,null,"input33",{"$f":"SUM(INDIRECT(\"mct_b_\"&N309),0)*1000","v":0},null,{"$f":"SUM(INDIRECT(\"mct_p_\"&N309),0)*1000","v":0},"$/MWh"]
[null,null,null,null,"Automated Voltage and VAR Control"]
[null,null,null,null,"Real-Time Load Measurement &Management",null,null,null,null,null,"Losses",null,null,null,{"$f":"SUM(PRODUCT(O305,O306),PRODUCT(O307,O308))*8760","v":0},null,{"$f":"SUM(PRODUCT(Q305,Q306),PRODUCT(Q307,Q308))*8760","v":0},"MWh"]
[null,null,null,null,"Real-Time Load Transfer"]
[null,null,null,null,"Customer Electricity Use Optimization",null,null,null,null,null,"Value",null,null,null,{"$f":"PRODUCT(O311,O309)","v":0},null,{"$f":"PRODUCT(Q311,Q309)","v":0},"$"]
[null,null,null,null,"Distributed Generation"]
[null,null,null,null,"Stationary Electricity Storage",null,null,null,null,null,"TOTAL BENEFIT = Baseline value - Project value",null,null,null,null,null,{"$f":"IF(ISERROR(O313-Q313),0,O313-Q313)","v":0},"$"]
[]
[null,null,null,null,"Calculations"]
[null,null,null,null,"Value ($) = [Losses (kWh) * Price of wholesale energy ($/kWh)]Baseline - [Losses (kWh) * Price of wholesale energy ($/kWh)]Project",null,null,null,null," "]
[null,null,null,null,null,"Losses(kWh)  = [Distribution feeder load (MVA) * Distribution losses (%) + Transmission line load (MVA) * Transmission losses (%)]  * 8760 (hr/yr)",null,null,null," "]
[]
[]
[]
[]
[null,null,null,null,null,null,"TOTAL BENEFIT FOR ALL FUNCTIONS:",null,{"$f":"IF(Benefits!D14=1,Q315,0)*$J$10","v":0}]
[]
[null,"Electricity Cost Savings","Electricity Cost Savings",null,null,null,null,null,null,null,"Value ($) = [Customer Electricity Cost ($)]Baseline - [Customer Electricity Costs ($)]}Project"]
[null,null,null,null,"Category: Economic",null,null,null,null,null,"MAIN CALCULATION",null,null,null,"Baseline",null,"Project"]
[null,null,null,null,"Sub-category: Reduced Electricity Costs",null,null,null,null,null,{"$f":"INDIRECT(N328)","v":"Total Residential Electricity Cost"},null,null,"input35",{"$f":"INDIRECT(\"mct_b_\"&N328)","v":""},null,{"$f":"INDIRECT(\"mct_p_\"&N328)","v":""},"$"]
[null,null,null,null,"Benefit: Reduced Electricity Costs",null,null,null,null,null,{"$f":"INDIRECT(N329)","v":"Total Commercial Electricity Cost"},null,null,"input36",{"$f":"INDIRECT(\"mct_b_\"&N329)","v":""},null,{"$f":"INDIRECT(\"mct_p_\"&N329)","v":""},"$"]
[null,null,null,null,"Value ($) = [Customer Electricity Cost ($)]Baseline - [Customer Electricity Costs ($)]}Project",null,null,null,null,null,{"$f":"INDIRECT(N330)","v":"Total Industrial Electricity Cost"},null,null,"input37",{"$f":"INDIRECT(\"mct_b_\"&N330)","v":""},null,{"$f":"INDIRECT(\"mct_p_\"&N330)","v":""},"$"]
[]
[null,null,null,null,"Functions",null,null,null,null,null,"Value",null,null,null,{"$f":"SUM(O328:O330)","v":0},null,{"$f":"SUM(Q328:Q330)","v":0},"$"]
[null,null,null,null,"Customer Electricity Use Optimization"]
[null,null,null,null,"Distributed Generation",null,null,null,null,null,"TOTAL BENEFIT = Baseline value - Project value",null,null,null,null,null,{"$f":"IF(ISERROR(O332-Q332),0,O332-Q332)","v":0},"$"]
[null,null,null,null,"Stationary Electricity Storage"]
[null,null,null,null,"Plug-in Electric Vehicles"]
[]
[null,null,null,null,"Calculation"]
[null,null,null,null,"Value ($) = [Customer Electricity Cost ($)]Baseline - [Customer Electricity Costs ($)]}Project"]
[null,null,null,null,null,"Customer Electricity Cost ($) = Residential Electricity Cost ($) + Commercial Electricity Cost ($) + Industrial Electricity Cost ($) ",null,null,null," "]
[]
[]
[]
[]
[]
[]
[null,null,null,null,null,null,"TOTAL BENEFIT FOR ALL FUNCTIONS:",null,{"$f":"IF(Benefits!D15=1,Q334,0)*$J$10","v":0}]
[]
["Reliability","Power Interruptions","Reduced Sustained Outages"]
[null,null,null,null,"Category: Reliability",null,null,null,null,null,"MAIN CALCULATION",null,null,null,"Baseline",null,"Project"]
[null,null,null,null,"Sub-category: Power Interruptions",null,null,null,null,null,{"$f":"INDIRECT(N351)","v":"SAIDI (system)"},null,null,"input38",{"$f":"INDIRECT(\"mct_b_\"&N351)","v":""},null,{"$f":"INDIRECT(\"mct_p_\"&N351)","v":""}]
[null,null,null,null,"Benefit: Reduced Sustained Outages"]
[null,null,null,null,"Value ($) = Σ{[Outage Time of Sustained Outage by class (hr) * Load Not Served from Sustained Outage by class(kW estimated) * VOS ($/kWh)]Baseline - [Outage Time of Sustained Outage by class (hr) * Load Not Served from Sustained Outage by class (kW estimated) * VOS ($/kWh)]Project}",null,null,null,null," ","Residential"]
[null,null,null,null,null,null,null,null,null,null,"Number of Customers All Residential Classes",null,null,null,{"$f":"mct_cb_input6","v":""},null,{"$f":"mct_pc_input6","v":""},"#"]
[null,null,null,null,"Functions",null,null,null,null,null,"Outage Time",null,null,null,{"$f":"PRODUCT(O351,O354)","v":0},null,{"$f":"PRODUCT(Q351,Q354)","v":0},"hr"]
[null,null,null,null,"Adaptive Protection",null,null,null,null,null,{"$f":"INDIRECT(N356)","v":"Average Hourly Load Not Served During Outage per Customer - Residential"},null,null,"input109",{"$f":"INDIRECT(\"mct_b_\"&N356)","v":""},null,{"$f":"INDIRECT(\"mct_p_\"&N356)","v":""},"kW"]
[null,null,null,null,"Automated Feeder and Line Switching",null,null,null,null,null,{"$f":"INDIRECT(N357)","v":"Value of Service - Residential "},null,null,"input40",{"$f":"INDIRECT(\"mct_b_\"&N357)","v":""},null,{"$f":"INDIRECT(\"mct_p_\"&N357)","v":""},"$/kWh"]
[null,null,null,null,"Automated Islanding and Reconnection",null,null,null,null,null,"Value - Residential",null,null,null,{"$f":"PRODUCT(O355,O356,O357)","v":0},null,{"$f":"PRODUCT(Q355,Q356,Q357)","v":0},"$"]
[null,null,null,null,"Diagnosis & Notification of Equipment Condition"]
[null,null,null,null,"Enhanced Fault Protection",null,null,null,null,null,"Commercial"]
[null,null,null,null,"Real-Time Load Measurement and Management",null,null,null,null,null,"Number of Customers All Commercial Classes",null,null,null,{"$f":"mct_cb_input12","v":""},null,{"$f":"mct_pc_input12","v":""},"#"]
[null,null,null,null,"Distributed Generation",null,null,null,null,null,"Outage Time",null,null,null,{"$f":"PRODUCT(O351,O361)","v":0},null,{"$f":"PRODUCT(Q351,Q361)","v":0},"hr"]
[null,null,null,null,"Stationary Electricity Storage",null,null,null,null,null,{"$f":"INDIRECT(N363)","v":"Average Hourly Load Not Served During Outage per Customer - Commercial"},null,null,"input110",{"$f":"INDIRECT(\"mct_b_\"&N363)","v":""},null,{"$f":"INDIRECT(\"mct_p_\"&N363)","v":""},"kW"]
[null,null,null,null,"Plug-in Electric Vehicles",null,null,null,null,null,{"$f":"INDIRECT(N364)","v":"Value of Service - Commercial"},null,null,"input43",{"$f":"INDIRECT(\"mct_b_\"&N364)","v":""},null,{"$f":"INDIRECT(\"mct_p_\"&N364)","v":""},"$/kWh"]
[null,null,null,null,null,null,null,null,null,null,"Value - Commercial",null,null,null,{"$f":"PRODUCT(O362,O363,O364)","v":0},null,{"$f":"PRODUCT(Q362,Q363,Q364)","v":0},"$"]
[null,null,null,null,"Calculation"]
[null,null,null,null,"Value ($) = Σ{[Outage Time of Sustained Outage by class (hr) * Load Not Served from Sustained Outage by class(kW estimated) * VOS ($/kWh)]Baseline - [Outage Time of Sustained Outage by class (hr) * Load Not Served from Sustained Outage by class (kW estimated) * VOS ($/kWh)]Project}",null,null,null,null," ","Industrial"]
[null,null,null,null,null,"Outage Time of Sustained Outage by class(hr) = SAIDI (Index) * Total Customers Served within a class (#)",null,null,null," ","Number of Customers All Industrial Classes",null,null,null,{"$f":"mct_cb_input18","v":""},null,{"$f":"mct_pc_input18","v":""},"#"]
[null,null,null,null,null,"Load Not Served from Sustained Outage by class (kW) – This will be determined for each customer class by an internal algorithm. The algorithm will likely be a function of load curves and CAIDI. ",null,null,null," ","Outage Time",null,null,null,{"$f":"PRODUCT(O351,O368)","v":0},null,{"$f":"PRODUCT(Q351,Q368)","v":0},"hr"]
[null,null,null,null,null,null,null,null,null," ",{"$f":"INDIRECT(N370)","v":"Average Hourly Load Not Served During Outage per Customer - Industrial"},null,null,"input111",{"$f":"INDIRECT(\"mct_b_\"&N370)","v":""},null,{"$f":"INDIRECT(\"mct_p_\"&N370)","v":""},"kW"]
[null,null,null,null,"Optional Calculation",null,null,null,null,null,{"$f":"INDIRECT(N371)","v":"Value of Service - Industrial"},null,null,"input46",{"$f":"INDIRECT(\"mct_b_\"&N371)","v":""},null,{"$f":"INDIRECT(\"mct_p_\"&N371)","v":""},"$/kWh"]
[null,null,null,null,"Outage Time of Sustained Outage by class(hr) – SAIDI of Impacted Feeders (Index) * Total Customers Served within a class on the Impacted Feeders (#)",null,null,null,null," ","Value - Industrial",null,null,null,{"$f":"PRODUCT(O369,O370,O371)","v":0},null,{"$f":"PRODUCT(Q369,Q370,Q371)","v":0},"$"]
[null,null,null,null,"Load Not Served from Sustained Outage by class (kW) – This will be determined for each customer class by an internal algorithm. The algorithm will likely be a function of load curves and CAIDI of Impacted Feeders. ",null,null,null,null," "]
[null,null,null,null,null,null,null,null,null,null,"Value - Total",null,null,null,{"$f":"SUM(O358,O365,O372)","v":0},null,{"$f":"SUM(Q358,Q365,Q372)","v":0},"$"]
[]
[null,null,null,null,null,null,null,null,null,null,"TOTAL BENEFIT = Baseline value - Project value",null,null,null,null,null,{"$f":"IF(ISERROR(O374-Q374),0,O374-Q374)","v":0},"$"]
[]
[null,null,null,null,null,null,null,null,null,null,"OPTIONAL CALCULATION"]
[null,null,null,null,null,null,null,null,null,null,{"$f":"INDIRECT(N379)","v":"SAIDI (Impacted Feeders or Lines)"},null,null,"input99",{"$f":"INDIRECT(\"mct_b_\"&N379)","v":""},null,{"$f":"INDIRECT(\"mct_p_\"&N379)","v":""}]
[null,null,null,null,null,null,null,null,null,null,"Residential"]
[null,null,null,null,null,null,null,null,null,null,{"$f":"INDIRECT(N381)","v":"Total Residential Customers Served by Impacted Feeders or Lines"},null,null,"input41",{"$f":"INDIRECT(\"mct_b_\"&N381)","v":""},null,{"$f":"INDIRECT(\"mct_p_\"&N381)","v":""},"#"]
[null,null,null,null,null,null,null,null,null,null,"Outage Time",null,null,null,{"$f":"PRODUCT(O379,O381)","v":0},null,{"$f":"PRODUCT(Q379,Q381)","v":0},"hr"]
[null,null,null,null,null,null,null,null,null,null,"Value - Residential",null,null,null,{"$f":"PRODUCT(O382,O356,O357)","v":0},null,{"$f":"PRODUCT(Q382,Q356,Q357)","v":0},"$"]
[]
[null,null,null,null,null,null,null,null,null,null,"Commercial"]
[null,null,null,null,null,null,null,null,null,null,{"$f":"INDIRECT(N386)","v":"Total Commercial Customers Served by Impacted Feeders or Lines"},null,null,"input42",{"$f":"INDIRECT(\"mct_b_\"&N386)","v":""},null,{"$f":"INDIRECT(\"mct_p_\"&N386)","v":""},"#"]
[null,null,null,null,null,null,null,null,null,null,"Outage Time",null,null,null,{"$f":"PRODUCT(O379,O386)","v":0},null,{"$f":"PRODUCT(Q379,Q386)","v":0},"hr"]
[null,null,null,null,null,null,null,null,null,null,"Value - Commercial",null,null,null,{"$f":"PRODUCT(O387,O363,O364)","v":0},null,{"$f":"PRODUCT(Q387,Q363,Q364)","v":0},"$"]
[]
[null,null,null,null,null,null,null,null,null,null,"Commercial"]
[null,null,null,null,null,null,null,null,null,null,{"$f":"INDIRECT(N391)","v":"Total Industrial Customers Served by Impacted Feeders or Lines"},null,null,"input44",{"$f":"INDIRECT(\"mct_b_\"&N391)","v":""},null,{"$f":"INDIRECT(\"mct_p_\"&N391)","v":""},"#"]
[null,null,null,null,null,null,null,null,null,null,"Outage Time",null,null,null,{"$f":"PRODUCT(O379,O391)","v":0},null,{"$f":"PRODUCT(Q379,Q391)","v":0},"hr"]
[null,null,null,null,null,null,null,null,null,null,"Value - Industrial",null,null,null,{"$f":"PRODUCT(O392,O370,O371)","v":0},null,{"$f":"PRODUCT(Q392,Q370,Q371)","v":0},"$"]
[]
[null,null,null,null,null,null,null,null,null,null,"Value - Total",null,null,null,{"$f":"SUM(O383,O388,O393)","v":0},null,{"$f":"SUM(Q383,Q388,Q393)","v":0},"$"]
[]
[null,null,null,null,null,null,null,null,null,null,"TOTAL BENEFIT = Baseline value - Project value",null,null,null,null,null,{"$f":"IF(ISERROR(O395-Q395),0,O395-Q395)","v":0},"$"]
[]
[]
[]
[]
[]
[]
[]
[]
[]
[]
[]
[]
[]
[]
[null,null,null,null,null,null,"TOTAL BENEFIT FOR ALL FUNCTIONS:",null,{"$f":"IF(Benefits!D16=1,IF(Q351=\"\",Q397,Q376),0)*$J$10","v":0},"($)"]
[]
[null,null,"Reduced Major Outages"]
[null,null,null,null,"Category: Reliability",null,null,null,null,null,"MAIN CALCULATION",null,null,null,"Baseline",null,"Project"]
[null,null,null,null,"Sub-category: Power Interruptions",null,null,null,null,null,"Residential"]
[null,null,null,null,"Benefit: Reduced Major Outages",null,null,null,null,null,{"$f":"INDIRECT(N417)","v":"Outage Time of Major Outage - Residential"},null,null,"input50",{"$f":"INDIRECT(\"mct_b_\"&N417)","v":""},null,{"$f":"INDIRECT(\"mct_p_\"&N417)","v":""},"hr"]
[null,null,null,null,"Value ($) = Σ{[Outage Time of Major Outage by class(hr) * Load Not Served from Major Outage by class (kW estimated) * VOS ($/kWh)]Baseline - [Outage Time of Major Outage by class (hr) * Load Not Served from Major Outage by class (kW estimated) * VOS ($/kWh)]Project}",null,null,null,null," ","Load Not Served from Major Outage - Residential",null,null,null,{"$f":"mct_cb_input31","v":""},null,{"$f":"mct_pc_input31","v":""},"kW"]
[null,null,null,null,null,null,null,null,null,null,{"$f":"INDIRECT(N419)","v":"Value of Service - Residential "},null,null,"input40",{"$f":"INDIRECT(\"mct_b_\"&N419)","v":""},null,{"$f":"INDIRECT(\"mct_p_\"&N419)","v":""},"$/kWh"]
[null,null,null,null,"Functions",null,null,null,null,null,"Value - Residential",null,null,null,{"$f":"PRODUCT(O417:O419)","v":0},null,{"$f":"PRODUCT(Q417:Q419)","v":0},"$"]
[null,null,null,null,"Wide Area Monitoring, Visualization, and Control"]
[null,null,null,null,"Automated Islanding and Reconnection",null,null,null,null,null,"Commercial"]
[null,null,null,null,"Real-Time Load Measurement and Management",null,null,null,null,null,{"$f":"INDIRECT(N423)","v":"Outage Time of Major Outage - Commercial"},null,null,"input52",{"$f":"INDIRECT(\"mct_b_\"&N423)","v":""},null,{"$f":"INDIRECT(\"mct_p_\"&N423)","v":""},"hr"]
[null,null,null,null,"Real-Time Load Transfer",null,null,null,null,null,"Load Not Served from Major Outage - Residential",null,null,null,{"$f":"mct_cb_input32","v":""},null,{"$f":"mct_pc_input32","v":""},"kW"]
[null,null,null,null,null,null,null,null,null,null,{"$f":"INDIRECT(N425)","v":"Value of Service - Commercial"},null,null,"input43",{"$f":"INDIRECT(\"mct_b_\"&N425)","v":""},null,{"$f":"INDIRECT(\"mct_p_\"&N425)","v":""},"$/kWh"]
[null,null,null,null,"Calculation",null,null,null,null,null,"Value - Commercial",null,null,null,{"$f":"PRODUCT(O423:O425)","v":0},null,{"$f":"PRODUCT(Q423:Q425)","v":0},"$"]
[null,null,null,null,"Value ($) = Σ{[Outage Time of Major Outage by class(hr) * Load Not Served from Major Outage by class (kW estimated) * VOS ($/kWh)]Baseline - [Outage Time of Major Outage by class (hr) * Load Not Served from Major Outage by class (kW estimated) * VOS ($/kWh)]Project}",null,null,null,null," "]
[null,null,null,null,null,"Outage Time of Major Outage by class (hr) = This will come  from the Major Event Information metric.",null,null,null," ","Industrial"]
[null,null,null,null,null,"Load Not Served from Major Outage by class (kW) – This value will be calculated by an internal algorithm. The algorithm will be a function of the load curves and the Number of Customers Affected by Major Outages.",null,null,null," ",{"$f":"INDIRECT(N429)","v":"Outage Time of Major Outage - Industrial"},"Outage Time",null,"input54",{"$f":"INDIRECT(\"mct_b_\"&N429)","v":""},null,{"$f":"INDIRECT(\"mct_p_\"&N429)","v":""},"hr"]
[null,null,null,null,null,null,null,null,null,null,"Load Not Served from Major Outage - Residential","Load Not Served",null,null,{"$f":"mct_cb_input33","v":""},null,{"$f":"mct_pc_input33","v":""},"kW"]
[null,null,null,null,"*Depending on how we define outage time, we may not need the number of customers affected by major outages.",null,null,null,null,null,{"$f":"INDIRECT(N431)","v":"Value of Service - Industrial"},"Value of service",null,"input46",{"$f":"INDIRECT(\"mct_b_\"&N431)","v":""},null,{"$f":"INDIRECT(\"mct_p_\"&N431)","v":""},"$/kWh"]
[null,null,null,null,null,null,null,null,null,null,"Value - Industrial",null,null,null,{"$f":"PRODUCT(O429:O431)","v":0},null,{"$f":"PRODUCT(Q429:Q431)","v":0},"$"]
[]
[null,null,null,null,null,null,null,null,null,null,"Value - Total",null,null,null,{"$f":"SUM(O420,O426,O432)","v":0},null,{"$f":"SUM(Q420,Q426,Q432)","v":0},"$"]
[]
[null,null,null,null,null,null,null,null,null,null,"TOTAL BENEFIT = Baseline value - Project value",null,null,null,null,null,{"$f":"IF(ISERROR(O434-Q434),0,O434-Q434)","v":0}]
[]
[]
[]
[]
[]
[]
[]
[]
[]
[]
[]
[]
[null,null,null,null,null,null,"TOTAL BENEFIT FOR ALL FUNCTIONS:",null,{"$f":"IF(Benefits!D17=1,Q436,0)*$J$10","v":0},"($)"]
[]
[null,null,"Reduced Restoration Costs",null,null,null,null,null,null,null,"Value ($) = [Restoration Cost ($)]Baseline - [Restoration Cost ($)]Project"]
[null,null,null,null,"Category: Reliability",null,null,null,null,null,"MAIN CALCULATION",null,null,null,"Baseline",null,"Project"]
[null,null,null,null,"Sub-category: Power Interruptions",null,null,null,null,null,{"$f":"INDIRECT(N453)","v":"Distribution Restoration Cost"},null,null,"input56",{"$f":"INDIRECT(\"mct_b_\"&N453)","v":""},null,{"$f":"INDIRECT(\"mct_p_\"&N453)","v":""},"$"]
[null,null,null,null,"Benefit: Reduced Restoration Costs",null,null,null,null,null,{"$f":"INDIRECT(N454)","v":"Transmission Restoration Cost"},null,null,"input57",{"$f":"INDIRECT(\"mct_b_\"&N454)","v":""},null,{"$f":"INDIRECT(\"mct_p_\"&N454)","v":""},"$"]
[null,null,null,null,"Value ($) = [Restoration Cost ($)]Baseline - [Restoration Cost ($)]Project"]
[null,null,null,null,null,null,null,null,null,null,"Value",null,null,null,{"$f":"SUM(O453,O454)","v":0},null,{"$f":"SUM(Q453,Q454)","v":0},"$"]
[null,null,null,null,"Functions"]
[null,null,null,null,"Adaptive Protection",null,null,null,null,null,"TOTAL BENEFIT = Baseline value - Project value",null,null,null,null,null,{"$f":"IF(ISERROR(O456-Q456),0,O456-Q456)","v":0}]
[null,null,null,null,"Automated Feeder and Line Switching"]
[null,null,null,null,"Diagnosis & Notification of Equipment Condition",null,null,null,null,null,"OPTIONAL CALCULATION"]
[null,null,null,null,"Enhanced Fault Protection",null,null,null,null,null,{"$f":"INDIRECT(N461)","v":"Number of Outage Events"},null,null,"input58",{"$f":"INDIRECT(\"mct_b_\"&N461)","v":""},null,{"$f":"INDIRECT(\"mct_p_\"&N461)","v":""},"#"]
[null,null,null,null,null,null,null,null,null,null,{"$f":"INDIRECT(N462)","v":"Restoration Cost per Event"},null,null,"input59",{"$f":"INDIRECT(\"mct_b_\"&N462)","v":""},null,{"$f":"INDIRECT(\"mct_p_\"&N462)","v":""},"$/#"]
[null,null,null,null,"Calculation"]
[null,null,null,null,"Value ($) = [Restoration Cost ($)]Baseline - [Restoration Cost ($)]Project",null,null,null,null,null,"Value",null,null,null,{"$f":"SUM(O461,O462)","v":0},null,{"$f":"SUM(Q461,Q462)","v":0}]
[null,null,null,null,null,"Restoration Costs ($) =  Distribution Restoration Cost ($) + Transmission Restoration Cost ($)"]
[null,null,null,null,null,null,null,null,null,null,"TOTAL BENEFIT = Baseline value - Project value",null,null,null,null,null,{"$f":"IF(ISERROR(O464-Q464),0,O464-Q464)","v":0}]
[null,null,null,null,"Optional Calculation"]
[null,null,null,null,"Restoration Costs ($) = Number of Outage Events (# of events) * Restoration Cost per Event ($/event) "]
[]
[null,null,null,null,null,null,"TOTAL BENEFIT FOR ALL FUNCTIONS:",null,{"$f":"IF(Benefits!D18=1,SUM(Q458,Q466),0)*$J$10","v":0}]
[]
[null,"Power Quality","Reduced Momentary Outages",null,null,null,null,null,null,null,"Value ($) = [Momentary Interruptions (# of customer interruptions) * VOS – PQ ($ per customer interruption)]Baseline - [Momentary Interruptions (# of customer interruptions) * VOS – PQ ($ per customer interruption)]Project"]
[null,null,null,null,"Category: Reliability",null,null,null,null,null,"MAIN CALCULATION",null,null,null,"Baseline",null,"Project"]
[null,null,null,null,"Sub-category: Power Quality",null,null,null,null,null,{"$f":"INDIRECT(N474)","v":"MAIFI (System)"},null,null,"input60",{"$f":"INDIRECT(\"mct_b_\"&N474)","v":""},null,{"$f":"INDIRECT(\"mct_p_\"&N474)","v":""},"#"]
[null,null,null,null,"Benefit: Reduced Mometary Outages",null,null,null,null,null,{"$f":"INDIRECT(N475)","v":"Value of Service - PQ"},null,null,"input62",{"$f":"INDIRECT(\"mct_b_\"&N475)","v":""},null,{"$f":"INDIRECT(\"mct_p_\"&N475)","v":""},"$/interuption"]
[null,null,null,null,"Value ($) = [Momentary Interruptions (# of customer interruptions) * VOS – PQ ($ per customer interruption)]Baseline - [Momentary Interruptions (# of customer interruptions) * VOS – PQ ($ per customer interruption)]Project",null,null,null,null," ","Number of Customers All Residential Classes\n",null,null,null,{"$f":"mct_cb_input6","v":""},null,{"$f":"mct_pc_input6","v":""},"#"]
[null,null,null,null,null,null,null,null,null,null,"Number of Customers All Commercial Classes\n",null,null,null,{"$f":"mct_cb_input12","v":""},null,{"$f":"mct_pc_input12","v":""},"#"]
[null,null,null,null,"Functions",null,null,null,null,null,"Number of Customers All Industrial Classes\n",null,null,null,{"$f":"mct_cb_input18","v":""},null,{"$f":"mct_pc_input18","v":""},"#"]
[null,null,null,null,"Enhanced Fault Protection"]
[null,null,null,null,"Stationary Electricity Storage",null,null,null,null,null,"Number of Interuptions - Residential",null,null,null,{"$f":"PRODUCT(O474,O476)","v":0},null,{"$f":"PRODUCT(Q474,Q476)","v":0},"interuptions"]
[null,null,null,null,null,null,null,null,null,null,"Number of Interuptions - Commercial",null,null,null,{"$f":"PRODUCT(O474,O477)","v":0},null,{"$f":"PRODUCT(Q474,Q477)","v":0},"interuptions"]
[null,null,null,null,"Calculation",null,null,null,null,null,"Number of Interuptions - Industrial",null,null,null,{"$f":"PRODUCT(O474,O478)","v":0},null,{"$f":"PRODUCT(Q474,Q478)","v":0},"interuptions"]
[null,null,null,null,"Value ($) = [Momentary Interruptions (# of customer interruptions) * VOS – PQ ($ per customer interruption)]Baseline - [Momentary Interruptions (# of customer interruptions) * VOS – PQ ($ per customer interruption)]Project",null,null,null,null," "]
[null,null,null,null,null,"Momentary Interruptions (# of customer interruptions) = MAIFI (Index) * Σ{Total Customers Served by class (#)}\n",null,null,null," ","Value - Residential",null,null,null,{"$f":"PRODUCT(O480,O475)","v":0},null,{"$f":"PRODUCT(Q480,Q475)","v":0},"$"]
[null,null,null,null,null,null,null,null,null,null,"Value - Commercial",null,null,null,{"$f":"PRODUCT(O481,O475)","v":0},null,{"$f":"PRODUCT(Q481,Q475)","v":0},"$"]
[null,null,null,null,"Optional Calculation",null,null,null,null,null,"Value - Industrial",null,null,null,{"$f":"PRODUCT(O482,O475)","v":0},null,{"$f":"PRODUCT(Q482,Q475)","v":0},"$"]
[null,null,null,null,"Momentary Interruptions– MAIFI of Impacted Feeders (Index) * Σ{Total Customers Served by class on the Impacted Feeders (#)}",null,null,null,null," "]
[null,null,null,null,null,null,null,null,null,null,"Value - Total",null,null,null,{"$f":"SUM(O484:O486)","v":0},null,{"$f":"SUM(Q484:Q486)","v":0},"$"]
[]
[null,null,null,null,null,null,null,null,null,null,"TOTAL BENEFIT = Baseline value - Project value",null,null,null,null,null,{"$f":"IF(ISERROR(O488-Q488),0,O488-Q488)","v":0},"$"]
[]
[null,null,null,null,null,null,null,null,null,null,"OPTIONAL CALCULATION"]
[null,null,null,null,null,null,null,null,null,null,{"$f":"INDIRECT(N493)","v":"MAIFI (Impacted Feeders)"},null,null,"input101",{"$f":"INDIRECT(\"mct_b_\"&N493)","v":""},null,{"$f":"INDIRECT(\"mct_p_\"&N493)","v":""},"#"]
[null,null,null,null,null,null,null,null,null,null,{"$f":"INDIRECT(N494)","v":"Total Residential Customers Served on Impacted Feeders (momentary)"},null,null,"input102",{"$f":"INDIRECT(\"mct_b_\"&N494)","v":""},null,{"$f":"INDIRECT(\"mct_p_\"&N494)","v":""},"#"]
[null,null,null,null,null,null,null,null,null,null,{"$f":"INDIRECT(N495)","v":"Total Commercial Customers Served on Impacted Feeders (momentary)"},null,null,"input103",{"$f":"INDIRECT(\"mct_b_\"&N495)","v":""},null,{"$f":"INDIRECT(\"mct_p_\"&N495)","v":""},"#"]
[null,null,null,null,null,null,null,null,null,null,{"$f":"INDIRECT(N496)","v":"Total Industrial Customers Served on Impacted Feeders (momentary)"},null,null,"input104",{"$f":"INDIRECT(\"mct_b_\"&N496)","v":""},null,{"$f":"INDIRECT(\"mct_p_\"&N496)","v":""},"#"]
[]
[null,null,null,null,null,null,null,null,null,null,"Number of Interuptions - Residential",null,null,null,{"$f":"PRODUCT(O493,O494)","v":0},null,{"$f":"PRODUCT(Q493,Q494)","v":0},"interuptions"]
[null,null,null,null,null,null,null,null,null,null,"Number of Interuptions - Commercial",null,null,null,{"$f":"PRODUCT(O493,O495)","v":0},null,{"$f":"PRODUCT(Q493,Q495)","v":0},"interuptions"]
[null,null,null,null,null,null,null,null,null,null,"Number of Interuptions - Industrial",null,null,null,{"$f":"PRODUCT(O493,O496)","v":0},null,{"$f":"PRODUCT(Q493,Q496)","v":0},"interuptions"]
[]
[null,null,null,null,null,null,null,null,null,null,"Value - Total",null,null,null,{"$f":"PRODUCT(SUM(O498:O500),O475)","v":0},null,{"$f":"PRODUCT(SUM(Q498:Q500),Q475)","v":0},"$"]
[null,null,null,null,null,null,"TOTAL BENEFIT FOR ALL FUNCTIONS:",null,{"$f":"IF(Benefits!D19=1,SUM(Q504,Q490),0)*$J$10","v":0}]
[null,null,null,null,null,null,null,null,null,null,"TOTAL BENEFIT = Baseline value - Project value",null,null,null,null,null,{"$f":"IF(ISERROR(O502-Q502),0,O502-Q502)","v":0},"$"]
[null,null,"Reduced Sags and Swells",null,null,null,null,null,null,null,"Value ($) = [Number of High Impedance Faults Cleared (# of events) * VOS-Sags and Swells ($/event)]Baseline - [Number of High Impedance Faults Cleared (# of events) * VOS-Sags and Swells ($/event)]Project"]
[null,null,null,null,"Category: Reliability",null,null,null,null,null,"MAIN CALCULATION",null,null,null,"Baseline",null,"Project"]
[null,null,null,null,"Sub-category: Power Quality",null,null,null,null,null,{"$f":"INDIRECT(N507)","v":"Number of High Impedance Faults Cleared"},null,null,"input63",{"$f":"INDIRECT(\"mct_b_\"&N507)","v":""},null,{"$f":"INDIRECT(\"mct_p_\"&N507)","v":""},"#"]
[null,null,null,null,"Benefit: Reduced Sags and Swells",null,null,null,null,null,{"$f":"INDIRECT(N508)","v":"Value of Service - Sags & Swells"},null,null,"input64",{"$f":"INDIRECT(\"mct_b_\"&N508)","v":""},null,{"$f":"INDIRECT(\"mct_p_\"&N508)","v":""},"$/#"]
[null,null,null,null,"Value ($) = [Number of High Impedance Faults Cleared (# of events) * VOS-Sags and Swells ($/event)]Project - [Number of High Impedance Faults Cleared (# of events) * VOS-Sags and Swells ($/event)]Baseline",null,null,null,null," "]
[null,null,null,null,null,null,null,null,null,null,"Value",null,null,null,{"$f":"PRODUCT(O508,O507)","v":0},null,{"$f":"PRODUCT(Q508,Q507)","v":0},"$"]
[null,null,null,null,"Functions"]
[null,null,null,null,"Enhanced Fault Protection",null,null,null,null,null,"TOTAL BENEFIT = Project value - Baseline value",null,null,null,null,null,{"$f":"IF(ISERROR(Q510-O510),0,Q510-O510)","v":0},"$"]
[null,null,null,null,"Stationary Electricity Storage"]
[]
[null,null,null,null,"Calculation"]
[null,null,null,null,"Value ($) = [Number of High Impedance Faults Cleared (# of events) * VOS-Sags and Swells ($/event)]Project - [Number of High Impedance Faults Cleared (# of events) * VOS-Sags and Swells ($/event)]Baseline",null,null,null,null," "]
[]
[]
[]
[null,null,null,null,null,null,"TOTAL BENEFIT FOR ALL FUNCTIONS:",null,{"$f":"IF(Benefits!D20=1,Q512,0)*$J$10","v":0}]
[]
["Environmental","Air Emissions","Reduced CO2 Emissions",null,null,null,null,null,null,null,"Value ($) = [CO2 Emissions (tons) * Value of CO2 ($/ton)]Baseline - [CO2 Emissions (tons) * Value of CO2 ($/ton)] Project"]
[null,null,null,null,"Category: Environmental",null,null,null,null,null,"MAIN CALCULATION",null,null,null,"Baseline",null,"Project"]
[null,null,null,null,"Sub-category: Air Emissions",null,null,null,null,null,"Truck Rolls"]
[null,null,null,null,"Benefit: Reduced CO2 emissions",null,null,null,null,null,{"$f":"INDIRECT(N525)","v":"Truck Rolls"},null,null,"input65",{"$f":"INDIRECT(\"mct_b_\"&N525)","v":""},null,{"$f":"INDIRECT(\"mct_p_\"&N525)","v":""},"#"]
[null,null,null,null,"Value ($) = Net CO2 Emissions Avoided (tons) * Value of CO2 ($/ton)\nNet CO2 Emissions Avoided = [CO2 Emissions Avoided(tons)]Project - [CO2 Emissions Avoided (tons) ] Baseline \nNet CO2 Emissions Avoided= [CO2 Emissions (tons)]Baseline - [CO2 Emissions (tons) ] Project\n",null,null,null,null,null,{"$f":"INDIRECT(N526)","v":"Average Miles Travelled per Truck Roll"},null,null,"input66",{"$f":"INDIRECT(\"mct_b_\"&N526)","v":""},null,{"$f":"INDIRECT(\"mct_p_\"&N526)","v":""},"miles"]
[null,null,null,null,null,null,null,null,null,null,{"$f":"INDIRECT(N527)","v":"Average Fuel Efficiency for Truck Roll Vehicle"},null,null,"input67",{"$f":"INDIRECT(\"mct_b_\"&N527)","v":""},null,{"$f":"INDIRECT(\"mct_p_\"&N527)","v":""},"miles/gal"]
[null,null,null,null,"Functions",null,null,null,null,null,{"$f":"INDIRECT(N528)","v":"CO2 Emissions per Gallon of Fuel"},null,null,"input68",{"$f":"INDIRECT(\"mct_b_\"&N528)","v":""},null,{"$f":"INDIRECT(\"mct_p_\"&N528)","v":""},"tons/gal"]
[null,null,null,null,"Power Flow Control",null,null,null,null,null,"CO2 Emissions",null,null,null,{"$f":"O525*O526/O527*O528","v":{"$error":"#VALUE!"}},null,{"$f":"Q525*Q526/Q527*Q528","v":{"$error":"#VALUE!"}},"tons"]
[null,null,null,null,"Automated Feeder and Line Switching",null,null,null,null,null,"Net Emissions Avoided",null,null,null,null,null,{"$f":"IF(ISERROR(O529-Q529),0,O529-Q529)","v":0},"tons"]
[null,null,null,null,"Automated Voltage and VAR Control",null,null,null,null,null,"Electric Vehicle Usage"]
[null,null,null,null,"Diagnosis & Notification of Equipment Condition",null,null,null,null,null,{"$f":"INDIRECT(N532)","v":"kWh of Electricity Consumed by PEVs"},null,null,"input93",{"$f":"INDIRECT(\"mct_b_\"&N532)","v":""},null,{"$f":"INDIRECT(\"mct_p_\"&N532)","v":""},"kWh"]
[null,null,null,null,"Real Time Measurement and Management",null,null,null,null,null,{"$f":"INDIRECT(N533)","v":"Electricity to Fuel Conversion Factor"},null,null,"input94",{"$f":"INDIRECT(\"mct_b_\"&N533)","v":""},null,{"$f":"INDIRECT(\"mct_p_\"&N533)","v":""},"gal/kWh"]
[null,null,null,null,"Customer Electricity Use Optimization",null,null,null,null,null,"Emissions Avoided",null,null,null,{"$f":"PRODUCT(O532,O533,O528)","v":0},null,{"$f":"PRODUCT(Q532,Q533,Q528)","v":0},"tons"]
[null,null,null,null,"Distributed Generation",null,null,null,null,null,"Net Emissions Avoided",null,null,null,null,null,{"$f":"IF(ISERROR(Q534-O534),0,Q534-O534)","v":0},"tons"]
[null,null,null,null,"Stationary Electricity Storage",null,null,null,null,null,"Other Emissions"]
[null,null,null,null,"Plug-in Electric Vehicles",null,null,null,null,null,{"$f":"INDIRECT(N537)","v":"CO2 Emissions  "},null,null,"input70",{"$f":"INDIRECT(\"mct_b_\"&N537)","v":""},null,{"$f":"INDIRECT(\"mct_p_\"&N537)","v":""},"tons"]
[null,null,null,null,null,null,null,null,null,null,"Net Emissions Avoided",null,null,null,null,null,{"$f":"IF(ISERROR(O537-Q537),0,O537-Q537)","v":0},"tons"]
[null,null,null,null,"Calculations"]
[null,null,null,null,"Value ($) = Net CO2 Emissions Avoided (tons) * Value of CO2 ($/ton)\nNet CO2 Emissions Avoided = [CO2 Emissions Avoided(tons)]Project - [CO2 Emissions Avoided (tons) ] Baseline \nNet CO2 Emissions Avoided= [CO2 Emissions (tons)]Baseline - [CO2 Emissions (tons) ] Project\n",null,null,null,null,null,"OPTIONAL Truck Rolls Calculation"]
[null,null,null,null,null,"For Automated Feeder and Line Switching; Real Time Measurement and Management; Diagnosis & Notification of Equipment Condition",null,null,null," ",{"$f":"INDIRECT(N541)","v":"Number of Feeder Switching or Maintenance Operations Completed"},null,null,"input84",{"$f":"INDIRECT(\"mct_b_\"&N541)","v":""},null,{"$f":"INDIRECT(\"mct_p_\"&N541)","v":""},"#"]
[null,null,null,null,null,"CO2 Emissions (tons) = Truck Rolls Avoided(# of events) * Average Miles Travelled per Truck Roll (miles/event) / Average Fuel Efficiency for Truck Roll Vehicle (miles/gallon) * CO2 Emissions per Gallon of Gas (tons/gallon) ",null,null,null," ","Average Miles Traveled per Switching or Maintenance Operation",null,null,"input85","",null,"","miles"]
[null,null,null,null,null,null,"Optional calculation",null,null,null,"Average Fuel Efficiency for Feeder Service Vehicle",null,null,"input86","",null,"","miles/gal"]
[null,null,null,null,null,null,"Gasoline Consumed (gallons) = Σ[Operations (# of events) * Average Miles Traveled per event (miles/event)  / Average Fuel Efficiency for Service Vehicle (miles/gallon) ]",null,null," ","Number of Diagnosis /Notification Operations Completed",null,null,"input87","",null,"","#"]
[null,null,null,null,null,"For PEV with Reduced Gasoline Consumption Mechanism",null,null,null,null,"Average Miles Traveled per Diagnosis /Notification Operation",null,null,"input88","",null,"","miles"]
[null,null,null,null,null,"CO2 Emissions Avoided (tons) = kWh of Electricity Consumed by PEVs (kWh) * Electricity to Fuel Conversion Factor (gallons/kWh) * CO2 Emissions per Gallon of Gas (tons/gallon) ",null,null,null," ","Average Fuel Efficiency for Diagnosis /Notification Service Vehicle",null,null,"input89","",null,"","miles/gal"]
[null,null,null,null,null,"For all other Functions (Including PEV with offset central generation)",null,null,null,null,"Number of Meter Reading Operations",null,null,"input90","",null,"","#"]
[null,null,null,null,null,"CO2 Emissions (tons) – They are calculated by the project and provided directly.",null,null,null,null,"Average Miles Traveled per meter read",null,null,"input91","",null,"","miles"]
[null,null,null,null,null,null,null,null,null,null,"Average Fuel Efficiency for Real-Time Load Measurement/Management Service Vehicle",null,null,"input92","",null,"","miles/gal"]
[null,null,null,null,null,null,null,null,null,null,"CO2 Emissions",null,null,null,{"$f":"((O541*O542/O543)+(O544*O545/O546)+(O547*O548/O549))*O528","v":{"$error":"#VALUE!"}},null,{"$f":"((Q541*Q542/Q543)+(Q544*Q545/Q546)+(Q547*Q548/Q549))*Q528","v":{"$error":"#VALUE!"}},"tons"]
[null,null,null,null,null,null,null,null,null,null,"Net Emissions Avoided",null,null,null,null,null,{"$f":"IF(ISERROR(O550-Q550),0,O550-Q550)","v":0},"tons"]
[]
[null,null,null,null,null,null,null,null,null,null,"Total CO2 Avoided",null,null,null,null,null,{"$f":"SUM(Q538,Q535,Q530,Q551)","v":0},"$/ton"]
[null,null,null,null,null,null,null,null,null,null,{"$f":"INDIRECT(N554)","v":"Value of CO2"},null,null,"input71",null,null,{"$f":"INDIRECT(\"mct_p_\"&N554)","v":""},"$/ton"]
[]
[null,null,null,null,null,null,null,null,null,null,"TOTAL BENEFIT",null,null,null,null,null,{"$f":"PRODUCT(Q553,Q554)","v":0},"$"]
[]
[]
[]
[]
[null,null,null,null,null,null,"TOTAL BENEFIT FOR ALL FUNCTIONS:",null,{"$f":"IF(Benefits!D21=1,Q556,0)*$J$10","v":0}]
[]
[null,null,"Reduced Emissions ",null,null,null,null,null,null,null,"Value ($) = [Emissions (tons) * Value of Emissions ($/ton)]Baseline - [Emissions (tons) * Value of Emissions ($/ton)] Project"]
[null,null,null,null,"Category: Environmental",null,null,null,null,null,"MAIN CALCULATION",null,null,null,"Baseline",null,"Project"]
[null,null,null,null,"Sub-category: Air Emissions",null,null,null,null,null,"Avoided Truck Rolls"]
[null,null,null,null,"Benefit: Reduced NOx, SOx, and PM-10 Emissions",null,null,null,null,null,{"$f":"INDIRECT(N566)","v":"Truck Rolls"},null,null,"input65",{"$f":"INDIRECT(\"mct_b_\"&N566)","v":""},null,{"$f":"INDIRECT(\"mct_p_\"&N566)","v":""},"#"]
[null,null,null,null,"Value ($) = Σ{Net Emissions Avoided (tons)* Value of Emissions ($/ton)}\nNet Emissions Avoided (tons) =  [Emissions (tons)]Baseline - [Emissions (tons)] Project \nNet Emissions Avoided (tons) = [Emissions Avoided(tons)]Project - [Emissions Avoided (tons) ] Baseline",null,null,null,null,null,"Average Miles Travelled per Truck Roll",null,null,"input66","",null,"","miles"]
[null,null,null,null,null,null,null,null,null,null,"Average Fuel Efficiency for Truck Roll Vehicle",null,null,"input67","",null,"","miles/gal"]
[null,null,null,null,"Functions",null,null,null,null,null,"Sox Emissions per Gallon of Gas",null,null,"input72","",null,"","tons/gal"]
[null,null,null,null,"Flow Control",null,null,null,null,null,"NOx Emissions per Gallon of Gas",null,null,"input73","",null,"","tons/gal"]
[null,null,null,null,"Automated Feeder and Line Switching",null,null,null,null,null,"PM-2.5 per Gallon of Gas",null,null,"input74","",null,"","tons/gal"]
[null,null,null,null,"Automated Voltage and VAR Control",null,null,null,null,null,"Emissions Avoided - Sox",null,null,null,{"$f":"O566*O567/O568*O569","v":{"$error":"#VALUE!"}},null,{"$f":"Q566*Q567/Q568*Q569","v":{"$error":"#VALUE!"}},"tons"]
[null,null,null,null,"Diagnosis & Notification of Equipment Condition",null,null,null,null,null,"Emissions Avoided - Nox",null,null,null,{"$f":"O566*O567/O568*O570","v":{"$error":"#VALUE!"}},null,{"$f":"Q566*Q567/Q568*Q570","v":{"$error":"#VALUE!"}},"tons"]
[null,null,null,null,"Real Time Measurement and Management",null,null,null,null,null,"Emissions Avoided - PM-10",null,null,null,{"$f":"O566*O567/O568*O571","v":{"$error":"#VALUE!"}},null,{"$f":"Q566*Q567/Q568*Q571","v":{"$error":"#VALUE!"}},"tons"]
[null,null,null,null,"Customer Electricity Use Optimization",null,null,null,null,null,"Net Emissions Avoided - Sox",null,null,null,null,null,{"$f":"IF(ISERROR(Q572-O572),0,Q572-O572)","v":0},"tons"]
[null,null,null,null,"Distributed Generation",null,null,null,null,null,"Net Emissions Avoided - Nox",null,null,null,null,null,{"$f":"IF(ISERROR(Q573-O573),0,Q573-O573)","v":0},"tons"]
[null,null,null,null,"Stationary Electricity Storage",null,null,null,null,null,"Net Emissions Avoided - PM-10",null,null,null,null,null,{"$f":"IF(ISERROR(Q574-O574),0,Q574-O574)","v":0},"tons"]
[null,null,null,null,"Plug-in Electric Vehicles",null,null,null,null,null,"Electric Vehicle Usage"]
[null,null,null,null,null,null,null,null,null,null,{"$f":"INDIRECT(N579)","v":"kWh of Electricity Consumed by PEVs"},null,null,"input93",{"$f":"INDIRECT(\"mct_b_\"&N579)","v":""},null,{"$f":"INDIRECT(\"mct_p_\"&N579)","v":""},"kWh"]
[null,null,null,null,"Calculations",null,null,null,null,null,{"$f":"INDIRECT(N580)","v":"Electricity to Fuel Conversion Factor"},null,null,"input94",{"$f":"INDIRECT(\"mct_b_\"&N580)","v":""},null,{"$f":"INDIRECT(\"mct_p_\"&N580)","v":""},"gal/kWh"]
[null,null,null,null,"For Automated Feeder and Line Switching; Real Time Measurement and Management; Diagnosis & Notification of Equipment Condition",null,null,null,null," ","Emissions Avoided - Sox",null,null,null,{"$f":"O579*O580*O569","v":{"$error":"#VALUE!"}},null,{"$f":"Q579*Q580*Q569","v":{"$error":"#VALUE!"}},"tons"]
[null,null,null,null,"Emissions (tons) = Truck Rolls (# of events) * Average Miles Travelled per Truck Roll (miles/event) ÷ Average Fuel Efficiency for Truck Roll Vehicle (miles/gallon) * Emissions per Gallon of Fuel (tons/gallon) ",null,null,null,null," ","Emissions Avoided - Nox",null,null,null,{"$f":"O579*O580*O570","v":{"$error":"#VALUE!"}},null,{"$f":"Q579*Q580*Q570","v":{"$error":"#VALUE!"}},"tons"]
[null,null,null,null,null,"Optional calculation",null,null,null," ","Emissions Avoided - PM-10",null,null,null,{"$f":"O579*O580*O571","v":{"$error":"#VALUE!"}},null,{"$f":"Q579*Q580*Q571","v":{"$error":"#VALUE!"}},"tons"]
[null,null,null,null,null,"Emissions (tons) = Σ{Number of Operations Completed(# of events) * Average Miles Traveled per Operation (miles/event)  ÷ Average Fuel Efficiency for Service Vehicle (miles/gallon)} * Emissions per Gallon of Fuel (tons/gallon)",null,null,null," ","Net Emissions Avoided - Sox",null,null,null,null,null,{"$f":"IF(ISERROR(Q581-O581),0,Q581-O581)","v":0},"tons"]
[null,null,null,null,"For PEV with Reduced Gasoline Consumption Mechanism",null,null,null,null," ","Net Emissions Avoided - Nox",null,null,null,null,null,{"$f":"IF(ISERROR(Q582-O582),0,Q582-O582)","v":0},"tons"]
[null,null,null,null,"Emissions Avoided (tons) = kWh of Electricity Consumed by PEVs (kWh) * Electricity to Fuel Conversion Factor (gallons/kWh) * Emissions per Gallon of Fuel (tons/gallon)",null,null,null,null," ","Net Emissions Avoided - PM-10",null,null,null,null,null,{"$f":"IF(ISERROR(Q583-O583),0,Q583-O583)","v":0},"tons"]
[null,null,null,null,"For all other Functions (Including PEV with offset central generation)",null,null,null,null,null,"Other Emissions"]
[null,null,null,null,"Emissions (tons) – They are calculated by the project and provided directly.",null,null,null,null,null,{"$f":"INDIRECT(N588)","v":"SOx Emissions"},null,null,"input78",{"$f":"INDIRECT(\"mct_b_\"&N588)","v":""},null,{"$f":"INDIRECT(\"mct_p_\"&N588)","v":""},"tons"]
[null,null,null,null,null,null,null,null,null,null,{"$f":"INDIRECT(N589)","v":"NOx Emissions"},null,null,"input79",{"$f":"INDIRECT(\"mct_b_\"&N589)","v":""},null,{"$f":"INDIRECT(\"mct_p_\"&N589)","v":""},"tons"]
[null,null,null,null,null,null,null,null,null,null,{"$f":"INDIRECT(N590)","v":"PM-2.5 Emissions"},null,null,"input80",{"$f":"INDIRECT(\"mct_b_\"&N590)","v":""},null,{"$f":"INDIRECT(\"mct_p_\"&N590)","v":""},"tons"]
[null,null,null,null,null,null,null,null,null,null,"Net Emissions Avoided - Sox",null,null,null,null,null,{"$f":"IF(ISERROR(O588-Q588),0,O588-Q588)","v":0},"tons"]
[null,null,null,null,null,null,null,null,null,null,"Net Emissions Avoided - Nox",null,null,null,null,null,{"$f":"IF(ISERROR(O589-Q589),0,O589-Q589)","v":0},"tons"]
[null,null,null,null,null,null,null,null,null,null,"Net Emissions Avoided - PM-10",null,null,null,null,null,{"$f":"IF(ISERROR(O590-Q590),0,O590-Q590)","v":0},"tons"]
[]
[null,null,null,null,null,null,null,null,null,null,"OPTIONAL Avoided Truck Rolls Calculation"]
[null,null,null,null,null,null,null,null,null,null,{"$f":"INDIRECT(N596)","v":"Number of Feeder Switching or Maintenance Operations Completed"},null,null,"input84",{"$f":"INDIRECT(\"mct_b_\"&N596)","v":""},null,{"$f":"INDIRECT(\"mct_p_\"&N596)","v":""},"#"]
[null,null,null,null,null,null,null,null,null,null,"Average Miles Traveled per Switching or Maintenance Operation",null,null,"input85","",null,"","miles"]
[null,null,null,null,null,null,null,null,null,null,"Average Fuel Efficiency for Feeder Service Vehicle",null,null,"input86","",null,"","miles/gal"]
[null,null,null,null,null,null,null,null,null,null,"Number of Diagnosis /Notification Operations Completed",null,null,"input87","",null,"","#"]
[null,null,null,null,null,null,null,null,null,null,"Average Miles Traveled per Diagnosis /Notification Operation",null,null,"input88","",null,"","miles"]
[null,null,null,null,null,null,null,null,null,null,"Average Fuel Efficiency for Diagnosis /Notification Service Vehicle",null,null,"input89","",null,"","miles/gal"]
[null,null,null,null,null,null,null,null,null,null,"Number of Meter Reading Operations",null,null,"input90","",null,"","#"]
[null,null,null,null,null,null,null,null,null,null,"Average Miles Traveled per meter read",null,null,"input91","",null,"","miles"]
[null,null,null,null,null,null,null,null,null,null,"Average Fuel Efficiency for Real-Time Load Measurement/Management Service Vehicle",null,null,"input92","",null,"","miles/gal"]
[null,null,null,null,null,null,null,null,null,null,"SOx Emissions",null,null,null,{"$f":"((O596*O597/O598)+(O599*O600/O601)+(O602*O603/O604))*O569","v":{"$error":"#VALUE!"}},null,{"$f":"((Q596*Q597/Q598)+(Q599*Q600/Q601)+(Q602*Q603/Q604))*Q569","v":{"$error":"#VALUE!"}},"tons"]
[null,null,null,null,null,null,null,null,null,null,"NOx Emissions",null,null,null,{"$f":"((O596*O597/O598)+(O599*O600/O601)+(O602*O603/O604))*O570","v":{"$error":"#VALUE!"}},null,{"$f":"((Q596*Q597/Q598)+(Q599*Q600/Q601)+(Q602*Q603/Q604))*Q570","v":{"$error":"#VALUE!"}},"tons"]
[null,null,null,null,null,null,null,null,null,null,"PM-10 Emissions",null,null,null,{"$f":"((O596*O597/O598)+(O599*O600/O601)+(O602*O603/O604))*O571","v":{"$error":"#VALUE!"}},null,{"$f":"((Q596*Q597/Q598)+(Q599*Q600/Q601)+(Q602*Q603/Q604))*Q571","v":{"$error":"#VALUE!"}},"tons"]
[null,null,null,null,null,null,null,null,null,null,"Net Emissions Avoided - Sox",null,null,null,null,null,{"$f":"IF(ISERROR(O605-Q605),0,O605-Q605)","v":0},"tons"]
[null,null,null,null,null,null,null,null,null,null,"Net Emissions Avoided - Nox",null,null,null,null,null,{"$f":"IF(ISERROR(O606-Q606),0,O606-Q606)","v":0},"tons"]
[null,null,null,null,null,null,null,null,null,null,"Net Emissions Avoided - PM-10",null,null,null,null,null,{"$f":"IF(ISERROR(O607-Q607),0,O607-Q607)","v":0},"tons"]
[]
[null,null,null,null,null,null,null,null,null,null,"Total SOx Avoided",null,null,null,null,null,{"$f":"SUM(Q575,Q584,Q591,Q608)","v":0},"tons"]
[null,null,null,null,null,null,null,null,null,null,"Total NOx Avoided",null,null,null,null,null,{"$f":"SUM(Q576,Q585,Q592,Q609)","v":0},"tons"]
[null,null,null,null,null,null,null,null,null,null,"Total PM-10 Avoided",null,null,null,null,null,{"$f":"SUM(Q577,Q586,Q593,Q610)","v":0},"tons"]
[null,null,null,null,null,null,null,null,null,null,{"$f":"INDIRECT(N615)","v":"Value of SOx"},null,null,"input81",null,null,{"$f":"INDIRECT(\"mct_p_\"&N615)","v":""},"$/ton"]
[null,null,null,null,null,null,null,null,null,null,{"$f":"INDIRECT(N616)","v":"Value of NOx"},null,null,"input82",null,null,{"$f":"INDIRECT(\"mct_p_\"&N616)","v":""},"$/ton"]
[null,null,null,null,null,null,null,null,null,null,{"$f":"INDIRECT(N617)","v":"Value of PM-2.5"},null,null,"input83",null,null,{"$f":"INDIRECT(\"mct_p_\"&N617)","v":""},"$/ton"]
[null,null,null,null,null,null,"TOTAL BENEFIT FOR ALL FUNCTIONS:",null,{"$f":"IF(Benefits!D22=1,Q619,0)*$J$10","v":0}]
[null,null,null,null,null,null,null,null,null,null,"TOTAL BENEFIT",null,null,null,null,null,{"$f":"SUM(PRODUCT(Q612,Q615),PRODUCT(Q613,Q616),PRODUCT(Q614,Q617))","v":0},"$"]
["Security","Energy Security","Reduced Dependence on Oil",null,null,null,null,null,null,null,"Value (gallons) = [Gasoline Consumed (gallons) * Oil Conversion Factor (barrels of oil/gallon of gasoline)]Baseline - [Gasoline Consumed (gallons) * Oil Conversion Factor(barrels of oil/gallon of gasoline)] Project"]
[null,null,null,null,"Category: Safety and Security",null,null,null,null,null,"MAIN CALCULATION",null,null,null,"Baseline",null,"Project"]
[null,null,null,null,"Sub-category: Energy Security",null,null,null,null,null,"Truck Rolls"]
[null,null,null,null,"Benefit: Reduced Dependence on Oil",null,null,null,null,null,{"$f":"INDIRECT(N623)","v":"Truck Rolls"},null,null,"input65",{"$f":"INDIRECT(\"mct_b_\"&N623)","v":""},null,{"$f":"INDIRECT(\"mct_p_\"&N623)","v":""},"#"]
[null,null,null,null,"Value (gallons of oil) = Net Avoided Fuel Use (gallons)* Fuel to Oil Conversion Factor (gallons oil/gallon fuel)\nNet Avoided Fuel Use (gallons) =  [Fuel Use (gallons)]Baseline - [Fuel Use (gallons)] Project \nNet Avoided Fuel Use (gallons) = [Avoided Fuel Use (gallons)]Project - [Avoided Fuel Use (gallons) ] Baseline\n",null,null,null,null," ",{"$f":"INDIRECT(N624)","v":"Average Miles Travelled per Truck Roll"},null,null,"input66",{"$f":"INDIRECT(\"mct_b_\"&N624)","v":""},null,{"$f":"INDIRECT(\"mct_p_\"&N624)","v":""},"miles"]
[null,null,null,null,null,null,null,null,null,null,{"$f":"INDIRECT(N625)","v":"Average Fuel Efficiency for Truck Roll Vehicle"},null,null,"input67",{"$f":"INDIRECT(\"mct_b_\"&N625)","v":""},null,{"$f":"INDIRECT(\"mct_p_\"&N625)","v":""},"miles/gal"]
[null,null,null,null,"Functions",null,null,null,null,null,"Fuel Use",null,null,null,{"$f":"O623*O624/O625","v":{"$error":"#VALUE!"}},null,{"$f":"Q623*Q624/Q625","v":{"$error":"#VALUE!"}},"gal"]
[null,null,null,null,"Automated Feeder and Line Switching",null,null,null,null,null,"Net Avoided Fuel Use",null,null,null,null,null,{"$f":"IF(ISERROR(O626-Q626),0,O626-Q626)","v":0},"gal"]
[null,null,null,null,"Diagnosis & Notification of Equipment Condition",null,null,null,null,null,"Electric Vehicle Usage"]
[null,null,null,null,"Real Time Load Measurement and Management",null,null,null,null,null,{"$f":"INDIRECT(N629)","v":"kWh of Electricity Consumed by PEVs"},null,null,"input93",{"$f":"INDIRECT(\"mct_b_\"&N629)","v":""},null,{"$f":"INDIRECT(\"mct_p_\"&N629)","v":""},"kWh"]
[null,null,null,null,"Plug-in Electric Vehicles",null,null,null,null,null,{"$f":"INDIRECT(N630)","v":"Electricity to Fuel Conversion Factor"},null,null,"input94",{"$f":"INDIRECT(\"mct_b_\"&N630)","v":""},null,{"$f":"INDIRECT(\"mct_p_\"&N630)","v":""},"gal/kWh"]
[null,null,null,null,null,null,null,null,null,null,"Avoided Fuel Use",null,null,null,{"$f":"O629*O630","v":{"$error":"#VALUE!"}},null,{"$f":"Q629*Q630","v":{"$error":"#VALUE!"}},"gal"]
[null,null,null,null,"Calculation",null,null,null,null,null,"Net Avoided Fuel Use",null,null,null,null,null,{"$f":"IF(ISERROR(Q631-O631),0,Q631-O631)","v":0},"gal"]
[null,null,null,null,"Value (gallons of oil) = Net Avoided Fuel Use (gallons)* Fuel to Oil Conversion Factor (gallons oil/gallon fuel)\nNet Avoided Fuel Use (gallons) =  [Fuel Use (gallons)]Baseline - [Fuel Use (gallons)] Project \nNet Avoided Fuel Use (gallons) = [Avoided Fuel Use (gallons)]Project - [Avoided Fuel Use (gallons) ] Baseline\n",null,null,null,null," ","OPTIONAL Avoided Truck Rolls Calculation"]
[null,null,null,null,null,"For PEVs (with reduced gasoline consumption mechanism)",null,null,null,null,{"$f":"INDIRECT(N634)","v":"Number of Feeder Switching or Maintenance Operations Completed"},null,null,"input84",{"$f":"INDIRECT(\"mct_b_\"&N634)","v":""},null,{"$f":"INDIRECT(\"mct_p_\"&N634)","v":""},"#"]
[null,null,null,null,null,"Avoided Fuel Use (gallons) =  kWh of Electricity Consumed by PEVs (kWh) * Electricity to Fuel Conversion Factor (gallons/kWh)",null,null,null," ","Average Miles Traveled per Switching or Maintenance Operation",null,null,"input85","",null,"","miles"]
[null,null,null,null,null,"For all other Functions",null,null,null,null,"Average Fuel Efficiency for Feeder Service Vehicle",null,null,"input86","",null,"","miles/gal"]
[null,null,null,null,null,"Fuel Use (gallons) = Truck Rolls (# of events) * Average Miles Travelled per Truck Roll (miles/event) ÷ Average Fuel Efficiency for Truck Roll Vehicle (miles/gallon)",null,null,null," ","Number of Diagnosis /Notification Operations Completed",null,null,"input87","",null,"","#"]
[null,null,null,null,null,null,null,null,null,null,"Average Miles Traveled per Diagnosis /Notification Operation",null,null,"input88","",null,"","miles"]
[null,null,null,null,"Optional Calculation",null,null,null,null,null,"Average Fuel Efficiency for Diagnosis /Notification Service Vehicle",null,null,"input89","",null,"","miles/gal"]
[null,null,null,null,"Fuel Use (gallons) = Σ{Number of Operations Completed(# of events) * Average Miles Traveled per Operation (miles/event)  ÷ Average Fuel Efficiency for Service Vehicle (miles/gallon)}",null,null,null,null," ","Number of Meter Reading Operations",null,null,"input90","",null,"","#"]
[null,null,null,null,null,null,null,null,null,null,"Average Miles Traveled per meter read",null,null,"input91","",null,"","miles"]
[null,null,null,null,null,null,null,null,null,null,"Average Fuel Efficiency for Real-Time Load Measurement/Management Service Vehicle",null,null,"input92","",null,"","miles/gal"]
[null,null,null,null,null,null,null,null,null,null,"Fuel Use",null,null,null,{"$f":"((O634*O635/O636)+(O637*O638/O639)+(O640*O641/O642))","v":{"$error":"#VALUE!"}},null,{"$f":"((Q634*Q635/Q636)+(Q637*Q638/Q639)+(Q640*Q641/Q642))","v":{"$error":"#VALUE!"}},"gal"]
[null,null,null,null,null,null,null,null,null,null,"Net Avoided Fuel Use",null,null,null,null,null,{"$f":"IF(ISERROR(O643-Q643),0,O643-Q643)","v":0},"gal"]
[]
[null,null,null,null,null,null,null,null,null,null,"Fuel to Oil Conversion Factor",null,null,null,null,null,{"$f":"fuel_to_oil","v":2.16},"gal oil/gal fuel"]
[null,null,null,null,null,null,"TOTAL BENEFIT FOR ALL FUNCTIONS:",null,{"$f":"IF(Benefits!D23=1,Q648,0)*$J$10","v":0}]
[null,null,null,null,null,null,null,null,null,null,"TOTAL BENEFIT",null,null,null,null,null,{"$f":"PRODUCT(SUM(Q627,Q632,Q644),Q646)","v":0},"gal oil"]
[null,null,"Reduced Widescale Blackouts",null,null,null,null,null,null,null,"Value ($) = [Number of Wide-scale Blackouts (# of events) * Estimated Cost of each Wide-scale Blackout ($/event)]Baseline - [Number of Wide-scale Blackouts (# of events) * Estimated Cost each Wide-scale Blackout ($/event)]Project"]
[null,null,null,null,"Category: Safety and Security",null,null,null,null,null,"MAIN CALCULATION",null,null,null,"Baseline",null,"Project"]
[null,null,null,null,"Sub-category: Energy Security",null,null,null,null,null,{"$f":"INDIRECT(N651)","v":"Number of Wide-scale Blackouts"},null,null,"input95",{"$f":"INDIRECT(\"mct_b_\"&N651)","v":""},null,{"$f":"INDIRECT(\"mct_p_\"&N651)","v":""},"#"]
[null,null,null,null,"Benefit: Reduced Widescale Blackouts",null,null,null,null,null,{"$f":"INDIRECT(N652)","v":"Estimated Cost of each Wide-scale Blackout"},null,null,"input96",{"$f":"INDIRECT(\"mct_b_\"&N652)","v":""},null,{"$f":"INDIRECT(\"mct_p_\"&N652)","v":""},"$/#"]
[null,null,null,null,"Value ($) = [Number of Wide-scale Blackouts (# of events) * Estimated Cost of each Wide-scale Blackout ($/event)]Baseline - [Number of Wide-scale Blackouts (# of events) * Estimated Cost each Wide-scale Blackout ($/event)]Project",null,null,null,null," "]
[null,null,null,null,null,null,null,null,null,null,"Value ",null,null,null,{"$f":"PRODUCT(O651,O652)","v":0},null,{"$f":"PRODUCT(Q651,Q652)","v":0},"$"]
[null,null,null,null,"Functions"]
[null,null,null,null,"Wide Area Monitoring and Visualization",null,null,null,null,null,"TOTAL BENEFIT = Baseline value - Project value",null,null,null,null,null,{"$f":"IF(ISERROR(O654-Q654),0,O654-Q654)","v":0},"$"]
[null,null,null,null,"Dynamic Capability Rating"]
[]
[null,null,null,null,"Calculation"]
[null,null,null,null,"Value ($) = [Number of Wide-scale Blackouts (# of events) * Estimated Cost of each Wide-scale Blackout ($/event)]Baseline - [Number of Wide-scale Blackouts (# of events) * Estimated Cost each Wide-scale Blackout ($/event)]Project",null,null,null,null," "]
[]
[]
[]
[null,null,null,null,null,null,"TOTAL BENEFIT FOR ALL FUNCTIONS:",null,{"$f":"IF(Benefits!D24=1,Q656,0)*$J$10","v":0}]

{"sheet":"Lookups","index":35,"n_rows":79,"n_cols":35,"rows_kept":79,"cut":false,"hidden":true,"merged":[]}
[null,null,null,null,null,null,null,null,null,null,null,null,null,null,null,null,null,null,null,null,null,null,null,null,null,null,null,null,null,null,null,null,"Scenario","Activation","Scenarios"]
["Project Years lookup",null,null,null,"NCI NERC Region Lookup",null,null,"Analysis Years",null,null,null,"NCI NERC REGIONS",null,null,null,null,null,null,null,null,"Sensitivities",null,null,null,"Sensitivity Inputs List",null,null,"Sensitivity Levels",null,null,null,null,"Reference Scenario Only","NO","Reference Scenario Only"]
["Start year = year 0",null,null,null,null,null,null,null,null,"yrs",null,null,null,null,null,null,null,"YES",null,null,"Reference",null,null,null,null,null,null,null,null,null,null,null,"Reference Scenario Only","YES","Clean Energy Scenario Only"]
["Year","Yrs passed",null,null,"State","NCI NERC Region",null,{"$f":"proj_start_yr","v":0},null,1,null,"1. NPCC",null,null,null,null,null,"NO",null,null,"Low",null,null,null,"Value of Service",null,null,"Low",null,null,null,null,"Clean Energy Scenario Only","NO","Energy Security Scenario Only"]
[{"$f":"'DIM MAIN'!E29","v":0},0,null,null,"Alabama","5. SERC",null,{"$f":"IF(ISERROR((IF(H4+1<2041,H4+1,\"\"))),\"\",IF(H4+1<2041,H4+1,\"\"))","v":1},null,2,null,"2. RFC",null,null,null,null,null,null,null,null,"High",null,null,null,"Peak Demand",null,null,"Medium",null,null,null,null,"Energy Security Scenario Only","NO","All Scenarios"]
[{"$f":"A5+1","v":1},1,null,null,"Alaska","9. ASCC",null,{"$f":"IF(ISERROR((IF(H5+1<2041,H5+1,\"\"))),\"\",IF(H5+1<2041,H5+1,\"\"))","v":2},null,3,null,"3. MRO",null,null,null,null,null,"range name = yes_no",null,null,null,null,null,null,"Electricity Rate",null,null,"High",null,null,null,null,"All Scenarios","NO"]
[2,2,null,null,"Arizona","8. WECC",null,3,null,4,null,"4. FRCC",null,null,null,null,null,null,null,null,"range name = scenarios",null,null,null,"Load not Served"]
[3,3,null,null,"Arkansas","5. SERC",null,4,null,5,null,"5. SERC",null,null,null,null,null,null,null,null,null,null,null,null,"Price of Capacity",null,null,"range name = low_medium_high"]
[4,4,null,null,"California","8. WECC",null,5,null,6,null,"6. SPP",null,null,null,null,null,"NO",null,null,null,null,null,null,"Emissions"]
[5,5,null,null,"Colorado","8. WECC",null,6,null,7,null,"7. TRE",null,null,null,null,null,null,null,null,null,null,null,null,7]
[6,6,null,null,"Connecticut","1. NPCC",null,7,null,8,null,"8. WECC",null,null,null,null,null,"range name = ReferenceScenario",null,null,"Sensitivity Toggles",null,null,null,8]
[7,7,null,null,"Delaware","2. RFC",null,8,null,9,null,"9. ASCC",null,null,null,null,null,null,null,null,"range name = sensitivity_toggle",null,null,null,9]
[8,8,null,null,"Florida","4. FRCC",null,9,null,10,null,"10. HI",null,null,null,null,null,null,null,null,0,null,null,null,10]
[9,9,null,null,"Georgia","5. SERC",null,10,null,11,null,null,null,null,null,null,null,null,null,null,{"$f":"U13+5%","v":0.05}]
[10,10,null,null,"Hawaii","10. HI",null,11,null,12,null,null,"name range = NCINERC",null,null,null,null,null,null,null,{"$f":"U14+5%","v":0.1}]
[11,11,null,null,"Idaho","8. WECC",null,12,null,13,null,null,null,null,null,null,null,null,null,null,0.15000000000000002]
[12,12,null,null,"Illinois","2. RFC",null,13,null,14,null,null,null,null,null,null,null,null,null,null,0.2]
[13,13,null,null,"Indiana","2. RFC",null,14,null,15,null,null,null,null,null,null,null,null,null,null,0.25,null,null,null,"range name = sensitivities"]
[14,14,null,null,"Iowa","3. MRO",null,15,null,16,null,null,null,null,null,null,null,null,null,null,0.3]
[15,15,null,null,"Kansas","6. SPP",null,16,null,17,null,null,null,null,null,null,null,null,null,null,0.35]
[16,16,null,null,"Kentucky","5. SERC",null,17,null,18,null,null,null,null,null,null,null,null,null,null,0.39999999999999997]
[17,17,null,null,"Louisiana","5. SERC",null,18,null,19,null,null,null,null,null,null,null,null,null,null,0.44999999999999996]
[18,18,null,null,"Maine","1. NPCC",null,19,null,20,null,"Analysis year",null,"",null,null,null,null,null,null,0.49999999999999994]
[19,19,null,null,"Maryland","2. RFC",null,20,null,21,null,"Sensitivity",null,"Reference",null,null,null,null,null,null,0.54999999999999993]
[20,20,null,null,"Massachusetts","1. NPCC",null,21,null,22,null,null,null,null,null,null,null,null,null,null,0.6]
[21,21,null,null,"Michigan","2. RFC",null,22,null,23,null,null,null,null,null,null,null,null,null,null,0.65]
[null,null,null,null,"Minnesota","3. MRO",null,23,null,24,null,null,null,null,null,null,null,null,null,null,0.70000000000000007]
[null,null,null,null,"Mississippi","5. SERC",null,24,null,25,null,null,null,null,null,null,null,null,null,null,0.75000000000000011]
[null,null,null,null,"Missouri","5. SERC",null,25,null,26,null,null,null,null,null,null,null,null,null,null,0.80000000000000016]
[null,null,null,null,"Montana","8. WECC",null,26,null,27,null,null,null,null,null,null,null,null,null,null,0.8500000000000002]
[null,null,null,null,"Nebraska","3. MRO",null,{"$f":"IF(ISERROR((IF(H30+1<2041,H30+1,\"\"))),\"\",IF(H30+1<2041,H30+1,\"\"))","v":27},null,28,null,null,null,null,null,null,null,null,null,null,0.90000000000000024]
[null,null,null,null,"Nevada","8. WECC",null,28,null,29,null,null,null,null,null,null,null,null,null,null,0.95000000000000029]
[null,null,null,null,"New Hampshire","1. NPCC",null,29,null,30,null,null,null,null,null,null,null,null,null,null,1.0000000000000002]
[null,null,null,null,"New Jersey","2. RFC",null,30,null,31,null,null,null,null,null,null,null,null,null,null,1.0500000000000003]
[null,null,null,null,"New Mexico","8. WECC",null,31,null,32,null,null,null,null,null,null,null,null,null,null,1.1000000000000003]
[null,null,null,null,"New York","1. NPCC",null,null,"name range =",null,null,null,null,null,null,null,null,null,null,null,{"$f":"U35+5%","v":1.1500000000000004}]
[null,null,null,null,"North Carolina","5. SERC",null,null,"analysis_years",null,null,null,null,null,null,null,null,null,null,null,1.2000000000000004]
[null,null,null,null,"North Dakota","3. MRO",null,null,null,null,null,null,null,null,null,null,null,null,null,null,1.2500000000000004]
[null,null,null,null,"Ohio","2. RFC",null,null,null,null,null,null,null,null,null,null,null,null,null,null,1.3000000000000005]
[null,null,null,null,"Oklahoma","6. SPP",null,null,null,null,null,null,null,null,null,null,null,null,null,null,1.3500000000000005]
[null,null,null,null,"Oregon","8. WECC",null,null,null,null,null,null,null,null,null,null,null,null,null,null,1.4000000000000006]
[null,null,null,null,"Pennsylvania","2. RFC",null,null,null,null,null,null,null,null,null,null,null,null,null,null,1.4500000000000006]
[null,null,null,null,"Rhode Island","1. NPCC",null,null,null,null,null,null,null,null,null,null,null,null,null,null,1.5000000000000007]
[null,null,null,null,"South Carolina","5. SERC",null,null,null,null,null,null,null,null,null,null,null,null,null,null,1.5500000000000007]
[null,null,null,null,"South Dakota","3. MRO",null,null,null,null,null,null,null,null,null,null,null,null,null,null,1.6000000000000008]
[null,null,null,null,"Tennessee","5. SERC",null,null,null,null,null,null,null,null,null,null,null,null,null,null,1.6500000000000008]
["range name = project_years",null,null,null,"Texas","7. TRE",null,null,null,null,null,null,null,null,null,null,null,null,null,null,1.7000000000000008]
[null,null,null,null,"Utah","8. WECC",null,null,null,null,null,null,null,null,null,null,null,null,null,null,1.7500000000000009]
[null,null,null,null,"Vermont","1. NPCC",null,null,null,null,null,null,null,null,null,null,null,null,null,null,1.8000000000000009]
[null,null,null,null,"Virginia","5. SERC",null,null,null,null,null,null,null,null,null,null,null,null,null,null,1.850000000000001]
[null,null,null,null,"Washington","8. WECC",null,null,null,null,null,null,null,null,null,null,null,null,null,null,1.900000000000001]
[null,null,null,null,"Washington, DC","2. RFC",null,null,null,null,null,null,null,null,null,null,null,null,null,null,1.9500000000000011]
[null,null,null,null,"West Virginia","2. RFC",null,null,null,null,null,null,null,null,null,null,null,null,null,null,{"$f":"U52+5%","v":2.0000000000000009}]
[null,null,null,null,"Wisconsin","3. MRO",null,null,null,null,null,null,null,null,null,null,null,null,null,null,{"$f":"U53+10%","v":2.100000000000001}]
[null,null,null,null,"Wyoming","8. WECC",null,null,null,null,null,null,null,null,null,null,null,null,null,null,2.2000000000000011]
[null,null,null,null,null,null,null,null,null,null,null,null,null,null,null,null,null,null,null,null,2.3000000000000012]
[null,null,null,null,null,null,null,null,null,null,null,null,null,null,null,null,null,null,null,null,2.4000000000000012]
[null,null,null,null,"state name range = state_range",null,null,null,null,null,null,null,null,null,null,null,null,null,null,null,2.5000000000000013]
[null,null,null,null,null,null,null,null,null,null,null,null,null,null,null,null,null,null,null,null,2.6000000000000014]
[null,null,null,null,null,null,null,null,null,null,null,null,null,null,null,null,null,null,null,null,2.7000000000000015]
[null,null,null,null,null,null,null,null,null,null,null,null,null,null,null,null,null,null,null,null,2.8000000000000016]
[null,null,null,null,null,null,null,null,null,null,null,null,null,null,null,null,null,null,null,null,2.9000000000000017]
[null,null,null,null,null,null,null,null,null,null,null,null,null,null,null,null,null,null,null,null,3.0000000000000018]
[null,null,null,null,null,null,null,null,null,null,null,null,null,null,null,null,null,null,null,null,{"$f":"U63+25%","v":3.2500000000000018}]
[null,null,null,null,null,null,null,null,null,null,null,null,null,null,null,null,null,null,null,null,{"$f":"U64+25%","v":3.5000000000000018}]
[null,null,null,null,null,null,null,null,null,null,null,null,null,null,null,null,null,null,null,null,{"$f":"U65+25%","v":3.7500000000000018}]
[null,null,null,null,null,null,null,null,null,null,null,null,null,null,null,null,null,null,null,null,{"$f":"U66+25%","v":4.0000000000000018}]
[null,null,null,null,null,null,null,null,null,null,null,null,null,null,null,null,null,null,null,null,{"$f":"U67+50%","v":4.5000000000000018}]
[null,null,null,null,null,null,null,null,null,null,null,null,null,null,null,null,null,null,null,null,{"$f":"U68+50%","v":5.0000000000000018}]
[null,null,null,null,null,null,null,null,null,null,null,null,null,null,null,null,null,null,null,null,5.5000000000000018]
[null,null,null,null,null,null,null,null,null,null,null,null,null,null,null,null,null,null,null,null,6.0000000000000018]
[null,null,null,null,null,null,null,null,null,null,null,null,null,null,null,null,null,null,null,null,{"$f":"U71+50%","v":6.5000000000000018}]
[null,null,null,null,null,null,null,null,null,null,null,null,null,null,null,null,null,null,null,null,7.0000000000000018]
[null,null,null,null,null,null,null,null,null,null,null,null,null,null,null,null,null,null,null,null,7.5000000000000018]
[null,null,null,null,null,null,null,null,null,null,null,null,null,null,null,null,null,null,null,null,{"$f":"U74+50%","v":8.0000000000000018}]
[null,null,null,null,null,null,null,null,null,null,null,null,null,null,null,null,null,null,null,null,{"$f":"U75+50%","v":8.5000000000000018}]
[null,null,null,null,null,null,null,null,null,null,null,null,null,null,null,null,null,null,null,null,{"$f":"U76+50%","v":9.0000000000000018}]
[null,null,null,null,null,null,null,null,null,null,null,null,null,null,null,null,null,null,null,null,{"$f":"U77+50%","v":9.5000000000000018}]
[null,null,null,null,null,null,null,null,null,null,null,null,null,null,null,null,null,null,null,null,{"$f":"U78+50%","v":10.000000000000002}]

{"sheet":"Results Table","index":36,"n_rows":78,"n_cols":41,"rows_kept":78,"cut":false,"hidden":true,"merged":[[1,1,1,5],[7,1,23,1],[24,1,31,1],[7,2,10,2],[12,2,14,2],[16,2,17,2],[24,2,26,2],[28,2,29,2],[32,1,33,1],[32,2,33,2],[35,1,36,1],[35,2,36,2],[72,1,73,1],[72,2,73,2],[44,1,60,1],[44,2,47,2],[49,2,51,2],[53,2,54,2],[61,1,68,1],[61,2,63,2],[65,2,66,2],[69,1,70,1],[69,2,70,2]]}
[null,"Reference Case Output: Annual and Cumulative Results Tables"]
[null,"The tables below display the annual and cumulative project benefits and costs. The benefits are organized and totaled  by category and sub-category. The total gross benefit, total cost, and net benefit are also displayed at the bottom of each chart. All values are expressed in nominal dollars."]
[]
[null,null,null,"(scroll down for Cumulative Benefit)"]
[]
[null,null,null,"ANNUAL Benefit ($)",null,null,"REFERENCE SCENARIO (Annual)"]
[null,null,null,null,{"$f":"Lookups!N23","v":""},"Stakeholder",{"$f":"'Review Inputs'!M9","v":0},{"$f":"'Review Inputs'!N9","v":1},{"$f":"'Review Inputs'!O9","v":2},{"$f":"'Review Inputs'!P9","v":3},{"$f":"'Review Inputs'!Q9","v":4},{"$f":"IF(K7=\"\",\"\",IF(K7+1>2040,\"\",K7+1))","v":5},{"$f":"IF(L7=\"\",\"\",IF(L7+1>2040,\"\",L7+1))","v":6},7,8,9,10,11,12,13,14,15,16,17,18,19,20,21,22,23,24,25,26,27,28,29,30,"Cumulative",null,null,"Benefit Enabled"]
[null,"Economic",null,{"$f":"INDIRECT(AM8)","v":"Optimized Generator Operation"},{"$f":"IF(ISERROR(results1),0,results1)","v":0},"Utility/Ratepayer",{"$f":"IF(ISERROR('MACRO OUTPUT'!F7),0,IF('MACRO OUTPUT'!F7=\"\",0,'MACRO OUTPUT'!F7))","v":0},{"$f":"IF(ISERROR('MACRO OUTPUT'!G7),0,IF('MACRO OUTPUT'!G7=\"\",0,'MACRO OUTPUT'!G7))","v":0},{"$f":"IF(ISERROR('MACRO OUTPUT'!H7),0,IF('MACRO OUTPUT'!H7=\"\",0,'MACRO OUTPUT'!H7))","v":0},{"$f":"IF(ISERROR('MACRO OUTPUT'!I7),0,IF('MACRO OUTPUT'!I7=\"\",0,'MACRO OUTPUT'!I7))","v":0},{"$f":"IF(ISERROR('MACRO OUTPUT'!J7),0,IF('MACRO OUTPUT'!J7=\"\",0,'MACRO OUTPUT'!J7))","v":0},{"$f":"IF(ISERROR('MACRO OUTPUT'!K7),0,IF('MACRO OUTPUT'!K7=\"\",0,'MACRO OUTPUT'!K7))","v":0},{"$f":"IF(ISERROR('MACRO OUTPUT'!L7),0,IF('MACRO OUTPUT'!L7=\"\",0,'MACRO OUTPUT'!L7))","v":0},{"$f":"IF(ISERROR('MACRO OUTPUT'!M7),0,IF('MACRO OUTPUT'!M7=\"\",0,'MACRO OUTPUT'!M7))","v":0},{"$f":"IF(ISERROR('MACRO OUTPUT'!N7),0,IF('MACRO OUTPUT'!N7=\"\",0,'MACRO OUTPUT'!N7))","v":0},{"$f":"IF(ISERROR('MACRO OUTPUT'!O7),0,IF('MACRO OUTPUT'!O7=\"\",0,'MACRO OUTPUT'!O7))","v":0},{"$f":"IF(ISERROR('MACRO OUTPUT'!P7),0,IF('MACRO OUTPUT'!P7=\"\",0,'MACRO OUTPUT'!P7))","v":0},{"$f":"IF(ISERROR('MACRO OUTPUT'!Q7),0,IF('MACRO OUTPUT'!Q7=\"\",0,'MACRO OUTPUT'!Q7))","v":0},{"$f":"IF(ISERROR('MACRO OUTPUT'!R7),0,IF('MACRO OUTPUT'!R7=\"\",0,'MACRO OUTPUT'!R7))","v":0},{"$f":"IF(ISERROR('MACRO OUTPUT'!S7),0,IF('MACRO OUTPUT'!S7=\"\",0,'MACRO OUTPUT'!S7))","v":0},{"$f":"IF(ISERROR('MACRO OUTPUT'!T7),0,IF('MACRO OUTPUT'!T7=\"\",0,'MACRO OUTPUT'!T7))","v":0},{"$f":"IF(ISERROR('MACRO OUTPUT'!U7),0,IF('MACRO OUTPUT'!U7=\"\",0,'MACRO OUTPUT'!U7))","v":0},{"$f":"IF(ISERROR('MACRO OUTPUT'!V7),0,IF('MACRO OUTPUT'!V7=\"\",0,'MACRO OUTPUT'!V7))","v":0},{"$f":"IF(ISERROR('MACRO OUTPUT'!W7),0,IF('MACRO OUTPUT'!W7=\"\",0,'MACRO OUTPUT'!W7))","v":0},{"$f":"IF(ISERROR('MACRO OUTPUT'!X7),0,IF('MACRO OUTPUT'!X7=\"\",0,'MACRO OUTPUT'!X7))","v":0},{"$f":"IF(ISERROR('MACRO OUTPUT'!Y7),0,IF('MACRO OUTPUT'!Y7=\"\",0,'MACRO OUTPUT'!Y7))","v":0},{"$f":"IF(ISERROR('MACRO OUTPUT'!Z7),0,IF('MACRO OUTPUT'!Z7=\"\",0,'MACRO OUTPUT'!Z7))","v":0},{"$f":"IF(ISERROR('MACRO OUTPUT'!AA7),0,IF('MACRO OUTPUT'!AA7=\"\",0,'MACRO OUTPUT'!AA7))","v":0},{"$f":"IF(ISERROR('MACRO OUTPUT'!AB7),0,IF('MACRO OUTPUT'!AB7=\"\",0,'MACRO OUTPUT'!AB7))","v":0},{"$f":"IF(ISERROR('MACRO OUTPUT'!AC7),0,IF('MACRO OUTPUT'!AC7=\"\",0,'MACRO OUTPUT'!AC7))","v":0},{"$f":"IF(ISERROR('MACRO OUTPUT'!AD7),0,IF('MACRO OUTPUT'!AD7=\"\",0,'MACRO OUTPUT'!AD7))","v":0},{"$f":"IF(ISERROR('MACRO OUTPUT'!AE7),0,IF('MACRO OUTPUT'!AE7=\"\",0,'MACRO OUTPUT'!AE7))","v":0},{"$f":"IF(ISERROR('MACRO OUTPUT'!AF7),0,IF('MACRO OUTPUT'!AF7=\"\",0,'MACRO OUTPUT'!AF7))","v":0},{"$f":"IF(ISERROR('MACRO OUTPUT'!AG7),0,IF('MACRO OUTPUT'!AG7=\"\",0,'MACRO OUTPUT'!AG7))","v":0},{"$f":"IF(ISERROR('MACRO OUTPUT'!AH7),0,IF('MACRO OUTPUT'!AH7=\"\",0,'MACRO OUTPUT'!AH7))","v":0},{"$f":"IF(ISERROR('MACRO OUTPUT'!AI7),0,IF('MACRO OUTPUT'!AI7=\"\",0,'MACRO OUTPUT'!AI7))","v":0},{"$f":"IF(ISERROR('MACRO OUTPUT'!AJ7),0,IF('MACRO OUTPUT'!AJ7=\"\",0,'MACRO OUTPUT'!AJ7))","v":0},{"$f":"SUM(G8:AK8)","v":0},"benefit1",null,{"$f":"OFFSET(INDIRECT(AM8),0,2)","v":0}]
[null,null,null,{"$f":"INDIRECT(AM9)","v":"Deferred Generation Capacity Investments"},{"$f":"IF(ISERROR(results2),0,results2)","v":0},"Utility/Ratepayer",{"$f":"IF(ISERROR('MACRO OUTPUT'!F8),0,IF('MACRO OUTPUT'!F8=\"\",0,'MACRO OUTPUT'!F8))","v":0},{"$f":"IF(ISERROR('MACRO OUTPUT'!G8),0,IF('MACRO OUTPUT'!G8=\"\",0,'MACRO OUTPUT'!G8))","v":0},{"$f":"IF(ISERROR('MACRO OUTPUT'!H8),0,IF('MACRO OUTPUT'!H8=\"\",0,'MACRO OUTPUT'!H8))","v":0},{"$f":"IF(ISERROR('MACRO OUTPUT'!I8),0,IF('MACRO OUTPUT'!I8=\"\",0,'MACRO OUTPUT'!I8))","v":0},{"$f":"IF(ISERROR('MACRO OUTPUT'!J8),0,IF('MACRO OUTPUT'!J8=\"\",0,'MACRO OUTPUT'!J8))","v":0},{"$f":"IF(ISERROR('MACRO OUTPUT'!K8),0,IF('MACRO OUTPUT'!K8=\"\",0,'MACRO OUTPUT'!K8))","v":0},{"$f":"IF(ISERROR('MACRO OUTPUT'!L8),0,IF('MACRO OUTPUT'!L8=\"\",0,'MACRO OUTPUT'!L8))","v":0},{"$f":"IF(ISERROR('MACRO OUTPUT'!M8),0,IF('MACRO OUTPUT'!M8=\"\",0,'MACRO OUTPUT'!M8))","v":0},{"$f":"IF(ISERROR('MACRO OUTPUT'!N8),0,IF('MACRO OUTPUT'!N8=\"\",0,'MACRO OUTPUT'!N8))","v":0},{"$f":"IF(ISERROR('MACRO OUTPUT'!O8),0,IF('MACRO OUTPUT'!O8=\"\",0,'MACRO OUTPUT'!O8))","v":0},{"$f":"IF(ISERROR('MACRO OUTPUT'!P8),0,IF('MACRO OUTPUT'!P8=\"\",0,'MACRO OUTPUT'!P8))","v":0},{"$f":"IF(ISERROR('MACRO OUTPUT'!Q8),0,IF('MACRO OUTPUT'!Q8=\"\",0,'MACRO OUTPUT'!Q8))","v":0},{"$f":"IF(ISERROR('MACRO OUTPUT'!R8),0,IF('MACRO OUTPUT'!R8=\"\",0,'MACRO OUTPUT'!R8))","v":0},{"$f":"IF(ISERROR('MACRO OUTPUT'!S8),0,IF('MACRO OUTPUT'!S8=\"\",0,'MACRO OUTPUT'!S8))","v":0},{"$f":"IF(ISERROR('MACRO OUTPUT'!T8),0,IF('MACRO OUTPUT'!T8=\"\",0,'MACRO OUTPUT'!T8))","v":0},{"$f":"IF(ISERROR('MACRO OUTPUT'!U8),0,IF('MACRO OUTPUT'!U8=\"\",0,'MACRO OUTPUT'!U8))","v":0},{"$f":"IF(ISERROR('MACRO OUTPUT'!V8),0,IF('MACRO OUTPUT'!V8=\"\",0,'MACRO OUTPUT'!V8))","v":0},{"$f":"IF(ISERROR('MACRO OUTPUT'!W8),0,IF('MACRO OUTPUT'!W8=\"\",0,'MACRO OUTPUT'!W8))","v":0},{"$f":"IF(ISERROR('MACRO OUTPUT'!X8),0,IF('MACRO OUTPUT'!X8=\"\",0,'MACRO OUTPUT'!X8))","v":0},{"$f":"IF(ISERROR('MACRO OUTPUT'!Y8),0,IF('MACRO OUTPUT'!Y8=\"\",0,'MACRO OUTPUT'!Y8))","v":0},{"$f":"IF(ISERROR('MACRO OUTPUT'!Z8),0,IF('MACRO OUTPUT'!Z8=\"\",0,'MACRO OUTPUT'!Z8))","v":0},{"$f":"IF(ISERROR('MACRO OUTPUT'!AA8),0,IF('MACRO OUTPUT'!AA8=\"\",0,'MACRO OUTPUT'!AA8))","v":0},{"$f":"IF(ISERROR('MACRO OUTPUT'!AB8),0,IF('MACRO OUTPUT'!AB8=\"\",0,'MACRO OUTPUT'!AB8))","v":0},{"$f":"IF(ISERROR('MACRO OUTPUT'!AC8),0,IF('MACRO OUTPUT'!AC8=\"\",0,'MACRO OUTPUT'!AC8))","v":0},{"$f":"IF(ISERROR('MACRO OUTPUT'!AD8),0,IF('MACRO OUTPUT'!AD8=\"\",0,'MACRO OUTPUT'!AD8))","v":0},{"$f":"IF(ISERROR('MACRO OUTPUT'!AE8),0,IF('MACRO OUTPUT'!AE8=\"\",0,'MACRO OUTPUT'!AE8))","v":0},{"$f":"IF(ISERROR('MACRO OUTPUT'!AF8),0,IF('MACRO OUTPUT'!AF8=\"\",0,'MACRO OUTPUT'!AF8))","v":0},{"$f":"IF(ISERROR('MACRO OUTPUT'!AG8),0,IF('MACRO OUTPUT'!AG8=\"\",0,'MACRO OUTPUT'!AG8))","v":0},{"$f":"IF(ISERROR('MACRO OUTPUT'!AH8),0,IF('MACRO OUTPUT'!AH8=\"\",0,'MACRO OUTPUT'!AH8))","v":0},{"$f":"IF(ISERROR('MACRO OUTPUT'!AI8),0,IF('MACRO OUTPUT'!AI8=\"\",0,'MACRO OUTPUT'!AI8))","v":0},{"$f":"IF(ISERROR('MACRO OUTPUT'!AJ8),0,IF('MACRO OUTPUT'!AJ8=\"\",0,'MACRO OUTPUT'!AJ8))","v":0},{"$f":"SUM(G9:AK9)","v":0},"benefit2",null,{"$f":"OFFSET(INDIRECT(AM9),0,2)","v":0}]
[null,null,null,{"$f":"INDIRECT(AM10)","v":"Reduced Ancillary Service Cost"},{"$f":"IF(ISERROR(results3),0,results3)","v":0},"Utility/Ratepayer",{"$f":"IF(ISERROR('MACRO OUTPUT'!F9),0,IF('MACRO OUTPUT'!F9=\"\",0,'MACRO OUTPUT'!F9))","v":0},{"$f":"IF(ISERROR('MACRO OUTPUT'!G9),0,IF('MACRO OUTPUT'!G9=\"\",0,'MACRO OUTPUT'!G9))","v":0},{"$f":"IF(ISERROR('MACRO OUTPUT'!H9),0,IF('MACRO OUTPUT'!H9=\"\",0,'MACRO OUTPUT'!H9))","v":0},{"$f":"IF(ISERROR('MACRO OUTPUT'!I9),0,IF('MACRO OUTPUT'!I9=\"\",0,'MACRO OUTPUT'!I9))","v":0},{"$f":"IF(ISERROR('MACRO OUTPUT'!J9),0,IF('MACRO OUTPUT'!J9=\"\",0,'MACRO OUTPUT'!J9))","v":0},{"$f":"IF(ISERROR('MACRO OUTPUT'!K9),0,IF('MACRO OUTPUT'!K9=\"\",0,'MACRO OUTPUT'!K9))","v":0},{"$f":"IF(ISERROR('MACRO OUTPUT'!L9),0,IF('MACRO OUTPUT'!L9=\"\",0,'MACRO OUTPUT'!L9))","v":0},{"$f":"IF(ISERROR('MACRO OUTPUT'!M9),0,IF('MACRO OUTPUT'!M9=\"\",0,'MACRO OUTPUT'!M9))","v":0},{"$f":"IF(ISERROR('MACRO OUTPUT'!N9),0,IF('MACRO OUTPUT'!N9=\"\",0,'MACRO OUTPUT'!N9))","v":0},{"$f":"IF(ISERROR('MACRO OUTPUT'!O9),0,IF('MACRO OUTPUT'!O9=\"\",0,'MACRO OUTPUT'!O9))","v":0},{"$f":"IF(ISERROR('MACRO OUTPUT'!P9),0,IF('MACRO OUTPUT'!P9=\"\",0,'MACRO OUTPUT'!P9))","v":0},{"$f":"IF(ISERROR('MACRO OUTPUT'!Q9),0,IF('MACRO OUTPUT'!Q9=\"\",0,'MACRO OUTPUT'!Q9))","v":0},{"$f":"IF(ISERROR('MACRO OUTPUT'!R9),0,IF('MACRO OUTPUT'!R9=\"\",0,'MACRO OUTPUT'!R9))","v":0},{"$f":"IF(ISERROR('MACRO OUTPUT'!S9),0,IF('MACRO OUTPUT'!S9=\"\",0,'MACRO OUTPUT'!S9))","v":0},{"$f":"IF(ISERROR('MACRO OUTPUT'!T9),0,IF('MACRO OUTPUT'!T9=\"\",0,'MACRO OUTPUT'!T9))","v":0},{"$f":"IF(ISERROR('MACRO OUTPUT'!U9),0,IF('MACRO OUTPUT'!U9=\"\",0,'MACRO OUTPUT'!U9))","v":0},{"$f":"IF(ISERROR('MACRO OUTPUT'!V9),0,IF('MACRO OUTPUT'!V9=\"\",0,'MACRO OUTPUT'!V9))","v":0},{"$f":"IF(ISERROR('MACRO OUTPUT'!W9),0,IF('MACRO OUTPUT'!W9=\"\",0,'MACRO OUTPUT'!W9))","v":0},{"$f":"IF(ISERROR('MACRO OUTPUT'!X9),0,IF('MACRO OUTPUT'!X9=\"\",0,'MACRO OUTPUT'!X9))","v":0},{"$f":"IF(ISERROR('MACRO OUTPUT'!Y9),0,IF('MACRO OUTPUT'!Y9=\"\",0,'MACRO OUTPUT'!Y9))","v":0},{"$f":"IF(ISERROR('MACRO OUTPUT'!Z9),0,IF('MACRO OUTPUT'!Z9=\"\",0,'MACRO OUTPUT'!Z9))","v":0},{"$f":"IF(ISERROR('MACRO OUTPUT'!AA9),0,IF('MACRO OUTPUT'!AA9=\"\",0,'MACRO OUTPUT'!AA9))","v":0},{"$f":"IF(ISERROR('MACRO OUTPUT'!AB9),0,IF('MACRO OUTPUT'!AB9=\"\",0,'MACRO OUTPUT'!AB9))","v":0},{"$f":"IF(ISERROR('MACRO OUTPUT'!AC9),0,IF('MACRO OUTPUT'!AC9=\"\",0,'MACRO OUTPUT'!AC9))","v":0},{"$f":"IF(ISERROR('MACRO OUTPUT'!AD9),0,IF('MACRO OUTPUT'!AD9=\"\",0,'MACRO OUTPUT'!AD9))","v":0},{"$f":"IF(ISERROR('MACRO OUTPUT'!AE9),0,IF('MACRO OUTPUT'!AE9=\"\",0,'MACRO OUTPUT'!AE9))","v":0},{"$f":"IF(ISERROR('MACRO OUTPUT'!AF9),0,IF('MACRO OUTPUT'!AF9=\"\",0,'MACRO OUTPUT'!AF9))","v":0},{"$f":"IF(ISERROR('MACRO OUTPUT'!AG9),0,IF('MACRO OUTPUT'!AG9=\"\",0,'MACRO OUTPUT'!AG9))","v":0},{"$f":"IF(ISERROR('MACRO OUTPUT'!AH9),0,IF('MACRO OUTPUT'!AH9=\"\",0,'MACRO OUTPUT'!AH9))","v":0},{"$f":"IF(ISERROR('MACRO OUTPUT'!AI9),0,IF('MACRO OUTPUT'!AI9=\"\",0,'MACRO OUTPUT'!AI9))","v":0},{"$f":"IF(ISERROR('MACRO OUTPUT'!AJ9),0,IF('MACRO OUTPUT'!AJ9=\"\",0,'MACRO OUTPUT'!AJ9))","v":0},{"$f":"SUM(G10:AK10)","v":0},"benefit3",null,0]
[null,null,null,{"$f":"INDIRECT(AM11)","v":"Reduced Congestion Cost"},{"$f":"IF(ISERROR(results4),0,results4)","v":0},"Utility/Ratepayer",{"$f":"IF(ISERROR('MACRO OUTPUT'!F10),0,IF('MACRO OUTPUT'!F10=\"\",0,'MACRO OUTPUT'!F10))","v":0},{"$f":"IF(ISERROR('MACRO OUTPUT'!G10),0,IF('MACRO OUTPUT'!G10=\"\",0,'MACRO OUTPUT'!G10))","v":0},{"$f":"IF(ISERROR('MACRO OUTPUT'!H10),0,IF('MACRO OUTPUT'!H10=\"\",0,'MACRO OUTPUT'!H10))","v":0},{"$f":"IF(ISERROR('MACRO OUTPUT'!I10),0,IF('MACRO OUTPUT'!I10=\"\",0,'MACRO OUTPUT'!I10))","v":0},{"$f":"IF(ISERROR('MACRO OUTPUT'!J10),0,IF('MACRO OUTPUT'!J10=\"\",0,'MACRO OUTPUT'!J10))","v":0},{"$f":"IF(ISERROR('MACRO OUTPUT'!K10),0,IF('MACRO OUTPUT'!K10=\"\",0,'MACRO OUTPUT'!K10))","v":0},{"$f":"IF(ISERROR('MACRO OUTPUT'!L10),0,IF('MACRO OUTPUT'!L10=\"\",0,'MACRO OUTPUT'!L10))","v":0},{"$f":"IF(ISERROR('MACRO OUTPUT'!M10),0,IF('MACRO OUTPUT'!M10=\"\",0,'MACRO OUTPUT'!M10))","v":0},{"$f":"IF(ISERROR('MACRO OUTPUT'!N10),0,IF('MACRO OUTPUT'!N10=\"\",0,'MACRO OUTPUT'!N10))","v":0},{"$f":"IF(ISERROR('MACRO OUTPUT'!O10),0,IF('MACRO OUTPUT'!O10=\"\",0,'MACRO OUTPUT'!O10))","v":0},{"$f":"IF(ISERROR('MACRO OUTPUT'!P10),0,IF('MACRO OUTPUT'!P10=\"\",0,'MACRO OUTPUT'!P10))","v":0},{"$f":"IF(ISERROR('MACRO OUTPUT'!Q10),0,IF('MACRO OUTPUT'!Q10=\"\",0,'MACRO OUTPUT'!Q10))","v":0},{"$f":"IF(ISERROR('MACRO OUTPUT'!R10),0,IF('MACRO OUTPUT'!R10=\"\",0,'MACRO OUTPUT'!R10))","v":0},{"$f":"IF(ISERROR('MACRO OUTPUT'!S10),0,IF('MACRO OUTPUT'!S10=\"\",0,'MACRO OUTPUT'!S10))","v":0},{"$f":"IF(ISERROR('MACRO OUTPUT'!T10),0,IF('MACRO OUTPUT'!T10=\"\",0,'MACRO OUTPUT'!T10))","v":0},{"$f":"IF(ISERROR('MACRO OUTPUT'!U10),0,IF('MACRO OUTPUT'!U10=\"\",0,'MACRO OUTPUT'!U10))","v":0},{"$f":"IF(ISERROR('MACRO OUTPUT'!V10),0,IF('MACRO OUTPUT'!V10=\"\",0,'MACRO OUTPUT'!V10))","v":0},{"$f":"IF(ISERROR('MACRO OUTPUT'!W10),0,IF('MACRO OUTPUT'!W10=\"\",0,'MACRO OUTPUT'!W10))","v":0},{"$f":"IF(ISERROR('MACRO OUTPUT'!X10),0,IF('MACRO OUTPUT'!X10=\"\",0,'MACRO OUTPUT'!X10))","v":0},{"$f":"IF(ISERROR('MACRO OUTPUT'!Y10),0,IF('MACRO OUTPUT'!Y10=\"\",0,'MACRO OUTPUT'!Y10))","v":0},{"$f":"IF(ISERROR('MACRO OUTPUT'!Z10),0,IF('MACRO OUTPUT'!Z10=\"\",0,'MACRO OUTPUT'!Z10))","v":0},{"$f":"IF(ISERROR('MACRO OUTPUT'!AA10),0,IF('MACRO OUTPUT'!AA10=\"\",0,'MACRO OUTPUT'!AA10))","v":0},{"$f":"IF(ISERROR('MACRO OUTPUT'!AB10),0,IF('MACRO OUTPUT'!AB10=\"\",0,'MACRO OUTPUT'!AB10))","v":0},{"$f":"IF(ISERROR('MACRO OUTPUT'!AC10),0,IF('MACRO OUTPUT'!AC10=\"\",0,'MACRO OUTPUT'!AC10))","v":0},{"$f":"IF(ISERROR('MACRO OUTPUT'!AD10),0,IF('MACRO OUTPUT'!AD10=\"\",0,'MACRO OUTPUT'!AD10))","v":0},{"$f":"IF(ISERROR('MACRO OUTPUT'!AE10),0,IF('MACRO OUTPUT'!AE10=\"\",0,'MACRO OUTPUT'!AE10))","v":0},{"$f":"IF(ISERROR('MACRO OUTPUT'!AF10),0,IF('MACRO OUTPUT'!AF10=\"\",0,'MACRO OUTPUT'!AF10))","v":0},{"$f":"IF(ISERROR('MACRO OUTPUT'!AG10),0,IF('MACRO OUTPUT'!AG10=\"\",0,'MACRO OUTPUT'!AG10))","v":0},{"$f":"IF(ISERROR('MACRO OUTPUT'!AH10),0,IF('MACRO OUTPUT'!AH10=\"\",0,'MACRO OUTPUT'!AH10))","v":0},{"$f":"IF(ISERROR('MACRO OUTPUT'!AI10),0,IF('MACRO OUTPUT'!AI10=\"\",0,'MACRO OUTPUT'!AI10))","v":0},{"$f":"IF(ISERROR('MACRO OUTPUT'!AJ10),0,IF('MACRO OUTPUT'!AJ10=\"\",0,'MACRO OUTPUT'!AJ10))","v":0},0,"benefit4",null,0]
[null,null,null,"Improved Asset Utilization TOTAL",{"$f":"IF(ISERROR(SUM(E8:E11)),0,SUM(E8:E11))","v":0},null,{"$f":"IF(ISERROR('MACRO OUTPUT'!F11),0,IF('MACRO OUTPUT'!F11=\"\",0,'MACRO OUTPUT'!F11))","v":0},{"$f":"IF(ISERROR('MACRO OUTPUT'!G11),0,IF('MACRO OUTPUT'!G11=\"\",0,'MACRO OUTPUT'!G11))","v":0},{"$f":"IF(ISERROR('MACRO OUTPUT'!H11),0,IF('MACRO OUTPUT'!H11=\"\",0,'MACRO OUTPUT'!H11))","v":0},{"$f":"IF(ISERROR('MACRO OUTPUT'!I11),0,IF('MACRO OUTPUT'!I11=\"\",0,'MACRO OUTPUT'!I11))","v":0},{"$f":"IF(ISERROR('MACRO OUTPUT'!J11),0,IF('MACRO OUTPUT'!J11=\"\",0,'MACRO OUTPUT'!J11))","v":0},{"$f":"IF(ISERROR('MACRO OUTPUT'!K11),0,IF('MACRO OUTPUT'!K11=\"\",0,'MACRO OUTPUT'!K11))","v":0},{"$f":"IF(ISERROR('MACRO OUTPUT'!L11),0,IF('MACRO OUTPUT'!L11=\"\",0,'MACRO OUTPUT'!L11))","v":0},{"$f":"IF(ISERROR('MACRO OUTPUT'!M11),0,IF('MACRO OUTPUT'!M11=\"\",0,'MACRO OUTPUT'!M11))","v":0},{"$f":"IF(ISERROR('MACRO OUTPUT'!N11),0,IF('MACRO OUTPUT'!N11=\"\",0,'MACRO OUTPUT'!N11))","v":0},{"$f":"IF(ISERROR('MACRO OUTPUT'!O11),0,IF('MACRO OUTPUT'!O11=\"\",0,'MACRO OUTPUT'!O11))","v":0},{"$f":"IF(ISERROR('MACRO OUTPUT'!P11),0,IF('MACRO OUTPUT'!P11=\"\",0,'MACRO OUTPUT'!P11))","v":0},{"$f":"IF(ISERROR('MACRO OUTPUT'!Q11),0,IF('MACRO OUTPUT'!Q11=\"\",0,'MACRO OUTPUT'!Q11))","v":0},{"$f":"IF(ISERROR('MACRO OUTPUT'!R11),0,IF('MACRO OUTPUT'!R11=\"\",0,'MACRO OUTPUT'!R11))","v":0},{"$f":"IF(ISERROR('MACRO OUTPUT'!S11),0,IF('MACRO OUTPUT'!S11=\"\",0,'MACRO OUTPUT'!S11))","v":0},{"$f":"IF(ISERROR('MACRO OUTPUT'!T11),0,IF('MACRO OUTPUT'!T11=\"\",0,'MACRO OUTPUT'!T11))","v":0},{"$f":"IF(ISERROR('MACRO OUTPUT'!U11),0,IF('MACRO OUTPUT'!U11=\"\",0,'MACRO OUTPUT'!U11))","v":0},{"$f":"IF(ISERROR('MACRO OUTPUT'!V11),0,IF('MACRO OUTPUT'!V11=\"\",0,'MACRO OUTPUT'!V11))","v":0},{"$f":"IF(ISERROR('MACRO OUTPUT'!W11),0,IF('MACRO OUTPUT'!W11=\"\",0,'MACRO OUTPUT'!W11))","v":0},{"$f":"IF(ISERROR('MACRO OUTPUT'!X11),0,IF('MACRO OUTPUT'!X11=\"\",0,'MACRO OUTPUT'!X11))","v":0},{"$f":"IF(ISERROR('MACRO OUTPUT'!Y11),0,IF('MACRO OUTPUT'!Y11=\"\",0,'MACRO OUTPUT'!Y11))","v":0},{"$f":"IF(ISERROR('MACRO OUTPUT'!Z11),0,IF('MACRO OUTPUT'!Z11=\"\",0,'MACRO OUTPUT'!Z11))","v":0},{"$f":"IF(ISERROR('MACRO OUTPUT'!AA11),0,IF('MACRO OUTPUT'!AA11=\"\",0,'MACRO OUTPUT'!AA11))","v":0},{"$f":"IF(ISERROR('MACRO OUTPUT'!AB11),0,IF('MACRO OUTPUT'!AB11=\"\",0,'MACRO OUTPUT'!AB11))","v":0},{"$f":"IF(ISERROR('MACRO OUTPUT'!AC11),0,IF('MACRO OUTPUT'!AC11=\"\",0,'MACRO OUTPUT'!AC11))","v":0},{"$f":"IF(ISERROR('MACRO OUTPUT'!AD11),0,IF('MACRO OUTPUT'!AD11=\"\",0,'MACRO OUTPUT'!AD11))","v":0},{"$f":"IF(ISERROR('MACRO OUTPUT'!AE11),0,IF('MACRO OUTPUT'!AE11=\"\",0,'MACRO OUTPUT'!AE11))","v":0},{"$f":"IF(ISERROR('MACRO OUTPUT'!AF11),0,IF('MACRO OUTPUT'!AF11=\"\",0,'MACRO OUTPUT'!AF11))","v":0},{"$f":"IF(ISERROR('MACRO OUTPUT'!AG11),0,IF('MACRO OUTPUT'!AG11=\"\",0,'MACRO OUTPUT'!AG11))","v":0},{"$f":"IF(ISERROR('MACRO OUTPUT'!AH11),0,IF('MACRO OUTPUT'!AH11=\"\",0,'MACRO OUTPUT'!AH11))","v":0},{"$f":"IF(ISERROR('MACRO OUTPUT'!AI11),0,IF('MACRO OUTPUT'!AI11=\"\",0,'MACRO OUTPUT'!AI11))","v":0},{"$f":"IF(ISERROR('MACRO OUTPUT'!AJ11),0,IF('MACRO OUTPUT'!AJ11=\"\",0,'MACRO OUTPUT'!AJ11))","v":0},0,null,null,1]
[null,null,"T&D Capital Savings ",{"$f":"INDIRECT(AM13)","v":"Deferred Transmission Capacity Investments"},{"$f":"IF(ISERROR(results5),0,results5)","v":0},"Utility/Ratepayer",{"$f":"IF(ISERROR('MACRO OUTPUT'!F12),0,IF('MACRO OUTPUT'!F12=\"\",0,'MACRO OUTPUT'!F12))","v":0},{"$f":"IF(ISERROR('MACRO OUTPUT'!G12),0,IF('MACRO OUTPUT'!G12=\"\",0,'MACRO OUTPUT'!G12))","v":0},{"$f":"IF(ISERROR('MACRO OUTPUT'!H12),0,IF('MACRO OUTPUT'!H12=\"\",0,'MACRO OUTPUT'!H12))","v":0},{"$f":"IF(ISERROR('MACRO OUTPUT'!I12),0,IF('MACRO OUTPUT'!I12=\"\",0,'MACRO OUTPUT'!I12))","v":0},{"$f":"IF(ISERROR('MACRO OUTPUT'!J12),0,IF('MACRO OUTPUT'!J12=\"\",0,'MACRO OUTPUT'!J12))","v":0},{"$f":"IF(ISERROR('MACRO OUTPUT'!K12),0,IF('MACRO OUTPUT'!K12=\"\",0,'MACRO OUTPUT'!K12))","v":0},{"$f":"IF(ISERROR('MACRO OUTPUT'!L12),0,IF('MACRO OUTPUT'!L12=\"\",0,'MACRO OUTPUT'!L12))","v":0},{"$f":"IF(ISERROR('MACRO OUTPUT'!M12),0,IF('MACRO OUTPUT'!M12=\"\",0,'MACRO OUTPUT'!M12))","v":0},{"$f":"IF(ISERROR('MACRO OUTPUT'!N12),0,IF('MACRO OUTPUT'!N12=\"\",0,'MACRO OUTPUT'!N12))","v":0},{"$f":"IF(ISERROR('MACRO OUTPUT'!O12),0,IF('MACRO OUTPUT'!O12=\"\",0,'MACRO OUTPUT'!O12))","v":0},{"$f":"IF(ISERROR('MACRO OUTPUT'!P12),0,IF('MACRO OUTPUT'!P12=\"\",0,'MACRO OUTPUT'!P12))","v":0},{"$f":"IF(ISERROR('MACRO OUTPUT'!Q12),0,IF('MACRO OUTPUT'!Q12=\"\",0,'MACRO OUTPUT'!Q12))","v":0},{"$f":"IF(ISERROR('MACRO OUTPUT'!R12),0,IF('MACRO OUTPUT'!R12=\"\",0,'MACRO OUTPUT'!R12))","v":0},{"$f":"IF(ISERROR('MACRO OUTPUT'!S12),0,IF('MACRO OUTPUT'!S12=\"\",0,'MACRO OUTPUT'!S12))","v":0},{"$f":"IF(ISERROR('MACRO OUTPUT'!T12),0,IF('MACRO OUTPUT'!T12=\"\",0,'MACRO OUTPUT'!T12))","v":0},{"$f":"IF(ISERROR('MACRO OUTPUT'!U12),0,IF('MACRO OUTPUT'!U12=\"\",0,'MACRO OUTPUT'!U12))","v":0},{"$f":"IF(ISERROR('MACRO OUTPUT'!V12),0,IF('MACRO OUTPUT'!V12=\"\",0,'MACRO OUTPUT'!V12))","v":0},{"$f":"IF(ISERROR('MACRO OUTPUT'!W12),0,IF('MACRO OUTPUT'!W12=\"\",0,'MACRO OUTPUT'!W12))","v":0},{"$f":"IF(ISERROR('MACRO OUTPUT'!X12),0,IF('MACRO OUTPUT'!X12=\"\",0,'MACRO OUTPUT'!X12))","v":0},{"$f":"IF(ISERROR('MACRO OUTPUT'!Y12),0,IF('MACRO OUTPUT'!Y12=\"\",0,'MACRO OUTPUT'!Y12))","v":0},{"$f":"IF(ISERROR('MACRO OUTPUT'!Z12),0,IF('MACRO OUTPUT'!Z12=\"\",0,'MACRO OUTPUT'!Z12))","v":0},{"$f":"IF(ISERROR('MACRO OUTPUT'!AA12),0,IF('MACRO OUTPUT'!AA12=\"\",0,'MACRO OUTPUT'!AA12))","v":0},{"$f":"IF(ISERROR('MACRO OUTPUT'!AB12),0,IF('MACRO OUTPUT'!AB12=\"\",0,'MACRO OUTPUT'!AB12))","v":0},{"$f":"IF(ISERROR('MACRO OUTPUT'!AC12),0,IF('MACRO OUTPUT'!AC12=\"\",0,'MACRO OUTPUT'!AC12))","v":0},{"$f":"IF(ISERROR('MACRO OUTPUT'!AD12),0,IF('MACRO OUTPUT'!AD12=\"\",0,'MACRO OUTPUT'!AD12))","v":0},{"$f":"IF(ISERROR('MACRO OUTPUT'!AE12),0,IF('MACRO OUTPUT'!AE12=\"\",0,'MACRO OUTPUT'!AE12))","v":0},{"$f":"IF(ISERROR('MACRO OUTPUT'!AF12),0,IF('MACRO OUTPUT'!AF12=\"\",0,'MACRO OUTPUT'!AF12))","v":0},{"$f":"IF(ISERROR('MACRO OUTPUT'!AG12),0,IF('MACRO OUTPUT'!AG12=\"\",0,'MACRO OUTPUT'!AG12))","v":0},{"$f":"IF(ISERROR('MACRO OUTPUT'!AH12),0,IF('MACRO OUTPUT'!AH12=\"\",0,'MACRO OUTPUT'!AH12))","v":0},{"$f":"IF(ISERROR('MACRO OUTPUT'!AI12),0,IF('MACRO OUTPUT'!AI12=\"\",0,'MACRO OUTPUT'!AI12))","v":0},{"$f":"IF(ISERROR('MACRO OUTPUT'!AJ12),0,IF('MACRO OUTPUT'!AJ12=\"\",0,'MACRO OUTPUT'!AJ12))","v":0},0,"benefit5",null,0]
[null,null,null,{"$f":"INDIRECT(AM14)","v":"Deferred Distribution Capacity Investments"},{"$f":"IF(ISERROR(results6),0,results6)","v":0},"Utility/Ratepayer",{"$f":"IF(ISERROR('MACRO OUTPUT'!F13),0,IF('MACRO OUTPUT'!F13=\"\",0,'MACRO OUTPUT'!F13))","v":0},{"$f":"IF(ISERROR('MACRO OUTPUT'!G13),0,IF('MACRO OUTPUT'!G13=\"\",0,'MACRO OUTPUT'!G13))","v":0},{"$f":"IF(ISERROR('MACRO OUTPUT'!H13),0,IF('MACRO OUTPUT'!H13=\"\",0,'MACRO OUTPUT'!H13))","v":0},{"$f":"IF(ISERROR('MACRO OUTPUT'!I13),0,IF('MACRO OUTPUT'!I13=\"\",0,'MACRO OUTPUT'!I13))","v":0},{"$f":"IF(ISERROR('MACRO OUTPUT'!J13),0,IF('MACRO OUTPUT'!J13=\"\",0,'MACRO OUTPUT'!J13))","v":0},{"$f":"IF(ISERROR('MACRO OUTPUT'!K13),0,IF('MACRO OUTPUT'!K13=\"\",0,'MACRO OUTPUT'!K13))","v":0},{"$f":"IF(ISERROR('MACRO OUTPUT'!L13),0,IF('MACRO OUTPUT'!L13=\"\",0,'MACRO OUTPUT'!L13))","v":0},{"$f":"IF(ISERROR('MACRO OUTPUT'!M13),0,IF('MACRO OUTPUT'!M13=\"\",0,'MACRO OUTPUT'!M13))","v":0},{"$f":"IF(ISERROR('MACRO OUTPUT'!N13),0,IF('MACRO OUTPUT'!N13=\"\",0,'MACRO OUTPUT'!N13))","v":0},{"$f":"IF(ISERROR('MACRO OUTPUT'!O13),0,IF('MACRO OUTPUT'!O13=\"\",0,'MACRO OUTPUT'!O13))","v":0},{"$f":"IF(ISERROR('MACRO OUTPUT'!P13),0,IF('MACRO OUTPUT'!P13=\"\",0,'MACRO OUTPUT'!P13))","v":0},{"$f":"IF(ISERROR('MACRO OUTPUT'!Q13),0,IF('MACRO OUTPUT'!Q13=\"\",0,'MACRO OUTPUT'!Q13))","v":0},{"$f":"IF(ISERROR('MACRO OUTPUT'!R13),0,IF('MACRO OUTPUT'!R13=\"\",0,'MACRO OUTPUT'!R13))","v":0},{"$f":"IF(ISERROR('MACRO OUTPUT'!S13),0,IF('MACRO OUTPUT'!S13=\"\",0,'MACRO OUTPUT'!S13))","v":0},{"$f":"IF(ISERROR('MACRO OUTPUT'!T13),0,IF('MACRO OUTPUT'!T13=\"\",0,'MACRO OUTPUT'!T13))","v":0},{"$f":"IF(ISERROR('MACRO OUTPUT'!U13),0,IF('MACRO OUTPUT'!U13=\"\",0,'MACRO OUTPUT'!U13))","v":0},{"$f":"IF(ISERROR('MACRO OUTPUT'!V13),0,IF('MACRO OUTPUT'!V13=\"\",0,'MACRO OUTPUT'!V13))","v":0},{"$f":"IF(ISERROR('MACRO OUTPUT'!W13),0,IF('MACRO OUTPUT'!W13=\"\",0,'MACRO OUTPUT'!W13))","v":0},{"$f":"IF(ISERROR('MACRO OUTPUT'!X13),0,IF('MACRO OUTPUT'!X13=\"\",0,'MACRO OUTPUT'!X13))","v":0},{"$f":"IF(ISERROR('MACRO OUTPUT'!Y13),0,IF('MACRO OUTPUT'!Y13=\"\",0,'MACRO OUTPUT'!Y13))","v":0},{"$f":"IF(ISERROR('MACRO OUTPUT'!Z13),0,IF('MACRO OUTPUT'!Z13=\"\",0,'MACRO OUTPUT'!Z13))","v":0},{"$f":"IF(ISERROR('MACRO OUTPUT'!AA13),0,IF('MACRO OUTPUT'!AA13=\"\",0,'MACRO OUTPUT'!AA13))","v":0},{"$f":"IF(ISERROR('MACRO OUTPUT'!AB13),0,IF('MACRO OUTPUT'!AB13=\"\",0,'MACRO OUTPUT'!AB13))","v":0},{"$f":"IF(ISERROR('MACRO OUTPUT'!AC13),0,IF('MACRO OUTPUT'!AC13=\"\",0,'MACRO OUTPUT'!AC13))","v":0},{"$f":"IF(ISERROR('MACRO OUTPUT'!AD13),0,IF('MACRO OUTPUT'!AD13=\"\",0,'MACRO OUTPUT'!AD13))","v":0},{"$f":"IF(ISERROR('MACRO OUTPUT'!AE13),0,IF('MACRO OUTPUT'!AE13=\"\",0,'MACRO OUTPUT'!AE13))","v":0},{"$f":"IF(ISERROR('MACRO OUTPUT'!AF13),0,IF('MACRO OUTPUT'!AF13=\"\",0,'MACRO OUTPUT'!AF13))","v":0},{"$f":"IF(ISERROR('MACRO OUTPUT'!AG13),0,IF('MACRO OUTPUT'!AG13=\"\",0,'MACRO OUTPUT'!AG13))","v":0},{"$f":"IF(ISERROR('MACRO OUTPUT'!AH13),0,IF('MACRO OUTPUT'!AH13=\"\",0,'MACRO OUTPUT'!AH13))","v":0},{"$f":"IF(ISERROR('MACRO OUTPUT'!AI13),0,IF('MACRO OUTPUT'!AI13=\"\",0,'MACRO OUTPUT'!AI13))","v":0},{"$f":"IF(ISERROR('MACRO OUTPUT'!AJ13),0,IF('MACRO OUTPUT'!AJ13=\"\",0,'MACRO OUTPUT'!AJ13))","v":0},0,"benefit6",null,0]
[null,null,null,{"$f":"INDIRECT(AM15)","v":"Reduced Equipment Failures "},{"$f":"IF(ISERROR(results7),0,results7)","v":0},"Utility/Ratepayer",{"$f":"IF(ISERROR('MACRO OUTPUT'!F14),0,IF('MACRO OUTPUT'!F14=\"\",0,'MACRO OUTPUT'!F14))","v":0},{"$f":"IF(ISERROR('MACRO OUTPUT'!G14),0,IF('MACRO OUTPUT'!G14=\"\",0,'MACRO OUTPUT'!G14))","v":0},{"$f":"IF(ISERROR('MACRO OUTPUT'!H14),0,IF('MACRO OUTPUT'!H14=\"\",0,'MACRO OUTPUT'!H14))","v":0},{"$f":"IF(ISERROR('MACRO OUTPUT'!I14),0,IF('MACRO OUTPUT'!I14=\"\",0,'MACRO OUTPUT'!I14))","v":0},{"$f":"IF(ISERROR('MACRO OUTPUT'!J14),0,IF('MACRO OUTPUT'!J14=\"\",0,'MACRO OUTPUT'!J14))","v":0},{"$f":"IF(ISERROR('MACRO OUTPUT'!K14),0,IF('MACRO OUTPUT'!K14=\"\",0,'MACRO OUTPUT'!K14))","v":0},{"$f":"IF(ISERROR('MACRO OUTPUT'!L14),0,IF('MACRO OUTPUT'!L14=\"\",0,'MACRO OUTPUT'!L14))","v":0},{"$f":"IF(ISERROR('MACRO OUTPUT'!M14),0,IF('MACRO OUTPUT'!M14=\"\",0,'MACRO OUTPUT'!M14))","v":0},{"$f":"IF(ISERROR('MACRO OUTPUT'!N14),0,IF('MACRO OUTPUT'!N14=\"\",0,'MACRO OUTPUT'!N14))","v":0},{"$f":"IF(ISERROR('MACRO OUTPUT'!O14),0,IF('MACRO OUTPUT'!O14=\"\",0,'MACRO OUTPUT'!O14))","v":0},{"$f":"IF(ISERROR('MACRO OUTPUT'!P14),0,IF('MACRO OUTPUT'!P14=\"\",0,'MACRO OUTPUT'!P14))","v":0},{"$f":"IF(ISERROR('MACRO OUTPUT'!Q14),0,IF('MACRO OUTPUT'!Q14=\"\",0,'MACRO OUTPUT'!Q14))","v":0},{"$f":"IF(ISERROR('MACRO OUTPUT'!R14),0,IF('MACRO OUTPUT'!R14=\"\",0,'MACRO OUTPUT'!R14))","v":0},{"$f":"IF(ISERROR('MACRO OUTPUT'!S14),0,IF('MACRO OUTPUT'!S14=\"\",0,'MACRO OUTPUT'!S14))","v":0},{"$f":"IF(ISERROR('MACRO OUTPUT'!T14),0,IF('MACRO OUTPUT'!T14=\"\",0,'MACRO OUTPUT'!T14))","v":0},{"$f":"IF(ISERROR('MACRO OUTPUT'!U14),0,IF('MACRO OUTPUT'!U14=\"\",0,'MACRO OUTPUT'!U14))","v":0},{"$f":"IF(ISERROR('MACRO OUTPUT'!V14),0,IF('MACRO OUTPUT'!V14=\"\",0,'MACRO OUTPUT'!V14))","v":0},{"$f":"IF(ISERROR('MACRO OUTPUT'!W14),0,IF('MACRO OUTPUT'!W14=\"\",0,'MACRO OUTPUT'!W14))","v":0},{"$f":"IF(ISERROR('MACRO OUTPUT'!X14),0,IF('MACRO OUTPUT'!X14=\"\",0,'MACRO OUTPUT'!X14))","v":0},{"$f":"IF(ISERROR('MACRO OUTPUT'!Y14),0,IF('MACRO OUTPUT'!Y14=\"\",0,'MACRO OUTPUT'!Y14))","v":0},{"$f":"IF(ISERROR('MACRO OUTPUT'!Z14),0,IF('MACRO OUTPUT'!Z14=\"\",0,'MACRO OUTPUT'!Z14))","v":0},{"$f":"IF(ISERROR('MACRO OUTPUT'!AA14),0,IF('MACRO OUTPUT'!AA14=\"\",0,'MACRO OUTPUT'!AA14))","v":0},{"$f":"IF(ISERROR('MACRO OUTPUT'!AB14),0,IF('MACRO OUTPUT'!AB14=\"\",0,'MACRO OUTPUT'!AB14))","v":0},{"$f":"IF(ISERROR('MACRO OUTPUT'!AC14),0,IF('MACRO OUTPUT'!AC14=\"\",0,'MACRO OUTPUT'!AC14))","v":0},{"$f":"IF(ISERROR('MACRO OUTPUT'!AD14),0,IF('MACRO OUTPUT'!AD14=\"\",0,'MACRO OUTPUT'!AD14))","v":0},{"$f":"IF(ISERROR('MACRO OUTPUT'!AE14),0,IF('MACRO OUTPUT'!AE14=\"\",0,'MACRO OUTPUT'!AE14))","v":0},{"$f":"IF(ISERROR('MACRO OUTPUT'!AF14),0,IF('MACRO OUTPUT'!AF14=\"\",0,'MACRO OUTPUT'!AF14))","v":0},{"$f":"IF(ISERROR('MACRO OUTPUT'!AG14),0,IF('MACRO OUTPUT'!AG14=\"\",0,'MACRO OUTPUT'!AG14))","v":0},{"$f":"IF(ISERROR('MACRO OUTPUT'!AH14),0,IF('MACRO OUTPUT'!AH14=\"\",0,'MACRO OUTPUT'!AH14))","v":0},{"$f":"IF(ISERROR('MACRO OUTPUT'!AI14),0,IF('MACRO OUTPUT'!AI14=\"\",0,'MACRO OUTPUT'!AI14))","v":0},{"$f":"IF(ISERROR('MACRO OUTPUT'!AJ14),0,IF('MACRO OUTPUT'!AJ14=\"\",0,'MACRO OUTPUT'!AJ14))","v":0},0,"benefit7",null,0]
[null,null,null,"T&D Capital Savings TOTAL",{"$f":"IF(ISERROR(SUM(E13:E15)),0,SUM(E13:E15))","v":0},null,{"$f":"IF(ISERROR('MACRO OUTPUT'!F15),0,IF('MACRO OUTPUT'!F15=\"\",0,'MACRO OUTPUT'!F15))","v":0},{"$f":"IF(ISERROR('MACRO OUTPUT'!G15),0,IF('MACRO OUTPUT'!G15=\"\",0,'MACRO OUTPUT'!G15))","v":0},{"$f":"IF(ISERROR('MACRO OUTPUT'!H15),0,IF('MACRO OUTPUT'!H15=\"\",0,'MACRO OUTPUT'!H15))","v":0},{"$f":"IF(ISERROR('MACRO OUTPUT'!I15),0,IF('MACRO OUTPUT'!I15=\"\",0,'MACRO OUTPUT'!I15))","v":0},{"$f":"IF(ISERROR('MACRO OUTPUT'!J15),0,IF('MACRO OUTPUT'!J15=\"\",0,'MACRO OUTPUT'!J15))","v":0},{"$f":"IF(ISERROR('MACRO OUTPUT'!K15),0,IF('MACRO OUTPUT'!K15=\"\",0,'MACRO OUTPUT'!K15))","v":0},{"$f":"IF(ISERROR('MACRO OUTPUT'!L15),0,IF('MACRO OUTPUT'!L15=\"\",0,'MACRO OUTPUT'!L15))","v":0},{"$f":"IF(ISERROR('MACRO OUTPUT'!M15),0,IF('MACRO OUTPUT'!M15=\"\",0,'MACRO OUTPUT'!M15))","v":0},{"$f":"IF(ISERROR('MACRO OUTPUT'!N15),0,IF('MACRO OUTPUT'!N15=\"\",0,'MACRO OUTPUT'!N15))","v":0},{"$f":"IF(ISERROR('MACRO OUTPUT'!O15),0,IF('MACRO OUTPUT'!O15=\"\",0,'MACRO OUTPUT'!O15))","v":0},{"$f":"IF(ISERROR('MACRO OUTPUT'!P15),0,IF('MACRO OUTPUT'!P15=\"\",0,'MACRO OUTPUT'!P15))","v":0},{"$f":"IF(ISERROR('MACRO OUTPUT'!Q15),0,IF('MACRO OUTPUT'!Q15=\"\",0,'MACRO OUTPUT'!Q15))","v":0},{"$f":"IF(ISERROR('MACRO OUTPUT'!R15),0,IF('MACRO OUTPUT'!R15=\"\",0,'MACRO OUTPUT'!R15))","v":0},{"$f":"IF(ISERROR('MACRO OUTPUT'!S15),0,IF('MACRO OUTPUT'!S15=\"\",0,'MACRO OUTPUT'!S15))","v":0},{"$f":"IF(ISERROR('MACRO OUTPUT'!T15),0,IF('MACRO OUTPUT'!T15=\"\",0,'MACRO OUTPUT'!T15))","v":0},{"$f":"IF(ISERROR('MACRO OUTPUT'!U15),0,IF('MACRO OUTPUT'!U15=\"\",0,'MACRO OUTPUT'!U15))","v":0},{"$f":"IF(ISERROR('MACRO OUTPUT'!V15),0,IF('MACRO OUTPUT'!V15=\"\",0,'MACRO OUTPUT'!V15))","v":0},{"$f":"IF(ISERROR('MACRO OUTPUT'!W15),0,IF('MACRO OUTPUT'!W15=\"\",0,'MACRO OUTPUT'!W15))","v":0},{"$f":"IF(ISERROR('MACRO OUTPUT'!X15),0,IF('MACRO OUTPUT'!X15=\"\",0,'MACRO OUTPUT'!X15))","v":0},{"$f":"IF(ISERROR('MACRO OUTPUT'!Y15),0,IF('MACRO OUTPUT'!Y15=\"\",0,'MACRO OUTPUT'!Y15))","v":0},{"$f":"IF(ISERROR('MACRO OUTPUT'!Z15),0,IF('MACRO OUTPUT'!Z15=\"\",0,'MACRO OUTPUT'!Z15))","v":0},{"$f":"IF(ISERROR('MACRO OUTPUT'!AA15),0,IF('MACRO OUTPUT'!AA15=\"\",0,'MACRO OUTPUT'!AA15))","v":0},{"$f":"IF(ISERROR('MACRO OUTPUT'!AB15),0,IF('MACRO OUTPUT'!AB15=\"\",0,'MACRO OUTPUT'!AB15))","v":0},{"$f":"IF(ISERROR('MACRO OUTPUT'!AC15),0,IF('MACRO OUTPUT'!AC15=\"\",0,'MACRO OUTPUT'!AC15))","v":0},{"$f":"IF(ISERROR('MACRO OUTPUT'!AD15),0,IF('MACRO OUTPUT'!AD15=\"\",0,'MACRO OUTPUT'!AD15))","v":0},{"$f":"IF(ISERROR('MACRO OUTPUT'!AE15),0,IF('MACRO OUTPUT'!AE15=\"\",0,'MACRO OUTPUT'!AE15))","v":0},{"$f":"IF(ISERROR('MACRO OUTPUT'!AF15),0,IF('MACRO OUTPUT'!AF15=\"\",0,'MACRO OUTPUT'!AF15))","v":0},{"$f":"IF(ISERROR('MACRO OUTPUT'!AG15),0,IF('MACRO OUTPUT'!AG15=\"\",0,'MACRO OUTPUT'!AG15))","v":0},{"$f":"IF(ISERROR('MACRO OUTPUT'!AH15),0,IF('MACRO OUTPUT'!AH15=\"\",0,'MACRO OUTPUT'!AH15))","v":0},{"$f":"IF(ISERROR('MACRO OUTPUT'!AI15),0,IF('MACRO OUTPUT'!AI15=\"\",0,'MACRO OUTPUT'!AI15))","v":0},{"$f":"IF(ISERROR('MACRO OUTPUT'!AJ15),0,IF('MACRO OUTPUT'!AJ15=\"\",0,'MACRO OUTPUT'!AJ15))","v":0},0,null,null,1]
[null,null,"T&D O&M Savings",{"$f":"INDIRECT(AM17)","v":"Reduced T&D Equipment Maintenance Cost"},{"$f":"IF(ISERROR(results8),0,results8)","v":0},"Utility/Ratepayer",{"$f":"IF(ISERROR('MACRO OUTPUT'!F16),0,IF('MACRO OUTPUT'!F16=\"\",0,'MACRO OUTPUT'!F16))","v":0},{"$f":"IF(ISERROR('MACRO OUTPUT'!G16),0,IF('MACRO OUTPUT'!G16=\"\",0,'MACRO OUTPUT'!G16))","v":0},{"$f":"IF(ISERROR('MACRO OUTPUT'!H16),0,IF('MACRO OUTPUT'!H16=\"\",0,'MACRO OUTPUT'!H16))","v":0},{"$f":"IF(ISERROR('MACRO OUTPUT'!I16),0,IF('MACRO OUTPUT'!I16=\"\",0,'MACRO OUTPUT'!I16))","v":0},{"$f":"IF(ISERROR('MACRO OUTPUT'!J16),0,IF('MACRO OUTPUT'!J16=\"\",0,'MACRO OUTPUT'!J16))","v":0},{"$f":"IF(ISERROR('MACRO OUTPUT'!K16),0,IF('MACRO OUTPUT'!K16=\"\",0,'MACRO OUTPUT'!K16))","v":0},{"$f":"IF(ISERROR('MACRO OUTPUT'!L16),0,IF('MACRO OUTPUT'!L16=\"\",0,'MACRO OUTPUT'!L16))","v":0},{"$f":"IF(ISERROR('MACRO OUTPUT'!M16),0,IF('MACRO OUTPUT'!M16=\"\",0,'MACRO OUTPUT'!M16))","v":0},{"$f":"IF(ISERROR('MACRO OUTPUT'!N16),0,IF('MACRO OUTPUT'!N16=\"\",0,'MACRO OUTPUT'!N16))","v":0},{"$f":"IF(ISERROR('MACRO OUTPUT'!O16),0,IF('MACRO OUTPUT'!O16=\"\",0,'MACRO OUTPUT'!O16))","v":0},{"$f":"IF(ISERROR('MACRO OUTPUT'!P16),0,IF('MACRO OUTPUT'!P16=\"\",0,'MACRO OUTPUT'!P16))","v":0},{"$f":"IF(ISERROR('MACRO OUTPUT'!Q16),0,IF('MACRO OUTPUT'!Q16=\"\",0,'MACRO OUTPUT'!Q16))","v":0},{"$f":"IF(ISERROR('MACRO OUTPUT'!R16),0,IF('MACRO OUTPUT'!R16=\"\",0,'MACRO OUTPUT'!R16))","v":0},{"$f":"IF(ISERROR('MACRO OUTPUT'!S16),0,IF('MACRO OUTPUT'!S16=\"\",0,'MACRO OUTPUT'!S16))","v":0},{"$f":"IF(ISERROR('MACRO OUTPUT'!T16),0,IF('MACRO OUTPUT'!T16=\"\",0,'MACRO OUTPUT'!T16))","v":0},{"$f":"IF(ISERROR('MACRO OUTPUT'!U16),0,IF('MACRO OUTPUT'!U16=\"\",0,'MACRO OUTPUT'!U16))","v":0},{"$f":"IF(ISERROR('MACRO OUTPUT'!V16),0,IF('MACRO OUTPUT'!V16=\"\",0,'MACRO OUTPUT'!V16))","v":0},{"$f":"IF(ISERROR('MACRO OUTPUT'!W16),0,IF('MACRO OUTPUT'!W16=\"\",0,'MACRO OUTPUT'!W16))","v":0},{"$f":"IF(ISERROR('MACRO OUTPUT'!X16),0,IF('MACRO OUTPUT'!X16=\"\",0,'MACRO OUTPUT'!X16))","v":0},{"$f":"IF(ISERROR('MACRO OUTPUT'!Y16),0,IF('MACRO OUTPUT'!Y16=\"\",0,'MACRO OUTPUT'!Y16))","v":0},{"$f":"IF(ISERROR('MACRO OUTPUT'!Z16),0,IF('MACRO OUTPUT'!Z16=\"\",0,'MACRO OUTPUT'!Z16))","v":0},{"$f":"IF(ISERROR('MACRO OUTPUT'!AA16),0,IF('MACRO OUTPUT'!AA16=\"\",0,'MACRO OUTPUT'!AA16))","v":0},{"$f":"IF(ISERROR('MACRO OUTPUT'!AB16),0,IF('MACRO OUTPUT'!AB16=\"\",0,'MACRO OUTPUT'!AB16))","v":0},{"$f":"IF(ISERROR('MACRO OUTPUT'!AC16),0,IF('MACRO OUTPUT'!AC16=\"\",0,'MACRO OUTPUT'!AC16))","v":0},{"$f":"IF(ISERROR('MACRO OUTPUT'!AD16),0,IF('MACRO OUTPUT'!AD16=\"\",0,'MACRO OUTPUT'!AD16))","v":0},{"$f":"IF(ISERROR('MACRO OUTPUT'!AE16),0,IF('MACRO OUTPUT'!AE16=\"\",0,'MACRO OUTPUT'!AE16))","v":0},{"$f":"IF(ISERROR('MACRO OUTPUT'!AF16),0,IF('MACRO OUTPUT'!AF16=\"\",0,'MACRO OUTPUT'!AF16))","v":0},{"$f":"IF(ISERROR('MACRO OUTPUT'!AG16),0,IF('MACRO OUTPUT'!AG16=\"\",0,'MACRO OUTPUT'!AG16))","v":0},{"$f":"IF(ISERROR('MACRO OUTPUT'!AH16),0,IF('MACRO OUTPUT'!AH16=\"\",0,'MACRO OUTPUT'!AH16))","v":0},{"$f":"IF(ISERROR('MACRO OUTPUT'!AI16),0,IF('MACRO OUTPUT'!AI16=\"\",0,'MACRO OUTPUT'!AI16))","v":0},{"$f":"IF(ISERROR('MACRO OUTPUT'!AJ16),0,IF('MACRO OUTPUT'!AJ16=\"\",0,'MACRO OUTPUT'!AJ16))","v":0},0,"benefit8",null,0]
[null,null,null,{"$f":"INDIRECT(AM18)","v":"Reduced T&D Operations Cost"},{"$f":"IF(ISERROR(results9),0,results9)","v":0},"Utility/Ratepayer",{"$f":"IF(ISERROR('MACRO OUTPUT'!F17),0,IF('MACRO OUTPUT'!F17=\"\",0,'MACRO OUTPUT'!F17))","v":0},{"$f":"IF(ISERROR('MACRO OUTPUT'!G17),0,IF('MACRO OUTPUT'!G17=\"\",0,'MACRO OUTPUT'!G17))","v":0},{"$f":"IF(ISERROR('MACRO OUTPUT'!H17),0,IF('MACRO OUTPUT'!H17=\"\",0,'MACRO OUTPUT'!H17))","v":0},{"$f":"IF(ISERROR('MACRO OUTPUT'!I17),0,IF('MACRO OUTPUT'!I17=\"\",0,'MACRO OUTPUT'!I17))","v":0},{"$f":"IF(ISERROR('MACRO OUTPUT'!J17),0,IF('MACRO OUTPUT'!J17=\"\",0,'MACRO OUTPUT'!J17))","v":0},{"$f":"IF(ISERROR('MACRO OUTPUT'!K17),0,IF('MACRO OUTPUT'!K17=\"\",0,'MACRO OUTPUT'!K17))","v":0},{"$f":"IF(ISERROR('MACRO OUTPUT'!L17),0,IF('MACRO OUTPUT'!L17=\"\",0,'MACRO OUTPUT'!L17))","v":0},{"$f":"IF(ISERROR('MACRO OUTPUT'!M17),0,IF('MACRO OUTPUT'!M17=\"\",0,'MACRO OUTPUT'!M17))","v":0},{"$f":"IF(ISERROR('MACRO OUTPUT'!N17),0,IF('MACRO OUTPUT'!N17=\"\",0,'MACRO OUTPUT'!N17))","v":0},{"$f":"IF(ISERROR('MACRO OUTPUT'!O17),0,IF('MACRO OUTPUT'!O17=\"\",0,'MACRO OUTPUT'!O17))","v":0},{"$f":"IF(ISERROR('MACRO OUTPUT'!P17),0,IF('MACRO OUTPUT'!P17=\"\",0,'MACRO OUTPUT'!P17))","v":0},{"$f":"IF(ISERROR('MACRO OUTPUT'!Q17),0,IF('MACRO OUTPUT'!Q17=\"\",0,'MACRO OUTPUT'!Q17))","v":0},{"$f":"IF(ISERROR('MACRO OUTPUT'!R17),0,IF('MACRO OUTPUT'!R17=\"\",0,'MACRO OUTPUT'!R17))","v":0},{"$f":"IF(ISERROR('MACRO OUTPUT'!S17),0,IF('MACRO OUTPUT'!S17=\"\",0,'MACRO OUTPUT'!S17))","v":0},{"$f":"IF(ISERROR('MACRO OUTPUT'!T17),0,IF('MACRO OUTPUT'!T17=\"\",0,'MACRO OUTPUT'!T17))","v":0},{"$f":"IF(ISERROR('MACRO OUTPUT'!U17),0,IF('MACRO OUTPUT'!U17=\"\",0,'MACRO OUTPUT'!U17))","v":0},{"$f":"IF(ISERROR('MACRO OUTPUT'!V17),0,IF('MACRO OUTPUT'!V17=\"\",0,'MACRO OUTPUT'!V17))","v":0},{"$f":"IF(ISERROR('MACRO OUTPUT'!W17),0,IF('MACRO OUTPUT'!W17=\"\",0,'MACRO OUTPUT'!W17))","v":0},{"$f":"IF(ISERROR('MACRO OUTPUT'!X17),0,IF('MACRO OUTPUT'!X17=\"\",0,'MACRO OUTPUT'!X17))","v":0},{"$f":"IF(ISERROR('MACRO OUTPUT'!Y17),0,IF('MACRO OUTPUT'!Y17=\"\",0,'MACRO OUTPUT'!Y17))","v":0},{"$f":"IF(ISERROR('MACRO OUTPUT'!Z17),0,IF('MACRO OUTPUT'!Z17=\"\",0,'MACRO OUTPUT'!Z17))","v":0},{"$f":"IF(ISERROR('MACRO OUTPUT'!AA17),0,IF('MACRO OUTPUT'!AA17=\"\",0,'MACRO OUTPUT'!AA17))","v":0},{"$f":"IF(ISERROR('MACRO OUTPUT'!AB17),0,IF('MACRO OUTPUT'!AB17=\"\",0,'MACRO OUTPUT'!AB17))","v":0},{"$f":"IF(ISERROR('MACRO OUTPUT'!AC17),0,IF('MACRO OUTPUT'!AC17=\"\",0,'MACRO OUTPUT'!AC17))","v":0},{"$f":"IF(ISERROR('MACRO OUTPUT'!AD17),0,IF('MACRO OUTPUT'!AD17=\"\",0,'MACRO OUTPUT'!AD17))","v":0},{"$f":"IF(ISERROR('MACRO OUTPUT'!AE17),0,IF('MACRO OUTPUT'!AE17=\"\",0,'MACRO OUTPUT'!AE17))","v":0},{"$f":"IF(ISERROR('MACRO OUTPUT'!AF17),0,IF('MACRO OUTPUT'!AF17=\"\",0,'MACRO OUTPUT'!AF17))","v":0},{"$f":"IF(ISERROR('MACRO OUTPUT'!AG17),0,IF('MACRO OUTPUT'!AG17=\"\",0,'MACRO OUTPUT'!AG17))","v":0},{"$f":"IF(ISERROR('MACRO OUTPUT'!AH17),0,IF('MACRO OUTPUT'!AH17=\"\",0,'MACRO OUTPUT'!AH17))","v":0},{"$f":"IF(ISERROR('MACRO OUTPUT'!AI17),0,IF('MACRO OUTPUT'!AI17=\"\",0,'MACRO OUTPUT'!AI17))","v":0},{"$f":"IF(ISERROR('MACRO OUTPUT'!AJ17),0,IF('MACRO OUTPUT'!AJ17=\"\",0,'MACRO OUTPUT'!AJ17))","v":0},0,"benefit9",null,0]
[null,null,null,{"$f":"INDIRECT(AM19)","v":"Reduced Meter Reading Cost"},{"$f":"IF(ISERROR(results10),0,results10)","v":0},"Utility/Ratepayer",{"$f":"IF(ISERROR('MACRO OUTPUT'!F18),0,IF('MACRO OUTPUT'!F18=\"\",0,'MACRO OUTPUT'!F18))","v":0},{"$f":"IF(ISERROR('MACRO OUTPUT'!G18),0,IF('MACRO OUTPUT'!G18=\"\",0,'MACRO OUTPUT'!G18))","v":0},{"$f":"IF(ISERROR('MACRO OUTPUT'!H18),0,IF('MACRO OUTPUT'!H18=\"\",0,'MACRO OUTPUT'!H18))","v":0},{"$f":"IF(ISERROR('MACRO OUTPUT'!I18),0,IF('MACRO OUTPUT'!I18=\"\",0,'MACRO OUTPUT'!I18))","v":0},{"$f":"IF(ISERROR('MACRO OUTPUT'!J18),0,IF('MACRO OUTPUT'!J18=\"\",0,'MACRO OUTPUT'!J18))","v":0},{"$f":"IF(ISERROR('MACRO OUTPUT'!K18),0,IF('MACRO OUTPUT'!K18=\"\",0,'MACRO OUTPUT'!K18))","v":0},{"$f":"IF(ISERROR('MACRO OUTPUT'!L18),0,IF('MACRO OUTPUT'!L18=\"\",0,'MACRO OUTPUT'!L18))","v":0},{"$f":"IF(ISERROR('MACRO OUTPUT'!M18),0,IF('MACRO OUTPUT'!M18=\"\",0,'MACRO OUTPUT'!M18))","v":0},{"$f":"IF(ISERROR('MACRO OUTPUT'!N18),0,IF('MACRO OUTPUT'!N18=\"\",0,'MACRO OUTPUT'!N18))","v":0},{"$f":"IF(ISERROR('MACRO OUTPUT'!O18),0,IF('MACRO OUTPUT'!O18=\"\",0,'MACRO OUTPUT'!O18))","v":0},{"$f":"IF(ISERROR('MACRO OUTPUT'!P18),0,IF('MACRO OUTPUT'!P18=\"\",0,'MACRO OUTPUT'!P18))","v":0},{"$f":"IF(ISERROR('MACRO OUTPUT'!Q18),0,IF('MACRO OUTPUT'!Q18=\"\",0,'MACRO OUTPUT'!Q18))","v":0},{"$f":"IF(ISERROR('MACRO OUTPUT'!R18),0,IF('MACRO OUTPUT'!R18=\"\",0,'MACRO OUTPUT'!R18))","v":0},{"$f":"IF(ISERROR('MACRO OUTPUT'!S18),0,IF('MACRO OUTPUT'!S18=\"\",0,'MACRO OUTPUT'!S18))","v":0},{"$f":"IF(ISERROR('MACRO OUTPUT'!T18),0,IF('MACRO OUTPUT'!T18=\"\",0,'MACRO OUTPUT'!T18))","v":0},{"$f":"IF(ISERROR('MACRO OUTPUT'!U18),0,IF('MACRO OUTPUT'!U18=\"\",0,'MACRO OUTPUT'!U18))","v":0},{"$f":"IF(ISERROR('MACRO OUTPUT'!V18),0,IF('MACRO OUTPUT'!V18=\"\",0,'MACRO OUTPUT'!V18))","v":0},{"$f":"IF(ISERROR('MACRO OUTPUT'!W18),0,IF('MACRO OUTPUT'!W18=\"\",0,'MACRO OUTPUT'!W18))","v":0},{"$f":"IF(ISERROR('MACRO OUTPUT'!X18),0,IF('MACRO OUTPUT'!X18=\"\",0,'MACRO OUTPUT'!X18))","v":0},{"$f":"IF(ISERROR('MACRO OUTPUT'!Y18),0,IF('MACRO OUTPUT'!Y18=\"\",0,'MACRO OUTPUT'!Y18))","v":0},{"$f":"IF(ISERROR('MACRO OUTPUT'!Z18),0,IF('MACRO OUTPUT'!Z18=\"\",0,'MACRO OUTPUT'!Z18))","v":0},{"$f":"IF(ISERROR('MACRO OUTPUT'!AA18),0,IF('MACRO OUTPUT'!AA18=\"\",0,'MACRO OUTPUT'!AA18))","v":0},{"$f":"IF(ISERROR('MACRO OUTPUT'!AB18),0,IF('MACRO OUTPUT'!AB18=\"\",0,'MACRO OUTPUT'!AB18))","v":0},{"$f":"IF(ISERROR('MACRO OUTPUT'!AC18),0,IF('MACRO OUTPUT'!AC18=\"\",0,'MACRO OUTPUT'!AC18))","v":0},{"$f":"IF(ISERROR('MACRO OUTPUT'!AD18),0,IF('MACRO OUTPUT'!AD18=\"\",0,'MACRO OUTPUT'!AD18))","v":0},{"$f":"IF(ISERROR('MACRO OUTPUT'!AE18),0,IF('MACRO OUTPUT'!AE18=\"\",0,'MACRO OUTPUT'!AE18))","v":0},{"$f":"IF(ISERROR('MACRO OUTPUT'!AF18),0,IF('MACRO OUTPUT'!AF18=\"\",0,'MACRO OUTPUT'!AF18))","v":0},{"$f":"IF(ISERROR('MACRO OUTPUT'!AG18),0,IF('MACRO OUTPUT'!AG18=\"\",0,'MACRO OUTPUT'!AG18))","v":0},{"$f":"IF(ISERROR('MACRO OUTPUT'!AH18),0,IF('MACRO OUTPUT'!AH18=\"\",0,'MACRO OUTPUT'!AH18))","v":0},{"$f":"IF(ISERROR('MACRO OUTPUT'!AI18),0,IF('MACRO OUTPUT'!AI18=\"\",0,'MACRO OUTPUT'!AI18))","v":0},{"$f":"IF(ISERROR('MACRO OUTPUT'!AJ18),0,IF('MACRO OUTPUT'!AJ18=\"\",0,'MACRO OUTPUT'!AJ18))","v":0},0,"benefit10",null,0]
[null,null,null,"T&D O&M Savings TOTAL",{"$f":"IF(ISERROR(SUM(E17:E19)),0,SUM(E17:E19))","v":0},null,{"$f":"IF(ISERROR('MACRO OUTPUT'!F19),0,IF('MACRO OUTPUT'!F19=\"\",0,'MACRO OUTPUT'!F19))","v":0},{"$f":"IF(ISERROR('MACRO OUTPUT'!G19),0,IF('MACRO OUTPUT'!G19=\"\",0,'MACRO OUTPUT'!G19))","v":0},{"$f":"IF(ISERROR('MACRO OUTPUT'!H19),0,IF('MACRO OUTPUT'!H19=\"\",0,'MACRO OUTPUT'!H19))","v":0},{"$f":"IF(ISERROR('MACRO OUTPUT'!I19),0,IF('MACRO OUTPUT'!I19=\"\",0,'MACRO OUTPUT'!I19))","v":0},{"$f":"IF(ISERROR('MACRO OUTPUT'!J19),0,IF('MACRO OUTPUT'!J19=\"\",0,'MACRO OUTPUT'!J19))","v":0},{"$f":"IF(ISERROR('MACRO OUTPUT'!K19),0,IF('MACRO OUTPUT'!K19=\"\",0,'MACRO OUTPUT'!K19))","v":0},{"$f":"IF(ISERROR('MACRO OUTPUT'!L19),0,IF('MACRO OUTPUT'!L19=\"\",0,'MACRO OUTPUT'!L19))","v":0},{"$f":"IF(ISERROR('MACRO OUTPUT'!M19),0,IF('MACRO OUTPUT'!M19=\"\",0,'MACRO OUTPUT'!M19))","v":0},{"$f":"IF(ISERROR('MACRO OUTPUT'!N19),0,IF('MACRO OUTPUT'!N19=\"\",0,'MACRO OUTPUT'!N19))","v":0},{"$f":"IF(ISERROR('MACRO OUTPUT'!O19),0,IF('MACRO OUTPUT'!O19=\"\",0,'MACRO OUTPUT'!O19))","v":0},{"$f":"IF(ISERROR('MACRO OUTPUT'!P19),0,IF('MACRO OUTPUT'!P19=\"\",0,'MACRO OUTPUT'!P19))","v":0},{"$f":"IF(ISERROR('MACRO OUTPUT'!Q19),0,IF('MACRO OUTPUT'!Q19=\"\",0,'MACRO OUTPUT'!Q19))","v":0},{"$f":"IF(ISERROR('MACRO OUTPUT'!R19),0,IF('MACRO OUTPUT'!R19=\"\",0,'MACRO OUTPUT'!R19))","v":0},{"$f":"IF(ISERROR('MACRO OUTPUT'!S19),0,IF('MACRO OUTPUT'!S19=\"\",0,'MACRO OUTPUT'!S19))","v":0},{"$f":"IF(ISERROR('MACRO OUTPUT'!T19),0,IF('MACRO OUTPUT'!T19=\"\",0,'MACRO OUTPUT'!T19))","v":0},{"$f":"IF(ISERROR('MACRO OUTPUT'!U19),0,IF('MACRO OUTPUT'!U19=\"\",0,'MACRO OUTPUT'!U19))","v":0},{"$f":"IF(ISERROR('MACRO OUTPUT'!V19),0,IF('MACRO OUTPUT'!V19=\"\",0,'MACRO OUTPUT'!V19))","v":0},{"$f":"IF(ISERROR('MACRO OUTPUT'!W19),0,IF('MACRO OUTPUT'!W19=\"\",0,'MACRO OUTPUT'!W19))","v":0},{"$f":"IF(ISERROR('MACRO OUTPUT'!X19),0,IF('MACRO OUTPUT'!X19=\"\",0,'MACRO OUTPUT'!X19))","v":0},{"$f":"IF(ISERROR('MACRO OUTPUT'!Y19),0,IF('MACRO OUTPUT'!Y19=\"\",0,'MACRO OUTPUT'!Y19))","v":0},{"$f":"IF(ISERROR('MACRO OUTPUT'!Z19),0,IF('MACRO OUTPUT'!Z19=\"\",0,'MACRO OUTPUT'!Z19))","v":0},{"$f":"IF(ISERROR('MACRO OUTPUT'!AA19),0,IF('MACRO OUTPUT'!AA19=\"\",0,'MACRO OUTPUT'!AA19))","v":0},{"$f":"IF(ISERROR('MACRO OUTPUT'!AB19),0,IF('MACRO OUTPUT'!AB19=\"\",0,'MACRO OUTPUT'!AB19))","v":0},{"$f":"IF(ISERROR('MACRO OUTPUT'!AC19),0,IF('MACRO OUTPUT'!AC19=\"\",0,'MACRO OUTPUT'!AC19))","v":0},{"$f":"IF(ISERROR('MACRO OUTPUT'!AD19),0,IF('MACRO OUTPUT'!AD19=\"\",0,'MACRO OUTPUT'!AD19))","v":0},{"$f":"IF(ISERROR('MACRO OUTPUT'!AE19),0,IF('MACRO OUTPUT'!AE19=\"\",0,'MACRO OUTPUT'!AE19))","v":0},{"$f":"IF(ISERROR('MACRO OUTPUT'!AF19),0,IF('MACRO OUTPUT'!AF19=\"\",0,'MACRO OUTPUT'!AF19))","v":0},{"$f":"IF(ISERROR('MACRO OUTPUT'!AG19),0,IF('MACRO OUTPUT'!AG19=\"\",0,'MACRO OUTPUT'!AG19))","v":0},{"$f":"IF(ISERROR('MACRO OUTPUT'!AH19),0,IF('MACRO OUTPUT'!AH19=\"\",0,'MACRO OUTPUT'!AH19))","v":0},{"$f":"IF(ISERROR('MACRO OUTPUT'!AI19),0,IF('MACRO OUTPUT'!AI19=\"\",0,'MACRO OUTPUT'!AI19))","v":0},{"$f":"IF(ISERROR('MACRO OUTPUT'!AJ19),0,IF('MACRO OUTPUT'!AJ19=\"\",0,'MACRO OUTPUT'!AJ19))","v":0},0,null,null,1]
[null,null,"Theft Reduction ",{"$f":"INDIRECT(AM21)","v":"Reduced Electricity Theft"},{"$f":"IF(ISERROR(results11),0,results11)","v":0},"Utility/Ratepayer",{"$f":"IF(ISERROR('MACRO OUTPUT'!F20),0,IF('MACRO OUTPUT'!F20=\"\",0,'MACRO OUTPUT'!F20))","v":0},{"$f":"IF(ISERROR('MACRO OUTPUT'!G20),0,IF('MACRO OUTPUT'!G20=\"\",0,'MACRO OUTPUT'!G20))","v":0},{"$f":"IF(ISERROR('MACRO OUTPUT'!H20),0,IF('MACRO OUTPUT'!H20=\"\",0,'MACRO OUTPUT'!H20))","v":0},{"$f":"IF(ISERROR('MACRO OUTPUT'!I20),0,IF('MACRO OUTPUT'!I20=\"\",0,'MACRO OUTPUT'!I20))","v":0},{"$f":"IF(ISERROR('MACRO OUTPUT'!J20),0,IF('MACRO OUTPUT'!J20=\"\",0,'MACRO OUTPUT'!J20))","v":0},{"$f":"IF(ISERROR('MACRO OUTPUT'!K20),0,IF('MACRO OUTPUT'!K20=\"\",0,'MACRO OUTPUT'!K20))","v":0},{"$f":"IF(ISERROR('MACRO OUTPUT'!L20),0,IF('MACRO OUTPUT'!L20=\"\",0,'MACRO OUTPUT'!L20))","v":0},{"$f":"IF(ISERROR('MACRO OUTPUT'!M20),0,IF('MACRO OUTPUT'!M20=\"\",0,'MACRO OUTPUT'!M20))","v":0},{"$f":"IF(ISERROR('MACRO OUTPUT'!N20),0,IF('MACRO OUTPUT'!N20=\"\",0,'MACRO OUTPUT'!N20))","v":0},{"$f":"IF(ISERROR('MACRO OUTPUT'!O20),0,IF('MACRO OUTPUT'!O20=\"\",0,'MACRO OUTPUT'!O20))","v":0},{"$f":"IF(ISERROR('MACRO OUTPUT'!P20),0,IF('MACRO OUTPUT'!P20=\"\",0,'MACRO OUTPUT'!P20))","v":0},{"$f":"IF(ISERROR('MACRO OUTPUT'!Q20),0,IF('MACRO OUTPUT'!Q20=\"\",0,'MACRO OUTPUT'!Q20))","v":0},{"$f":"IF(ISERROR('MACRO OUTPUT'!R20),0,IF('MACRO OUTPUT'!R20=\"\",0,'MACRO OUTPUT'!R20))","v":0},{"$f":"IF(ISERROR('MACRO OUTPUT'!S20),0,IF('MACRO OUTPUT'!S20=\"\",0,'MACRO OUTPUT'!S20))","v":0},{"$f":"IF(ISERROR('MACRO OUTPUT'!T20),0,IF('MACRO OUTPUT'!T20=\"\",0,'MACRO OUTPUT'!T20))","v":0},{"$f":"IF(ISERROR('MACRO OUTPUT'!U20),0,IF('MACRO OUTPUT'!U20=\"\",0,'MACRO OUTPUT'!U20))","v":0},{"$f":"IF(ISERROR('MACRO OUTPUT'!V20),0,IF('MACRO OUTPUT'!V20=\"\",0,'MACRO OUTPUT'!V20))","v":0},{"$f":"IF(ISERROR('MACRO OUTPUT'!W20),0,IF('MACRO OUTPUT'!W20=\"\",0,'MACRO OUTPUT'!W20))","v":0},{"$f":"IF(ISERROR('MACRO OUTPUT'!X20),0,IF('MACRO OUTPUT'!X20=\"\",0,'MACRO OUTPUT'!X20))","v":0},{"$f":"IF(ISERROR('MACRO OUTPUT'!Y20),0,IF('MACRO OUTPUT'!Y20=\"\",0,'MACRO OUTPUT'!Y20))","v":0},{"$f":"IF(ISERROR('MACRO OUTPUT'!Z20),0,IF('MACRO OUTPUT'!Z20=\"\",0,'MACRO OUTPUT'!Z20))","v":0},{"$f":"IF(ISERROR('MACRO OUTPUT'!AA20),0,IF('MACRO OUTPUT'!AA20=\"\",0,'MACRO OUTPUT'!AA20))","v":0},{"$f":"IF(ISERROR('MACRO OUTPUT'!AB20),0,IF('MACRO OUTPUT'!AB20=\"\",0,'MACRO OUTPUT'!AB20))","v":0},{"$f":"IF(ISERROR('MACRO OUTPUT'!AC20),0,IF('MACRO OUTPUT'!AC20=\"\",0,'MACRO OUTPUT'!AC20))","v":0},{"$f":"IF(ISERROR('MACRO OUTPUT'!AD20),0,IF('MACRO OUTPUT'!AD20=\"\",0,'MACRO OUTPUT'!AD20))","v":0},{"$f":"IF(ISERROR('MACRO OUTPUT'!AE20),0,IF('MACRO OUTPUT'!AE20=\"\",0,'MACRO OUTPUT'!AE20))","v":0},{"$f":"IF(ISERROR('MACRO OUTPUT'!AF20),0,IF('MACRO OUTPUT'!AF20=\"\",0,'MACRO OUTPUT'!AF20))","v":0},{"$f":"IF(ISERROR('MACRO OUTPUT'!AG20),0,IF('MACRO OUTPUT'!AG20=\"\",0,'MACRO OUTPUT'!AG20))","v":0},{"$f":"IF(ISERROR('MACRO OUTPUT'!AH20),0,IF('MACRO OUTPUT'!AH20=\"\",0,'MACRO OUTPUT'!AH20))","v":0},{"$f":"IF(ISERROR('MACRO OUTPUT'!AI20),0,IF('MACRO OUTPUT'!AI20=\"\",0,'MACRO OUTPUT'!AI20))","v":0},{"$f":"IF(ISERROR('MACRO OUTPUT'!AJ20),0,IF('MACRO OUTPUT'!AJ20=\"\",0,'MACRO OUTPUT'!AJ20))","v":0},0,"benefit11",null,0]
[null,null,"Energy Efficiency ",{"$f":"INDIRECT(AM22)","v":"Reduced Electricity Losses"},{"$f":"IF(ISERROR(results12),0,results12)","v":0},"Utility/Ratepayer",{"$f":"IF(ISERROR('MACRO OUTPUT'!F21),0,IF('MACRO OUTPUT'!F21=\"\",0,'MACRO OUTPUT'!F21))","v":0},{"$f":"IF(ISERROR('MACRO OUTPUT'!G21),0,IF('MACRO OUTPUT'!G21=\"\",0,'MACRO OUTPUT'!G21))","v":0},{"$f":"IF(ISERROR('MACRO OUTPUT'!H21),0,IF('MACRO OUTPUT'!H21=\"\",0,'MACRO OUTPUT'!H21))","v":0},{"$f":"IF(ISERROR('MACRO OUTPUT'!I21),0,IF('MACRO OUTPUT'!I21=\"\",0,'MACRO OUTPUT'!I21))","v":0},{"$f":"IF(ISERROR('MACRO OUTPUT'!J21),0,IF('MACRO OUTPUT'!J21=\"\",0,'MACRO OUTPUT'!J21))","v":0},{"$f":"IF(ISERROR('MACRO OUTPUT'!K21),0,IF('MACRO OUTPUT'!K21=\"\",0,'MACRO OUTPUT'!K21))","v":0},{"$f":"IF(ISERROR('MACRO OUTPUT'!L21),0,IF('MACRO OUTPUT'!L21=\"\",0,'MACRO OUTPUT'!L21))","v":0},{"$f":"IF(ISERROR('MACRO OUTPUT'!M21),0,IF('MACRO OUTPUT'!M21=\"\",0,'MACRO OUTPUT'!M21))","v":0},{"$f":"IF(ISERROR('MACRO OUTPUT'!N21),0,IF('MACRO OUTPUT'!N21=\"\",0,'MACRO OUTPUT'!N21))","v":0},{"$f":"IF(ISERROR('MACRO OUTPUT'!O21),0,IF('MACRO OUTPUT'!O21=\"\",0,'MACRO OUTPUT'!O21))","v":0},{"$f":"IF(ISERROR('MACRO OUTPUT'!P21),0,IF('MACRO OUTPUT'!P21=\"\",0,'MACRO OUTPUT'!P21))","v":0},{"$f":"IF(ISERROR('MACRO OUTPUT'!Q21),0,IF('MACRO OUTPUT'!Q21=\"\",0,'MACRO OUTPUT'!Q21))","v":0},{"$f":"IF(ISERROR('MACRO OUTPUT'!R21),0,IF('MACRO OUTPUT'!R21=\"\",0,'MACRO OUTPUT'!R21))","v":0},{"$f":"IF(ISERROR('MACRO OUTPUT'!S21),0,IF('MACRO OUTPUT'!S21=\"\",0,'MACRO OUTPUT'!S21))","v":0},{"$f":"IF(ISERROR('MACRO OUTPUT'!T21),0,IF('MACRO OUTPUT'!T21=\"\",0,'MACRO OUTPUT'!T21))","v":0},{"$f":"IF(ISERROR('MACRO OUTPUT'!U21),0,IF('MACRO OUTPUT'!U21=\"\",0,'MACRO OUTPUT'!U21))","v":0},{"$f":"IF(ISERROR('MACRO OUTPUT'!V21),0,IF('MACRO OUTPUT'!V21=\"\",0,'MACRO OUTPUT'!V21))","v":0},{"$f":"IF(ISERROR('MACRO OUTPUT'!W21),0,IF('MACRO OUTPUT'!W21=\"\",0,'MACRO OUTPUT'!W21))","v":0},{"$f":"IF(ISERROR('MACRO OUTPUT'!X21),0,IF('MACRO OUTPUT'!X21=\"\",0,'MACRO OUTPUT'!X21))","v":0},{"$f":"IF(ISERROR('MACRO OUTPUT'!Y21),0,IF('MACRO OUTPUT'!Y21=\"\",0,'MACRO OUTPUT'!Y21))","v":0},{"$f":"IF(ISERROR('MACRO OUTPUT'!Z21),0,IF('MACRO OUTPUT'!Z21=\"\",0,'MACRO OUTPUT'!Z21))","v":0},{"$f":"IF(ISERROR('MACRO OUTPUT'!AA21),0,IF('MACRO OUTPUT'!AA21=\"\",0,'MACRO OUTPUT'!AA21))","v":0},{"$f":"IF(ISERROR('MACRO OUTPUT'!AB21),0,IF('MACRO OUTPUT'!AB21=\"\",0,'MACRO OUTPUT'!AB21))","v":0},{"$f":"IF(ISERROR('MACRO OUTPUT'!AC21),0,IF('MACRO OUTPUT'!AC21=\"\",0,'MACRO OUTPUT'!AC21))","v":0},{"$f":"IF(ISERROR('MACRO OUTPUT'!AD21),0,IF('MACRO OUTPUT'!AD21=\"\",0,'MACRO OUTPUT'!AD21))","v":0},{"$f":"IF(ISERROR('MACRO OUTPUT'!AE21),0,IF('MACRO OUTPUT'!AE21=\"\",0,'MACRO OUTPUT'!AE21))","v":0},{"$f":"IF(ISERROR('MACRO OUTPUT'!AF21),0,IF('MACRO OUTPUT'!AF21=\"\",0,'MACRO OUTPUT'!AF21))","v":0},{"$f":"IF(ISERROR('MACRO OUTPUT'!AG21),0,IF('MACRO OUTPUT'!AG21=\"\",0,'MACRO OUTPUT'!AG21))","v":0},{"$f":"IF(ISERROR('MACRO OUTPUT'!AH21),0,IF('MACRO OUTPUT'!AH21=\"\",0,'MACRO OUTPUT'!AH21))","v":0},{"$f":"IF(ISERROR('MACRO OUTPUT'!AI21),0,IF('MACRO OUTPUT'!AI21=\"\",0,'MACRO OUTPUT'!AI21))","v":0},{"$f":"IF(ISERROR('MACRO OUTPUT'!AJ21),0,IF('MACRO OUTPUT'!AJ21=\"\",0,'MACRO OUTPUT'!AJ21))","v":0},0,"benefit12",null,0]
[null,null,"Electricity Cost Savings",{"$f":"INDIRECT(AM23)","v":"Reduced Electricity Cost"},{"$f":"IF(ISERROR(results13),0,results13)","v":0},"Customer ",{"$f":"IF(ISERROR('MACRO OUTPUT'!F22),0,IF('MACRO OUTPUT'!F22=\"\",0,'MACRO OUTPUT'!F22))","v":0},{"$f":"IF(ISERROR('MACRO OUTPUT'!G22),0,IF('MACRO OUTPUT'!G22=\"\",0,'MACRO OUTPUT'!G22))","v":0},{"$f":"IF(ISERROR('MACRO OUTPUT'!H22),0,IF('MACRO OUTPUT'!H22=\"\",0,'MACRO OUTPUT'!H22))","v":0},{"$f":"IF(ISERROR('MACRO OUTPUT'!I22),0,IF('MACRO OUTPUT'!I22=\"\",0,'MACRO OUTPUT'!I22))","v":0},{"$f":"IF(ISERROR('MACRO OUTPUT'!J22),0,IF('MACRO OUTPUT'!J22=\"\",0,'MACRO OUTPUT'!J22))","v":0},{"$f":"IF(ISERROR('MACRO OUTPUT'!K22),0,IF('MACRO OUTPUT'!K22=\"\",0,'MACRO OUTPUT'!K22))","v":0},{"$f":"IF(ISERROR('MACRO OUTPUT'!L22),0,IF('MACRO OUTPUT'!L22=\"\",0,'MACRO OUTPUT'!L22))","v":0},{"$f":"IF(ISERROR('MACRO OUTPUT'!M22),0,IF('MACRO OUTPUT'!M22=\"\",0,'MACRO OUTPUT'!M22))","v":0},{"$f":"IF(ISERROR('MACRO OUTPUT'!N22),0,IF('MACRO OUTPUT'!N22=\"\",0,'MACRO OUTPUT'!N22))","v":0},{"$f":"IF(ISERROR('MACRO OUTPUT'!O22),0,IF('MACRO OUTPUT'!O22=\"\",0,'MACRO OUTPUT'!O22))","v":0},{"$f":"IF(ISERROR('MACRO OUTPUT'!P22),0,IF('MACRO OUTPUT'!P22=\"\",0,'MACRO OUTPUT'!P22))","v":0},{"$f":"IF(ISERROR('MACRO OUTPUT'!Q22),0,IF('MACRO OUTPUT'!Q22=\"\",0,'MACRO OUTPUT'!Q22))","v":0},{"$f":"IF(ISERROR('MACRO OUTPUT'!R22),0,IF('MACRO OUTPUT'!R22=\"\",0,'MACRO OUTPUT'!R22))","v":0},{"$f":"IF(ISERROR('MACRO OUTPUT'!S22),0,IF('MACRO OUTPUT'!S22=\"\",0,'MACRO OUTPUT'!S22))","v":0},{"$f":"IF(ISERROR('MACRO OUTPUT'!T22),0,IF('MACRO OUTPUT'!T22=\"\",0,'MACRO OUTPUT'!T22))","v":0},{"$f":"IF(ISERROR('MACRO OUTPUT'!U22),0,IF('MACRO OUTPUT'!U22=\"\",0,'MACRO OUTPUT'!U22))","v":0},{"$f":"IF(ISERROR('MACRO OUTPUT'!V22),0,IF('MACRO OUTPUT'!V22=\"\",0,'MACRO OUTPUT'!V22))","v":0},{"$f":"IF(ISERROR('MACRO OUTPUT'!W22),0,IF('MACRO OUTPUT'!W22=\"\",0,'MACRO OUTPUT'!W22))","v":0},{"$f":"IF(ISERROR('MACRO OUTPUT'!X22),0,IF('MACRO OUTPUT'!X22=\"\",0,'MACRO OUTPUT'!X22))","v":0},{"$f":"IF(ISERROR('MACRO OUTPUT'!Y22),0,IF('MACRO OUTPUT'!Y22=\"\",0,'MACRO OUTPUT'!Y22))","v":0},{"$f":"IF(ISERROR('MACRO OUTPUT'!Z22),0,IF('MACRO OUTPUT'!Z22=\"\",0,'MACRO OUTPUT'!Z22))","v":0},{"$f":"IF(ISERROR('MACRO OUTPUT'!AA22),0,IF('MACRO OUTPUT'!AA22=\"\",0,'MACRO OUTPUT'!AA22))","v":0},{"$f":"IF(ISERROR('MACRO OUTPUT'!AB22),0,IF('MACRO OUTPUT'!AB22=\"\",0,'MACRO OUTPUT'!AB22))","v":0},{"$f":"IF(ISERROR('MACRO OUTPUT'!AC22),0,IF('MACRO OUTPUT'!AC22=\"\",0,'MACRO OUTPUT'!AC22))","v":0},{"$f":"IF(ISERROR('MACRO OUTPUT'!AD22),0,IF('MACRO OUTPUT'!AD22=\"\",0,'MACRO OUTPUT'!AD22))","v":0},{"$f":"IF(ISERROR('MACRO OUTPUT'!AE22),0,IF('MACRO OUTPUT'!AE22=\"\",0,'MACRO OUTPUT'!AE22))","v":0},{"$f":"IF(ISERROR('MACRO OUTPUT'!AF22),0,IF('MACRO OUTPUT'!AF22=\"\",0,'MACRO OUTPUT'!AF22))","v":0},{"$f":"IF(ISERROR('MACRO OUTPUT'!AG22),0,IF('MACRO OUTPUT'!AG22=\"\",0,'MACRO OUTPUT'!AG22))","v":0},{"$f":"IF(ISERROR('MACRO OUTPUT'!AH22),0,IF('MACRO OUTPUT'!AH22=\"\",0,'MACRO OUTPUT'!AH22))","v":0},{"$f":"IF(ISERROR('MACRO OUTPUT'!AI22),0,IF('MACRO OUTPUT'!AI22=\"\",0,'MACRO OUTPUT'!AI22))","v":0},{"$f":"IF(ISERROR('MACRO OUTPUT'!AJ22),0,IF('MACRO OUTPUT'!AJ22=\"\",0,'MACRO OUTPUT'!AJ22))","v":0},0,"benefit13",null,0]
[null,null,null,"ECONOMIC TOTAL",{"$f":"SUM(E12,E16,E20,E21,E22,E23)","v":0},null,{"$f":"IF(ISERROR('MACRO OUTPUT'!F23),0,IF('MACRO OUTPUT'!F23=\"\",0,'MACRO OUTPUT'!F23))","v":0},{"$f":"IF(ISERROR('MACRO OUTPUT'!G23),0,IF('MACRO OUTPUT'!G23=\"\",0,'MACRO OUTPUT'!G23))","v":0},{"$f":"IF(ISERROR('MACRO OUTPUT'!H23),0,IF('MACRO OUTPUT'!H23=\"\",0,'MACRO OUTPUT'!H23))","v":0},{"$f":"IF(ISERROR('MACRO OUTPUT'!I23),0,IF('MACRO OUTPUT'!I23=\"\",0,'MACRO OUTPUT'!I23))","v":0},{"$f":"IF(ISERROR('MACRO OUTPUT'!J23),0,IF('MACRO OUTPUT'!J23=\"\",0,'MACRO OUTPUT'!J23))","v":0},{"$f":"IF(ISERROR('MACRO OUTPUT'!K23),0,IF('MACRO OUTPUT'!K23=\"\",0,'MACRO OUTPUT'!K23))","v":0},{"$f":"IF(ISERROR('MACRO OUTPUT'!L23),0,IF('MACRO OUTPUT'!L23=\"\",0,'MACRO OUTPUT'!L23))","v":0},{"$f":"IF(ISERROR('MACRO OUTPUT'!M23),0,IF('MACRO OUTPUT'!M23=\"\",0,'MACRO OUTPUT'!M23))","v":0},{"$f":"IF(ISERROR('MACRO OUTPUT'!N23),0,IF('MACRO OUTPUT'!N23=\"\",0,'MACRO OUTPUT'!N23))","v":0},{"$f":"IF(ISERROR('MACRO OUTPUT'!O23),0,IF('MACRO OUTPUT'!O23=\"\",0,'MACRO OUTPUT'!O23))","v":0},{"$f":"IF(ISERROR('MACRO OUTPUT'!P23),0,IF('MACRO OUTPUT'!P23=\"\",0,'MACRO OUTPUT'!P23))","v":0},{"$f":"IF(ISERROR('MACRO OUTPUT'!Q23),0,IF('MACRO OUTPUT'!Q23=\"\",0,'MACRO OUTPUT'!Q23))","v":0},{"$f":"IF(ISERROR('MACRO OUTPUT'!R23),0,IF('MACRO OUTPUT'!R23=\"\",0,'MACRO OUTPUT'!R23))","v":0},{"$f":"IF(ISERROR('MACRO OUTPUT'!S23),0,IF('MACRO OUTPUT'!S23=\"\",0,'MACRO OUTPUT'!S23))","v":0},{"$f":"IF(ISERROR('MACRO OUTPUT'!T23),0,IF('MACRO OUTPUT'!T23=\"\",0,'MACRO OUTPUT'!T23))","v":0},{"$f":"IF(ISERROR('MACRO OUTPUT'!U23),0,IF('MACRO OUTPUT'!U23=\"\",0,'MACRO OUTPUT'!U23))","v":0},{"$f":"IF(ISERROR('MACRO OUTPUT'!V23),0,IF('MACRO OUTPUT'!V23=\"\",0,'MACRO OUTPUT'!V23))","v":0},{"$f":"IF(ISERROR('MACRO OUTPUT'!W23),0,IF('MACRO OUTPUT'!W23=\"\",0,'MACRO OUTPUT'!W23))","v":0},{"$f":"IF(ISERROR('MACRO OUTPUT'!X23),0,IF('MACRO OUTPUT'!X23=\"\",0,'MACRO OUTPUT'!X23))","v":0},{"$f":"IF(ISERROR('MACRO OUTPUT'!Y23),0,IF('MACRO OUTPUT'!Y23=\"\",0,'MACRO OUTPUT'!Y23))","v":0},{"$f":"IF(ISERROR('MACRO OUTPUT'!Z23),0,IF('MACRO OUTPUT'!Z23=\"\",0,'MACRO OUTPUT'!Z23))","v":0},{"$f":"IF(ISERROR('MACRO OUTPUT'!AA23),0,IF('MACRO OUTPUT'!AA23=\"\",0,'MACRO OUTPUT'!AA23))","v":0},{"$f":"IF(ISERROR('MACRO OUTPUT'!AB23),0,IF('MACRO OUTPUT'!AB23=\"\",0,'MACRO OUTPUT'!AB23))","v":0},{"$f":"IF(ISERROR('MACRO OUTPUT'!AC23),0,IF('MACRO OUTPUT'!AC23=\"\",0,'MACRO OUTPUT'!AC23))","v":0},{"$f":"IF(ISERROR('MACRO OUTPUT'!AD23),0,IF('MACRO OUTPUT'!AD23=\"\",0,'MACRO OUTPUT'!AD23))","v":0},{"$f":"IF(ISERROR('MACRO OUTPUT'!AE23),0,IF('MACRO OUTPUT'!AE23=\"\",0,'MACRO OUTPUT'!AE23))","v":0},{"$f":"IF(ISERROR('MACRO OUTPUT'!AF23),0,IF('MACRO OUTPUT'!AF23=\"\",0,'MACRO OUTPUT'!AF23))","v":0},{"$f":"IF(ISERROR('MACRO OUTPUT'!AG23),0,IF('MACRO OUTPUT'!AG23=\"\",0,'MACRO OUTPUT'!AG23))","v":0},{"$f":"IF(ISERROR('MACRO OUTPUT'!AH23),0,IF('MACRO OUTPUT'!AH23=\"\",0,'MACRO OUTPUT'!AH23))","v":0},{"$f":"IF(ISERROR('MACRO OUTPUT'!AI23),0,IF('MACRO OUTPUT'!AI23=\"\",0,'MACRO OUTPUT'!AI23))","v":0},{"$f":"IF(ISERROR('MACRO OUTPUT'!AJ23),0,IF('MACRO OUTPUT'!AJ23=\"\",0,'MACRO OUTPUT'!AJ23))","v":0},0,null,null,1]
[null,"Reliability","Power Interruptions",{"$f":"INDIRECT(AM25)","v":"Reduced Sustained Outages"},{"$f":"IF(ISERROR(results14),0,results14)","v":0},"Customers",{"$f":"IF(ISERROR('MACRO OUTPUT'!F24),0,IF('MACRO OUTPUT'!F24=\"\",0,'MACRO OUTPUT'!F24))","v":555},{"$f":"IF(ISERROR('MACRO OUTPUT'!G24),0,IF('MACRO OUTPUT'!G24=\"\",0,'MACRO OUTPUT'!G24))","v":557.22},{"$f":"IF(ISERROR('MACRO OUTPUT'!H24),0,IF('MACRO OUTPUT'!H24=\"\",0,'MACRO OUTPUT'!H24))","v":559.44887999999992},{"$f":"IF(ISERROR('MACRO OUTPUT'!I24),0,IF('MACRO OUTPUT'!I24=\"\",0,'MACRO OUTPUT'!I24))","v":561.68667551999999},{"$f":"IF(ISERROR('MACRO OUTPUT'!J24),0,IF('MACRO OUTPUT'!J24=\"\",0,'MACRO OUTPUT'!J24))","v":563.93342222207991},{"$f":"IF(ISERROR('MACRO OUTPUT'!K24),0,IF('MACRO OUTPUT'!K24=\"\",0,'MACRO OUTPUT'!K24))","v":591.37494813335582},{"$f":"IF(ISERROR('MACRO OUTPUT'!L24),0,IF('MACRO OUTPUT'!L24=\"\",0,'MACRO OUTPUT'!L24))","v":620.15180427097641},{"$f":"IF(ISERROR('MACRO OUTPUT'!M24),0,IF('MACRO OUTPUT'!M24=\"\",0,'MACRO OUTPUT'!M24))","v":650.32896904828362},{"$f":"IF(ISERROR('MACRO OUTPUT'!N24),0,IF('MACRO OUTPUT'!N24=\"\",0,'MACRO OUTPUT'!N24))","v":681.97458278877207},{"$f":"IF(ISERROR('MACRO OUTPUT'!O24),0,IF('MACRO OUTPUT'!O24=\"\",0,'MACRO OUTPUT'!O24))","v":715.16010158758468},{"$f":"IF(ISERROR('MACRO OUTPUT'!P24),0,IF('MACRO OUTPUT'!P24=\"\",0,'MACRO OUTPUT'!P24))","v":749.96045866005102},{"$f":"IF(ISERROR('MACRO OUTPUT'!Q24),0,IF('MACRO OUTPUT'!Q24=\"\",0,'MACRO OUTPUT'!Q24))","v":786.4542335415963},{"$f":"IF(ISERROR('MACRO OUTPUT'!R24),0,IF('MACRO OUTPUT'!R24=\"\",0,'MACRO OUTPUT'!R24))","v":824.72382952107591},{"$f":"IF(ISERROR('MACRO OUTPUT'!S24),0,IF('MACRO OUTPUT'!S24=\"\",0,'MACRO OUTPUT'!S24))","v":864.85565970818027},{"$f":"IF(ISERROR('MACRO OUTPUT'!T24),0,IF('MACRO OUTPUT'!T24=\"\",0,'MACRO OUTPUT'!T24))","v":906.94034215505496},{"$f":"IF(ISERROR('MACRO OUTPUT'!U24),0,IF('MACRO OUTPUT'!U24=\"\",0,'MACRO OUTPUT'!U24))","v":951.07290447271885},{"$f":"IF(ISERROR('MACRO OUTPUT'!V24),0,IF('MACRO OUTPUT'!V24=\"\",0,'MACRO OUTPUT'!V24))","v":997.35299840430798},{"$f":"IF(ISERROR('MACRO OUTPUT'!W24),0,IF('MACRO OUTPUT'!W24=\"\",0,'MACRO OUTPUT'!W24))","v":1045.8851248396556},{"$f":"IF(ISERROR('MACRO OUTPUT'!X24),0,IF('MACRO OUTPUT'!X24=\"\",0,'MACRO OUTPUT'!X24))","v":1096.7788697792896},{"$f":"IF(ISERROR('MACRO OUTPUT'!Y24),0,IF('MACRO OUTPUT'!Y24=\"\",0,'MACRO OUTPUT'!Y24))","v":1150.1491517806562},{"$f":"IF(ISERROR('MACRO OUTPUT'!Z24),0,IF('MACRO OUTPUT'!Z24=\"\",0,'MACRO OUTPUT'!Z24))","v":1206.1164814453123},{"$f":"IF(ISERROR('MACRO OUTPUT'!AA24),0,IF('MACRO OUTPUT'!AA24=\"\",0,'MACRO OUTPUT'!AA24))","v":1264.8072335330016},{"$f":"IF(ISERROR('MACRO OUTPUT'!AB24),0,IF('MACRO OUTPUT'!AB24=\"\",0,'MACRO OUTPUT'!AB24))","v":1326.3539323170592},{"$f":"IF(ISERROR('MACRO OUTPUT'!AC24),0,IF('MACRO OUTPUT'!AC24=\"\",0,'MACRO OUTPUT'!AC24))","v":1390.8955508254717},{"$f":"IF(ISERROR('MACRO OUTPUT'!AD24),0,IF('MACRO OUTPUT'!AD24=\"\",0,'MACRO OUTPUT'!AD24))","v":1458.5778246432922},{"$f":"IF(ISERROR('MACRO OUTPUT'!AE24),0,IF('MACRO OUTPUT'!AE24=\"\",0,'MACRO OUTPUT'!AE24))","v":1529.5535809849673},{"$f":"IF(ISERROR('MACRO OUTPUT'!AF24),0,IF('MACRO OUTPUT'!AF24=\"\",0,'MACRO OUTPUT'!AF24))","v":0},{"$f":"IF(ISERROR('MACRO OUTPUT'!AG24),0,IF('MACRO OUTPUT'!AG24=\"\",0,'MACRO OUTPUT'!AG24))","v":0},{"$f":"IF(ISERROR('MACRO OUTPUT'!AH24),0,IF('MACRO OUTPUT'!AH24=\"\",0,'MACRO OUTPUT'!AH24))","v":0},{"$f":"IF(ISERROR('MACRO OUTPUT'!AI24),0,IF('MACRO OUTPUT'!AI24=\"\",0,'MACRO OUTPUT'!AI24))","v":0},{"$f":"IF(ISERROR('MACRO OUTPUT'!AJ24),0,IF('MACRO OUTPUT'!AJ24=\"\",0,'MACRO OUTPUT'!AJ24))","v":0},23606.757560182741,"benefit14",null,0]
[null,null,null,{"$f":"INDIRECT(AM26)","v":"Reduced Major Outages"},{"$f":"IF(ISERROR(results15),0,results15)","v":0},"Customers",{"$f":"IF(ISERROR('MACRO OUTPUT'!F25),0,IF('MACRO OUTPUT'!F25=\"\",0,'MACRO OUTPUT'!F25))","v":0},{"$f":"IF(ISERROR('MACRO OUTPUT'!G25),0,IF('MACRO OUTPUT'!G25=\"\",0,'MACRO OUTPUT'!G25))","v":0},{"$f":"IF(ISERROR('MACRO OUTPUT'!H25),0,IF('MACRO OUTPUT'!H25=\"\",0,'MACRO OUTPUT'!H25))","v":0},{"$f":"IF(ISERROR('MACRO OUTPUT'!I25),0,IF('MACRO OUTPUT'!I25=\"\",0,'MACRO OUTPUT'!I25))","v":0},{"$f":"IF(ISERROR('MACRO OUTPUT'!J25),0,IF('MACRO OUTPUT'!J25=\"\",0,'MACRO OUTPUT'!J25))","v":0},{"$f":"IF(ISERROR('MACRO OUTPUT'!K25),0,IF('MACRO OUTPUT'!K25=\"\",0,'MACRO OUTPUT'!K25))","v":0},{"$f":"IF(ISERROR('MACRO OUTPUT'!L25),0,IF('MACRO OUTPUT'!L25=\"\",0,'MACRO OUTPUT'!L25))","v":0},{"$f":"IF(ISERROR('MACRO OUTPUT'!M25),0,IF('MACRO OUTPUT'!M25=\"\",0,'MACRO OUTPUT'!M25))","v":0},{"$f":"IF(ISERROR('MACRO OUTPUT'!N25),0,IF('MACRO OUTPUT'!N25=\"\",0,'MACRO OUTPUT'!N25))","v":0},{"$f":"IF(ISERROR('MACRO OUTPUT'!O25),0,IF('MACRO OUTPUT'!O25=\"\",0,'MACRO OUTPUT'!O25))","v":0},{"$f":"IF(ISERROR('MACRO OUTPUT'!P25),0,IF('MACRO OUTPUT'!P25=\"\",0,'MACRO OUTPUT'!P25))","v":0},{"$f":"IF(ISERROR('MACRO OUTPUT'!Q25),0,IF('MACRO OUTPUT'!Q25=\"\",0,'MACRO OUTPUT'!Q25))","v":0},{"$f":"IF(ISERROR('MACRO OUTPUT'!R25),0,IF('MACRO OUTPUT'!R25=\"\",0,'MACRO OUTPUT'!R25))","v":0},{"$f":"IF(ISERROR('MACRO OUTPUT'!S25),0,IF('MACRO OUTPUT'!S25=\"\",0,'MACRO OUTPUT'!S25))","v":0},{"$f":"IF(ISERROR('MACRO OUTPUT'!T25),0,IF('MACRO OUTPUT'!T25=\"\",0,'MACRO OUTPUT'!T25))","v":0},{"$f":"IF(ISERROR('MACRO OUTPUT'!U25),0,IF('MACRO OUTPUT'!U25=\"\",0,'MACRO OUTPUT'!U25))","v":0},{"$f":"IF(ISERROR('MACRO OUTPUT'!V25),0,IF('MACRO OUTPUT'!V25=\"\",0,'MACRO OUTPUT'!V25))","v":0},{"$f":"IF(ISERROR('MACRO OUTPUT'!W25),0,IF('MACRO OUTPUT'!W25=\"\",0,'MACRO OUTPUT'!W25))","v":0},{"$f":"IF(ISERROR('MACRO OUTPUT'!X25),0,IF('MACRO OUTPUT'!X25=\"\",0,'MACRO OUTPUT'!X25))","v":0},{"$f":"IF(ISERROR('MACRO OUTPUT'!Y25),0,IF('MACRO OUTPUT'!Y25=\"\",0,'MACRO OUTPUT'!Y25))","v":0},{"$f":"IF(ISERROR('MACRO OUTPUT'!Z25),0,IF('MACRO OUTPUT'!Z25=\"\",0,'MACRO OUTPUT'!Z25))","v":0},{"$f":"IF(ISERROR('MACRO OUTPUT'!AA25),0,IF('MACRO OUTPUT'!AA25=\"\",0,'MACRO OUTPUT'!AA25))","v":0},{"$f":"IF(ISERROR('MACRO OUTPUT'!AB25),0,IF('MACRO OUTPUT'!AB25=\"\",0,'MACRO OUTPUT'!AB25))","v":0},{"$f":"IF(ISERROR('MACRO OUTPUT'!AC25),0,IF('MACRO OUTPUT'!AC25=\"\",0,'MACRO OUTPUT'!AC25))","v":0},{"$f":"IF(ISERROR('MACRO OUTPUT'!AD25),0,IF('MACRO OUTPUT'!AD25=\"\",0,'MACRO OUTPUT'!AD25))","v":0},{"$f":"IF(ISERROR('MACRO OUTPUT'!AE25),0,IF('MACRO OUTPUT'!AE25=\"\",0,'MACRO OUTPUT'!AE25))","v":0},{"$f":"IF(ISERROR('MACRO OUTPUT'!AF25),0,IF('MACRO OUTPUT'!AF25=\"\",0,'MACRO OUTPUT'!AF25))","v":0},{"$f":"IF(ISERROR('MACRO OUTPUT'!AG25),0,IF('MACRO OUTPUT'!AG25=\"\",0,'MACRO OUTPUT'!AG25))","v":0},{"$f":"IF(ISERROR('MACRO OUTPUT'!AH25),0,IF('MACRO OUTPUT'!AH25=\"\",0,'MACRO OUTPUT'!AH25))","v":0},{"$f":"IF(ISERROR('MACRO OUTPUT'!AI25),0,IF('MACRO OUTPUT'!AI25=\"\",0,'MACRO OUTPUT'!AI25))","v":0},{"$f":"IF(ISERROR('MACRO OUTPUT'!AJ25),0,IF('MACRO OUTPUT'!AJ25=\"\",0,'MACRO OUTPUT'!AJ25))","v":0},0,"benefit15",null,0]
[null,null,null,{"$f":"INDIRECT(AM27)","v":"Reduced Restoration Cost"},{"$f":"IF(ISERROR(results16),0,results16)","v":0},"Utility/Ratepayer",{"$f":"IF(ISERROR('MACRO OUTPUT'!F26),0,IF('MACRO OUTPUT'!F26=\"\",0,'MACRO OUTPUT'!F26))","v":0},{"$f":"IF(ISERROR('MACRO OUTPUT'!G26),0,IF('MACRO OUTPUT'!G26=\"\",0,'MACRO OUTPUT'!G26))","v":0},{"$f":"IF(ISERROR('MACRO OUTPUT'!H26),0,IF('MACRO OUTPUT'!H26=\"\",0,'MACRO OUTPUT'!H26))","v":0},{"$f":"IF(ISERROR('MACRO OUTPUT'!I26),0,IF('MACRO OUTPUT'!I26=\"\",0,'MACRO OUTPUT'!I26))","v":0},{"$f":"IF(ISERROR('MACRO OUTPUT'!J26),0,IF('MACRO OUTPUT'!J26=\"\",0,'MACRO OUTPUT'!J26))","v":0},{"$f":"IF(ISERROR('MACRO OUTPUT'!K26),0,IF('MACRO OUTPUT'!K26=\"\",0,'MACRO OUTPUT'!K26))","v":0},{"$f":"IF(ISERROR('MACRO OUTPUT'!L26),0,IF('MACRO OUTPUT'!L26=\"\",0,'MACRO OUTPUT'!L26))","v":0},{"$f":"IF(ISERROR('MACRO OUTPUT'!M26),0,IF('MACRO OUTPUT'!M26=\"\",0,'MACRO OUTPUT'!M26))","v":0},{"$f":"IF(ISERROR('MACRO OUTPUT'!N26),0,IF('MACRO OUTPUT'!N26=\"\",0,'MACRO OUTPUT'!N26))","v":0},{"$f":"IF(ISERROR('MACRO OUTPUT'!O26),0,IF('MACRO OUTPUT'!O26=\"\",0,'MACRO OUTPUT'!O26))","v":0},{"$f":"IF(ISERROR('MACRO OUTPUT'!P26),0,IF('MACRO OUTPUT'!P26=\"\",0,'MACRO OUTPUT'!P26))","v":0},{"$f":"IF(ISERROR('MACRO OUTPUT'!Q26),0,IF('MACRO OUTPUT'!Q26=\"\",0,'MACRO OUTPUT'!Q26))","v":0},{"$f":"IF(ISERROR('MACRO OUTPUT'!R26),0,IF('MACRO OUTPUT'!R26=\"\",0,'MACRO OUTPUT'!R26))","v":0},{"$f":"IF(ISERROR('MACRO OUTPUT'!S26),0,IF('MACRO OUTPUT'!S26=\"\",0,'MACRO OUTPUT'!S26))","v":0},{"$f":"IF(ISERROR('MACRO OUTPUT'!T26),0,IF('MACRO OUTPUT'!T26=\"\",0,'MACRO OUTPUT'!T26))","v":0},{"$f":"IF(ISERROR('MACRO OUTPUT'!U26),0,IF('MACRO OUTPUT'!U26=\"\",0,'MACRO OUTPUT'!U26))","v":0},{"$f":"IF(ISERROR('MACRO OUTPUT'!V26),0,IF('MACRO OUTPUT'!V26=\"\",0,'MACRO OUTPUT'!V26))","v":0},{"$f":"IF(ISERROR('MACRO OUTPUT'!W26),0,IF('MACRO OUTPUT'!W26=\"\",0,'MACRO OUTPUT'!W26))","v":0},{"$f":"IF(ISERROR('MACRO OUTPUT'!X26),0,IF('MACRO OUTPUT'!X26=\"\",0,'MACRO OUTPUT'!X26))","v":0},{"$f":"IF(ISERROR('MACRO OUTPUT'!Y26),0,IF('MACRO OUTPUT'!Y26=\"\",0,'MACRO OUTPUT'!Y26))","v":0},{"$f":"IF(ISERROR('MACRO OUTPUT'!Z26),0,IF('MACRO OUTPUT'!Z26=\"\",0,'MACRO OUTPUT'!Z26))","v":0},{"$f":"IF(ISERROR('MACRO OUTPUT'!AA26),0,IF('MACRO OUTPUT'!AA26=\"\",0,'MACRO OUTPUT'!AA26))","v":0},{"$f":"IF(ISERROR('MACRO OUTPUT'!AB26),0,IF('MACRO OUTPUT'!AB26=\"\",0,'MACRO OUTPUT'!AB26))","v":0},{"$f":"IF(ISERROR('MACRO OUTPUT'!AC26),0,IF('MACRO OUTPUT'!AC26=\"\",0,'MACRO OUTPUT'!AC26))","v":0},{"$f":"IF(ISERROR('MACRO OUTPUT'!AD26),0,IF('MACRO OUTPUT'!AD26=\"\",0,'MACRO OUTPUT'!AD26))","v":0},{"$f":"IF(ISERROR('MACRO OUTPUT'!AE26),0,IF('MACRO OUTPUT'!AE26=\"\",0,'MACRO OUTPUT'!AE26))","v":0},{"$f":"IF(ISERROR('MACRO OUTPUT'!AF26),0,IF('MACRO OUTPUT'!AF26=\"\",0,'MACRO OUTPUT'!AF26))","v":0},{"$f":"IF(ISERROR('MACRO OUTPUT'!AG26),0,IF('MACRO OUTPUT'!AG26=\"\",0,'MACRO OUTPUT'!AG26))","v":0},{"$f":"IF(ISERROR('MACRO OUTPUT'!AH26),0,IF('MACRO OUTPUT'!AH26=\"\",0,'MACRO OUTPUT'!AH26))","v":0},{"$f":"IF(ISERROR('MACRO OUTPUT'!AI26),0,IF('MACRO OUTPUT'!AI26=\"\",0,'MACRO OUTPUT'!AI26))","v":0},{"$f":"IF(ISERROR('MACRO OUTPUT'!AJ26),0,IF('MACRO OUTPUT'!AJ26=\"\",0,'MACRO OUTPUT'!AJ26))","v":0},0,"benefit16",null,0]
[null,null,null,"Power Interruptions TOTAL",{"$f":"IF(ISERROR(SUM(E25:E27)),0,SUM(E25:E27))","v":0},null,{"$f":"IF(ISERROR('MACRO OUTPUT'!F27),0,IF('MACRO OUTPUT'!F27=\"\",0,'MACRO OUTPUT'!F27))","v":555},{"$f":"IF(ISERROR('MACRO OUTPUT'!G27),0,IF('MACRO OUTPUT'!G27=\"\",0,'MACRO OUTPUT'!G27))","v":557.22},{"$f":"IF(ISERROR('MACRO OUTPUT'!H27),0,IF('MACRO OUTPUT'!H27=\"\",0,'MACRO OUTPUT'!H27))","v":559.44887999999992},{"$f":"IF(ISERROR('MACRO OUTPUT'!I27),0,IF('MACRO OUTPUT'!I27=\"\",0,'MACRO OUTPUT'!I27))","v":561.68667551999999},{"$f":"IF(ISERROR('MACRO OUTPUT'!J27),0,IF('MACRO OUTPUT'!J27=\"\",0,'MACRO OUTPUT'!J27))","v":563.93342222207991},{"$f":"IF(ISERROR('MACRO OUTPUT'!K27),0,IF('MACRO OUTPUT'!K27=\"\",0,'MACRO OUTPUT'!K27))","v":591.37494813335582},{"$f":"IF(ISERROR('MACRO OUTPUT'!L27),0,IF('MACRO OUTPUT'!L27=\"\",0,'MACRO OUTPUT'!L27))","v":620.15180427097641},{"$f":"IF(ISERROR('MACRO OUTPUT'!M27),0,IF('MACRO OUTPUT'!M27=\"\",0,'MACRO OUTPUT'!M27))","v":650.32896904828362},{"$f":"IF(ISERROR('MACRO OUTPUT'!N27),0,IF('MACRO OUTPUT'!N27=\"\",0,'MACRO OUTPUT'!N27))","v":681.97458278877207},{"$f":"IF(ISERROR('MACRO OUTPUT'!O27),0,IF('MACRO OUTPUT'!O27=\"\",0,'MACRO OUTPUT'!O27))","v":715.16010158758468},{"$f":"IF(ISERROR('MACRO OUTPUT'!P27),0,IF('MACRO OUTPUT'!P27=\"\",0,'MACRO OUTPUT'!P27))","v":749.96045866005102},{"$f":"IF(ISERROR('MACRO OUTPUT'!Q27),0,IF('MACRO OUTPUT'!Q27=\"\",0,'MACRO OUTPUT'!Q27))","v":786.4542335415963},{"$f":"IF(ISERROR('MACRO OUTPUT'!R27),0,IF('MACRO OUTPUT'!R27=\"\",0,'MACRO OUTPUT'!R27))","v":824.72382952107591},{"$f":"IF(ISERROR('MACRO OUTPUT'!S27),0,IF('MACRO OUTPUT'!S27=\"\",0,'MACRO OUTPUT'!S27))","v":864.85565970818027},{"$f":"IF(ISERROR('MACRO OUTPUT'!T27),0,IF('MACRO OUTPUT'!T27=\"\",0,'MACRO OUTPUT'!T27))","v":906.94034215505496},{"$f":"IF(ISERROR('MACRO OUTPUT'!U27),0,IF('MACRO OUTPUT'!U27=\"\",0,'MACRO OUTPUT'!U27))","v":951.07290447271885},{"$f":"IF(ISERROR('MACRO OUTPUT'!V27),0,IF('MACRO OUTPUT'!V27=\"\",0,'MACRO OUTPUT'!V27))","v":997.35299840430798},{"$f":"IF(ISERROR('MACRO OUTPUT'!W27),0,IF('MACRO OUTPUT'!W27=\"\",0,'MACRO OUTPUT'!W27))","v":1045.8851248396556},{"$f":"IF(ISERROR('MACRO OUTPUT'!X27),0,IF('MACRO OUTPUT'!X27=\"\",0,'MACRO OUTPUT'!X27))","v":1096.7788697792896},{"$f":"IF(ISERROR('MACRO OUTPUT'!Y27),0,IF('MACRO OUTPUT'!Y27=\"\",0,'MACRO OUTPUT'!Y27))","v":1150.1491517806562},{"$f":"IF(ISERROR('MACRO OUTPUT'!Z27),0,IF('MACRO OUTPUT'!Z27=\"\",0,'MACRO OUTPUT'!Z27))","v":1206.1164814453123},{"$f":"IF(ISERROR('MACRO OUTPUT'!AA27),0,IF('MACRO OUTPUT'!AA27=\"\",0,'MACRO OUTPUT'!AA27))","v":1264.8072335330016},{"$f":"IF(ISERROR('MACRO OUTPUT'!AB27),0,IF('MACRO OUTPUT'!AB27=\"\",0,'MACRO OUTPUT'!AB27))","v":1326.3539323170592},{"$f":"IF(ISERROR('MACRO OUTPUT'!AC27),0,IF('MACRO OUTPUT'!AC27=\"\",0,'MACRO OUTPUT'!AC27))","v":1390.8955508254717},{"$f":"IF(ISERROR('MACRO OUTPUT'!AD27),0,IF('MACRO OUTPUT'!AD27=\"\",0,'MACRO OUTPUT'!AD27))","v":1458.5778246432922},{"$f":"IF(ISERROR('MACRO OUTPUT'!AE27),0,IF('MACRO OUTPUT'!AE27=\"\",0,'MACRO OUTPUT'!AE27))","v":1529.5535809849673},{"$f":"IF(ISERROR('MACRO OUTPUT'!AF27),0,IF('MACRO OUTPUT'!AF27=\"\",0,'MACRO OUTPUT'!AF27))","v":0},{"$f":"IF(ISERROR('MACRO OUTPUT'!AG27),0,IF('MACRO OUTPUT'!AG27=\"\",0,'MACRO OUTPUT'!AG27))","v":0},{"$f":"IF(ISERROR('MACRO OUTPUT'!AH27),0,IF('MACRO OUTPUT'!AH27=\"\",0,'MACRO OUTPUT'!AH27))","v":0},{"$f":"IF(ISERROR('MACRO OUTPUT'!AI27),0,IF('MACRO OUTPUT'!AI27=\"\",0,'MACRO OUTPUT'!AI27))","v":0},{"$f":"IF(ISERROR('MACRO OUTPUT'!AJ27),0,IF('MACRO OUTPUT'!AJ27=\"\",0,'MACRO OUTPUT'!AJ27))","v":0},23606.757560182741,null,null,1]
[null,null,"Power Quality",{"$f":"INDIRECT(AM29)","v":"Reduced Momentary Outages"},{"$f":"IF(ISERROR(results17),0,results17)","v":0},"Customers",{"$f":"IF(ISERROR('MACRO OUTPUT'!F28),0,IF('MACRO OUTPUT'!F28=\"\",0,'MACRO OUTPUT'!F28))","v":0},{"$f":"IF(ISERROR('MACRO OUTPUT'!G28),0,IF('MACRO OUTPUT'!G28=\"\",0,'MACRO OUTPUT'!G28))","v":0},{"$f":"IF(ISERROR('MACRO OUTPUT'!H28),0,IF('MACRO OUTPUT'!H28=\"\",0,'MACRO OUTPUT'!H28))","v":0},{"$f":"IF(ISERROR('MACRO OUTPUT'!I28),0,IF('MACRO OUTPUT'!I28=\"\",0,'MACRO OUTPUT'!I28))","v":0},{"$f":"IF(ISERROR('MACRO OUTPUT'!J28),0,IF('MACRO OUTPUT'!J28=\"\",0,'MACRO OUTPUT'!J28))","v":0},{"$f":"IF(ISERROR('MACRO OUTPUT'!K28),0,IF('MACRO OUTPUT'!K28=\"\",0,'MACRO OUTPUT'!K28))","v":0},{"$f":"IF(ISERROR('MACRO OUTPUT'!L28),0,IF('MACRO OUTPUT'!L28=\"\",0,'MACRO OUTPUT'!L28))","v":0},{"$f":"IF(ISERROR('MACRO OUTPUT'!M28),0,IF('MACRO OUTPUT'!M28=\"\",0,'MACRO OUTPUT'!M28))","v":0},{"$f":"IF(ISERROR('MACRO OUTPUT'!N28),0,IF('MACRO OUTPUT'!N28=\"\",0,'MACRO OUTPUT'!N28))","v":0},{"$f":"IF(ISERROR('MACRO OUTPUT'!O28),0,IF('MACRO OUTPUT'!O28=\"\",0,'MACRO OUTPUT'!O28))","v":0},{"$f":"IF(ISERROR('MACRO OUTPUT'!P28),0,IF('MACRO OUTPUT'!P28=\"\",0,'MACRO OUTPUT'!P28))","v":0},{"$f":"IF(ISERROR('MACRO OUTPUT'!Q28),0,IF('MACRO OUTPUT'!Q28=\"\",0,'MACRO OUTPUT'!Q28))","v":0},{"$f":"IF(ISERROR('MACRO OUTPUT'!R28),0,IF('MACRO OUTPUT'!R28=\"\",0,'MACRO OUTPUT'!R28))","v":0},{"$f":"IF(ISERROR('MACRO OUTPUT'!S28),0,IF('MACRO OUTPUT'!S28=\"\",0,'MACRO OUTPUT'!S28))","v":0},{"$f":"IF(ISERROR('MACRO OUTPUT'!T28),0,IF('MACRO OUTPUT'!T28=\"\",0,'MACRO OUTPUT'!T28))","v":0},{"$f":"IF(ISERROR('MACRO OUTPUT'!U28),0,IF('MACRO OUTPUT'!U28=\"\",0,'MACRO OUTPUT'!U28))","v":0},{"$f":"IF(ISERROR('MACRO OUTPUT'!V28),0,IF('MACRO OUTPUT'!V28=\"\",0,'MACRO OUTPUT'!V28))","v":0},{"$f":"IF(ISERROR('MACRO OUTPUT'!W28),0,IF('MACRO OUTPUT'!W28=\"\",0,'MACRO OUTPUT'!W28))","v":0},{"$f":"IF(ISERROR('MACRO OUTPUT'!X28),0,IF('MACRO OUTPUT'!X28=\"\",0,'MACRO OUTPUT'!X28))","v":0},{"$f":"IF(ISERROR('MACRO OUTPUT'!Y28),0,IF('MACRO OUTPUT'!Y28=\"\",0,'MACRO OUTPUT'!Y28))","v":0},{"$f":"IF(ISERROR('MACRO OUTPUT'!Z28),0,IF('MACRO OUTPUT'!Z28=\"\",0,'MACRO OUTPUT'!Z28))","v":0},{"$f":"IF(ISERROR('MACRO OUTPUT'!AA28),0,IF('MACRO OUTPUT'!AA28=\"\",0,'MACRO OUTPUT'!AA28))","v":0},{"$f":"IF(ISERROR('MACRO OUTPUT'!AB28),0,IF('MACRO OUTPUT'!AB28=\"\",0,'MACRO OUTPUT'!AB28))","v":0},{"$f":"IF(ISERROR('MACRO OUTPUT'!AC28),0,IF('MACRO OUTPUT'!AC28=\"\",0,'MACRO OUTPUT'!AC28))","v":0},{"$f":"IF(ISERROR('MACRO OUTPUT'!AD28),0,IF('MACRO OUTPUT'!AD28=\"\",0,'MACRO OUTPUT'!AD28))","v":0},{"$f":"IF(ISERROR('MACRO OUTPUT'!AE28),0,IF('MACRO OUTPUT'!AE28=\"\",0,'MACRO OUTPUT'!AE28))","v":0},{"$f":"IF(ISERROR('MACRO OUTPUT'!AF28),0,IF('MACRO OUTPUT'!AF28=\"\",0,'MACRO OUTPUT'!AF28))","v":0},{"$f":"IF(ISERROR('MACRO OUTPUT'!AG28),0,IF('MACRO OUTPUT'!AG28=\"\",0,'MACRO OUTPUT'!AG28))","v":0},{"$f":"IF(ISERROR('MACRO OUTPUT'!AH28),0,IF('MACRO OUTPUT'!AH28=\"\",0,'MACRO OUTPUT'!AH28))","v":0},{"$f":"IF(ISERROR('MACRO OUTPUT'!AI28),0,IF('MACRO OUTPUT'!AI28=\"\",0,'MACRO OUTPUT'!AI28))","v":0},{"$f":"IF(ISERROR('MACRO OUTPUT'!AJ28),0,IF('MACRO OUTPUT'!AJ28=\"\",0,'MACRO OUTPUT'!AJ28))","v":0},0,"benefit17",null,0]
[null,null,null,{"$f":"INDIRECT(AM30)","v":"Reduced Sags and Swells"},{"$f":"IF(ISERROR(results18),0,results18)","v":0},"Customers",{"$f":"IF(ISERROR('MACRO OUTPUT'!F29),0,IF('MACRO OUTPUT'!F29=\"\",0,'MACRO OUTPUT'!F29))","v":0},{"$f":"IF(ISERROR('MACRO OUTPUT'!G29),0,IF('MACRO OUTPUT'!G29=\"\",0,'MACRO OUTPUT'!G29))","v":0},{"$f":"IF(ISERROR('MACRO OUTPUT'!H29),0,IF('MACRO OUTPUT'!H29=\"\",0,'MACRO OUTPUT'!H29))","v":0},{"$f":"IF(ISERROR('MACRO OUTPUT'!I29),0,IF('MACRO OUTPUT'!I29=\"\",0,'MACRO OUTPUT'!I29))","v":0},{"$f":"IF(ISERROR('MACRO OUTPUT'!J29),0,IF('MACRO OUTPUT'!J29=\"\",0,'MACRO OUTPUT'!J29))","v":0},{"$f":"IF(ISERROR('MACRO OUTPUT'!K29),0,IF('MACRO OUTPUT'!K29=\"\",0,'MACRO OUTPUT'!K29))","v":0},{"$f":"IF(ISERROR('MACRO OUTPUT'!L29),0,IF('MACRO OUTPUT'!L29=\"\",0,'MACRO OUTPUT'!L29))","v":0},{"$f":"IF(ISERROR('MACRO OUTPUT'!M29),0,IF('MACRO OUTPUT'!M29=\"\",0,'MACRO OUTPUT'!M29))","v":0},{"$f":"IF(ISERROR('MACRO OUTPUT'!N29),0,IF('MACRO OUTPUT'!N29=\"\",0,'MACRO OUTPUT'!N29))","v":0},{"$f":"IF(ISERROR('MACRO OUTPUT'!O29),0,IF('MACRO OUTPUT'!O29=\"\",0,'MACRO OUTPUT'!O29))","v":0},{"$f":"IF(ISERROR('MACRO OUTPUT'!P29),0,IF('MACRO OUTPUT'!P29=\"\",0,'MACRO OUTPUT'!P29))","v":0},{"$f":"IF(ISERROR('MACRO OUTPUT'!Q29),0,IF('MACRO OUTPUT'!Q29=\"\",0,'MACRO OUTPUT'!Q29))","v":0},{"$f":"IF(ISERROR('MACRO OUTPUT'!R29),0,IF('MACRO OUTPUT'!R29=\"\",0,'MACRO OUTPUT'!R29))","v":0},{"$f":"IF(ISERROR('MACRO OUTPUT'!S29),0,IF('MACRO OUTPUT'!S29=\"\",0,'MACRO OUTPUT'!S29))","v":0},{"$f":"IF(ISERROR('MACRO OUTPUT'!T29),0,IF('MACRO OUTPUT'!T29=\"\",0,'MACRO OUTPUT'!T29))","v":0},{"$f":"IF(ISERROR('MACRO OUTPUT'!U29),0,IF('MACRO OUTPUT'!U29=\"\",0,'MACRO OUTPUT'!U29))","v":0},{"$f":"IF(ISERROR('MACRO OUTPUT'!V29),0,IF('MACRO OUTPUT'!V29=\"\",0,'MACRO OUTPUT'!V29))","v":0},{"$f":"IF(ISERROR('MACRO OUTPUT'!W29),0,IF('MACRO OUTPUT'!W29=\"\",0,'MACRO OUTPUT'!W29))","v":0},{"$f":"IF(ISERROR('MACRO OUTPUT'!X29),0,IF('MACRO OUTPUT'!X29=\"\",0,'MACRO OUTPUT'!X29))","v":0},{"$f":"IF(ISERROR('MACRO OUTPUT'!Y29),0,IF('MACRO OUTPUT'!Y29=\"\",0,'MACRO OUTPUT'!Y29))","v":0},{"$f":"IF(ISERROR('MACRO OUTPUT'!Z29),0,IF('MACRO OUTPUT'!Z29=\"\",0,'MACRO OUTPUT'!Z29))","v":0},{"$f":"IF(ISERROR('MACRO OUTPUT'!AA29),0,IF('MACRO OUTPUT'!AA29=\"\",0,'MACRO OUTPUT'!AA29))","v":0},{"$f":"IF(ISERROR('MACRO OUTPUT'!AB29),0,IF('MACRO OUTPUT'!AB29=\"\",0,'MACRO OUTPUT'!AB29))","v":0},{"$f":"IF(ISERROR('MACRO OUTPUT'!AC29),0,IF('MACRO OUTPUT'!AC29=\"\",0,'MACRO OUTPUT'!AC29))","v":0},{"$f":"IF(ISERROR('MACRO OUTPUT'!AD29),0,IF('MACRO OUTPUT'!AD29=\"\",0,'MACRO OUTPUT'!AD29))","v":0},{"$f":"IF(ISERROR('MACRO OUTPUT'!AE29),0,IF('MACRO OUTPUT'!AE29=\"\",0,'MACRO OUTPUT'!AE29))","v":0},{"$f":"IF(ISERROR('MACRO OUTPUT'!AF29),0,IF('MACRO OUTPUT'!AF29=\"\",0,'MACRO OUTPUT'!AF29))","v":0},{"$f":"IF(ISERROR('MACRO OUTPUT'!AG29),0,IF('MACRO OUTPUT'!AG29=\"\",0,'MACRO OUTPUT'!AG29))","v":0},{"$f":"IF(ISERROR('MACRO OUTPUT'!AH29),0,IF('MACRO OUTPUT'!AH29=\"\",0,'MACRO OUTPUT'!AH29))","v":0},{"$f":"IF(ISERROR('MACRO OUTPUT'!AI29),0,IF('MACRO OUTPUT'!AI29=\"\",0,'MACRO OUTPUT'!AI29))","v":0},{"$f":"IF(ISERROR('MACRO OUTPUT'!AJ29),0,IF('MACRO OUTPUT'!AJ29=\"\",0,'MACRO OUTPUT'!AJ29))","v":0},0,"benefit18",null,0]
[null,null,null,"Power Quality TOTAL",{"$f":"IF(ISERROR(SUM(E29:E30)),0,SUM(E29:E30))","v":0},null,{"$f":"IF(ISERROR('MACRO OUTPUT'!F30),0,IF('MACRO OUTPUT'!F30=\"\",0,'MACRO OUTPUT'!F30))","v":0},{"$f":"IF(ISERROR('MACRO OUTPUT'!G30),0,IF('MACRO OUTPUT'!G30=\"\",0,'MACRO OUTPUT'!G30))","v":0},{"$f":"IF(ISERROR('MACRO OUTPUT'!H30),0,IF('MACRO OUTPUT'!H30=\"\",0,'MACRO OUTPUT'!H30))","v":0},{"$f":"IF(ISERROR('MACRO OUTPUT'!I30),0,IF('MACRO OUTPUT'!I30=\"\",0,'MACRO OUTPUT'!I30))","v":0},{"$f":"IF(ISERROR('MACRO OUTPUT'!J30),0,IF('MACRO OUTPUT'!J30=\"\",0,'MACRO OUTPUT'!J30))","v":0},{"$f":"IF(ISERROR('MACRO OUTPUT'!K30),0,IF('MACRO OUTPUT'!K30=\"\",0,'MACRO OUTPUT'!K30))","v":0},{"$f":"IF(ISERROR('MACRO OUTPUT'!L30),0,IF('MACRO OUTPUT'!L30=\"\",0,'MACRO OUTPUT'!L30))","v":0},{"$f":"IF(ISERROR('MACRO OUTPUT'!M30),0,IF('MACRO OUTPUT'!M30=\"\",0,'MACRO OUTPUT'!M30))","v":0},{"$f":"IF(ISERROR('MACRO OUTPUT'!N30),0,IF('MACRO OUTPUT'!N30=\"\",0,'MACRO OUTPUT'!N30))","v":0},{"$f":"IF(ISERROR('MACRO OUTPUT'!O30),0,IF('MACRO OUTPUT'!O30=\"\",0,'MACRO OUTPUT'!O30))","v":0},{"$f":"IF(ISERROR('MACRO OUTPUT'!P30),0,IF('MACRO OUTPUT'!P30=\"\",0,'MACRO OUTPUT'!P30))","v":0},{"$f":"IF(ISERROR('MACRO OUTPUT'!Q30),0,IF('MACRO OUTPUT'!Q30=\"\",0,'MACRO OUTPUT'!Q30))","v":0},{"$f":"IF(ISERROR('MACRO OUTPUT'!R30),0,IF('MACRO OUTPUT'!R30=\"\",0,'MACRO OUTPUT'!R30))","v":0},{"$f":"IF(ISERROR('MACRO OUTPUT'!S30),0,IF('MACRO OUTPUT'!S30=\"\",0,'MACRO OUTPUT'!S30))","v":0},{"$f":"IF(ISERROR('MACRO OUTPUT'!T30),0,IF('MACRO OUTPUT'!T30=\"\",0,'MACRO OUTPUT'!T30))","v":0},{"$f":"IF(ISERROR('MACRO OUTPUT'!U30),0,IF('MACRO OUTPUT'!U30=\"\",0,'MACRO OUTPUT'!U30))","v":0},{"$f":"IF(ISERROR('MACRO OUTPUT'!V30),0,IF('MACRO OUTPUT'!V30=\"\",0,'MACRO OUTPUT'!V30))","v":0},{"$f":"IF(ISERROR('MACRO OUTPUT'!W30),0,IF('MACRO OUTPUT'!W30=\"\",0,'MACRO OUTPUT'!W30))","v":0},{"$f":"IF(ISERROR('MACRO OUTPUT'!X30),0,IF('MACRO OUTPUT'!X30=\"\",0,'MACRO OUTPUT'!X30))","v":0},{"$f":"IF(ISERROR('MACRO OUTPUT'!Y30),0,IF('MACRO OUTPUT'!Y30=\"\",0,'MACRO OUTPUT'!Y30))","v":0},{"$f":"IF(ISERROR('MACRO OUTPUT'!Z30),0,IF('MACRO OUTPUT'!Z30=\"\",0,'MACRO OUTPUT'!Z30))","v":0},{"$f":"IF(ISERROR('MACRO OUTPUT'!AA30),0,IF('MACRO OUTPUT'!AA30=\"\",0,'MACRO OUTPUT'!AA30))","v":0},{"$f":"IF(ISERROR('MACRO OUTPUT'!AB30),0,IF('MACRO OUTPUT'!AB30=\"\",0,'MACRO OUTPUT'!AB30))","v":0},{"$f":"IF(ISERROR('MACRO OUTPUT'!AC30),0,IF('MACRO OUTPUT'!AC30=\"\",0,'MACRO OUTPUT'!AC30))","v":0},{"$f":"IF(ISERROR('MACRO OUTPUT'!AD30),0,IF('MACRO OUTPUT'!AD30=\"\",0,'MACRO OUTPUT'!AD30))","v":0},{"$f":"IF(ISERROR('MACRO OUTPUT'!AE30),0,IF('MACRO OUTPUT'!AE30=\"\",0,'MACRO OUTPUT'!AE30))","v":0},{"$f":"IF(ISERROR('MACRO OUTPUT'!AF30),0,IF('MACRO OUTPUT'!AF30=\"\",0,'MACRO OUTPUT'!AF30))","v":0},{"$f":"IF(ISERROR('MACRO OUTPUT'!AG30),0,IF('MACRO OUTPUT'!AG30=\"\",0,'MACRO OUTPUT'!AG30))","v":0},{"$f":"IF(ISERROR('MACRO OUTPUT'!AH30),0,IF('MACRO OUTPUT'!AH30=\"\",0,'MACRO OUTPUT'!AH30))","v":0},{"$f":"IF(ISERROR('MACRO OUTPUT'!AI30),0,IF('MACRO OUTPUT'!AI30=\"\",0,'MACRO OUTPUT'!AI30))","v":0},{"$f":"IF(ISERROR('MACRO OUTPUT'!AJ30),0,IF('MACRO OUTPUT'!AJ30=\"\",0,'MACRO OUTPUT'!AJ30))","v":0},0,null,null,1]
[null,null,null,"RELIABILITY TOTAL",{"$f":"SUM(E28,E31)","v":0},null,{"$f":"IF(ISERROR('MACRO OUTPUT'!F31),0,IF('MACRO OUTPUT'!F31=\"\",0,'MACRO OUTPUT'!F31))","v":555},{"$f":"IF(ISERROR('MACRO OUTPUT'!G31),0,IF('MACRO OUTPUT'!G31=\"\",0,'MACRO OUTPUT'!G31))","v":557.22},{"$f":"IF(ISERROR('MACRO OUTPUT'!H31),0,IF('MACRO OUTPUT'!H31=\"\",0,'MACRO OUTPUT'!H31))","v":559.44887999999992},{"$f":"IF(ISERROR('MACRO OUTPUT'!I31),0,IF('MACRO OUTPUT'!I31=\"\",0,'MACRO OUTPUT'!I31))","v":561.68667551999999},{"$f":"IF(ISERROR('MACRO OUTPUT'!J31),0,IF('MACRO OUTPUT'!J31=\"\",0,'MACRO OUTPUT'!J31))","v":563.93342222207991},{"$f":"IF(ISERROR('MACRO OUTPUT'!K31),0,IF('MACRO OUTPUT'!K31=\"\",0,'MACRO OUTPUT'!K31))","v":591.37494813335582},{"$f":"IF(ISERROR('MACRO OUTPUT'!L31),0,IF('MACRO OUTPUT'!L31=\"\",0,'MACRO OUTPUT'!L31))","v":620.15180427097641},{"$f":"IF(ISERROR('MACRO OUTPUT'!M31),0,IF('MACRO OUTPUT'!M31=\"\",0,'MACRO OUTPUT'!M31))","v":650.32896904828362},{"$f":"IF(ISERROR('MACRO OUTPUT'!N31),0,IF('MACRO OUTPUT'!N31=\"\",0,'MACRO OUTPUT'!N31))","v":681.97458278877207},{"$f":"IF(ISERROR('MACRO OUTPUT'!O31),0,IF('MACRO OUTPUT'!O31=\"\",0,'MACRO OUTPUT'!O31))","v":715.16010158758468},{"$f":"IF(ISERROR('MACRO OUTPUT'!P31),0,IF('MACRO OUTPUT'!P31=\"\",0,'MACRO OUTPUT'!P31))","v":749.96045866005102},{"$f":"IF(ISERROR('MACRO OUTPUT'!Q31),0,IF('MACRO OUTPUT'!Q31=\"\",0,'MACRO OUTPUT'!Q31))","v":786.4542335415963},{"$f":"IF(ISERROR('MACRO OUTPUT'!R31),0,IF('MACRO OUTPUT'!R31=\"\",0,'MACRO OUTPUT'!R31))","v":824.72382952107591},{"$f":"IF(ISERROR('MACRO OUTPUT'!S31),0,IF('MACRO OUTPUT'!S31=\"\",0,'MACRO OUTPUT'!S31))","v":864.85565970818027},{"$f":"IF(ISERROR('MACRO OUTPUT'!T31),0,IF('MACRO OUTPUT'!T31=\"\",0,'MACRO OUTPUT'!T31))","v":906.94034215505496},{"$f":"IF(ISERROR('MACRO OUTPUT'!U31),0,IF('MACRO OUTPUT'!U31=\"\",0,'MACRO OUTPUT'!U31))","v":951.07290447271885},{"$f":"IF(ISERROR('MACRO OUTPUT'!V31),0,IF('MACRO OUTPUT'!V31=\"\",0,'MACRO OUTPUT'!V31))","v":997.35299840430798},{"$f":"IF(ISERROR('MACRO OUTPUT'!W31),0,IF('MACRO OUTPUT'!W31=\"\",0,'MACRO OUTPUT'!W31))","v":1045.8851248396556},{"$f":"IF(ISERROR('MACRO OUTPUT'!X31),0,IF('MACRO OUTPUT'!X31=\"\",0,'MACRO OUTPUT'!X31))","v":1096.7788697792896},{"$f":"IF(ISERROR('MACRO OUTPUT'!Y31),0,IF('MACRO OUTPUT'!Y31=\"\",0,'MACRO OUTPUT'!Y31))","v":1150.1491517806562},{"$f":"IF(ISERROR('MACRO OUTPUT'!Z31),0,IF('MACRO OUTPUT'!Z31=\"\",0,'MACRO OUTPUT'!Z31))","v":1206.1164814453123},{"$f":"IF(ISERROR('MACRO OUTPUT'!AA31),0,IF('MACRO OUTPUT'!AA31=\"\",0,'MACRO OUTPUT'!AA31))","v":1264.8072335330016},{"$f":"IF(ISERROR('MACRO OUTPUT'!AB31),0,IF('MACRO OUTPUT'!AB31=\"\",0,'MACRO OUTPUT'!AB31))","v":1326.3539323170592},{"$f":"IF(ISERROR('MACRO OUTPUT'!AC31),0,IF('MACRO OUTPUT'!AC31=\"\",0,'MACRO OUTPUT'!AC31))","v":1390.8955508254717},{"$f":"IF(ISERROR('MACRO OUTPUT'!AD31),0,IF('MACRO OUTPUT'!AD31=\"\",0,'MACRO OUTPUT'!AD31))","v":1458.5778246432922},{"$f":"IF(ISERROR('MACRO OUTPUT'!AE31),0,IF('MACRO OUTPUT'!AE31=\"\",0,'MACRO OUTPUT'!AE31))","v":1529.5535809849673},{"$f":"IF(ISERROR('MACRO OUTPUT'!AF31),0,IF('MACRO OUTPUT'!AF31=\"\",0,'MACRO OUTPUT'!AF31))","v":0},{"$f":"IF(ISERROR('MACRO OUTPUT'!AG31),0,IF('MACRO OUTPUT'!AG31=\"\",0,'MACRO OUTPUT'!AG31))","v":0},{"$f":"IF(ISERROR('MACRO OUTPUT'!AH31),0,IF('MACRO OUTPUT'!AH31=\"\",0,'MACRO OUTPUT'!AH31))","v":0},{"$f":"IF(ISERROR('MACRO OUTPUT'!AI31),0,IF('MACRO OUTPUT'!AI31=\"\",0,'MACRO OUTPUT'!AI31))","v":0},{"$f":"IF(ISERROR('MACRO OUTPUT'!AJ31),0,IF('MACRO OUTPUT'!AJ31=\"\",0,'MACRO OUTPUT'!AJ31))","v":0},23606.757560182741,null,null,1]
[null,"Environmental","Air Emissions ",{"$f":"INDIRECT(AM33)","v":"Reduced CO2 Emissions"},{"$f":"IF(ISERROR(results19),0,results19)","v":0},"Society",{"$f":"IF(ISERROR('MACRO OUTPUT'!F32),0,IF('MACRO OUTPUT'!F32=\"\",0,'MACRO OUTPUT'!F32))","v":0},{"$f":"IF(ISERROR('MACRO OUTPUT'!G32),0,IF('MACRO OUTPUT'!G32=\"\",0,'MACRO OUTPUT'!G32))","v":0},{"$f":"IF(ISERROR('MACRO OUTPUT'!H32),0,IF('MACRO OUTPUT'!H32=\"\",0,'MACRO OUTPUT'!H32))","v":0},{"$f":"IF(ISERROR('MACRO OUTPUT'!I32),0,IF('MACRO OUTPUT'!I32=\"\",0,'MACRO OUTPUT'!I32))","v":0},{"$f":"IF(ISERROR('MACRO OUTPUT'!J32),0,IF('MACRO OUTPUT'!J32=\"\",0,'MACRO OUTPUT'!J32))","v":0},{"$f":"IF(ISERROR('MACRO OUTPUT'!K32),0,IF('MACRO OUTPUT'!K32=\"\",0,'MACRO OUTPUT'!K32))","v":0},{"$f":"IF(ISERROR('MACRO OUTPUT'!L32),0,IF('MACRO OUTPUT'!L32=\"\",0,'MACRO OUTPUT'!L32))","v":0},{"$f":"IF(ISERROR('MACRO OUTPUT'!M32),0,IF('MACRO OUTPUT'!M32=\"\",0,'MACRO OUTPUT'!M32))","v":0},{"$f":"IF(ISERROR('MACRO OUTPUT'!N32),0,IF('MACRO OUTPUT'!N32=\"\",0,'MACRO OUTPUT'!N32))","v":0},{"$f":"IF(ISERROR('MACRO OUTPUT'!O32),0,IF('MACRO OUTPUT'!O32=\"\",0,'MACRO OUTPUT'!O32))","v":0},{"$f":"IF(ISERROR('MACRO OUTPUT'!P32),0,IF('MACRO OUTPUT'!P32=\"\",0,'MACRO OUTPUT'!P32))","v":0},{"$f":"IF(ISERROR('MACRO OUTPUT'!Q32),0,IF('MACRO OUTPUT'!Q32=\"\",0,'MACRO OUTPUT'!Q32))","v":0},{"$f":"IF(ISERROR('MACRO OUTPUT'!R32),0,IF('MACRO OUTPUT'!R32=\"\",0,'MACRO OUTPUT'!R32))","v":0},{"$f":"IF(ISERROR('MACRO OUTPUT'!S32),0,IF('MACRO OUTPUT'!S32=\"\",0,'MACRO OUTPUT'!S32))","v":0},{"$f":"IF(ISERROR('MACRO OUTPUT'!T32),0,IF('MACRO OUTPUT'!T32=\"\",0,'MACRO OUTPUT'!T32))","v":0},{"$f":"IF(ISERROR('MACRO OUTPUT'!U32),0,IF('MACRO OUTPUT'!U32=\"\",0,'MACRO OUTPUT'!U32))","v":0},{"$f":"IF(ISERROR('MACRO OUTPUT'!V32),0,IF('MACRO OUTPUT'!V32=\"\",0,'MACRO OUTPUT'!V32))","v":0},{"$f":"IF(ISERROR('MACRO OUTPUT'!W32),0,IF('MACRO OUTPUT'!W32=\"\",0,'MACRO OUTPUT'!W32))","v":0},{"$f":"IF(ISERROR('MACRO OUTPUT'!X32),0,IF('MACRO OUTPUT'!X32=\"\",0,'MACRO OUTPUT'!X32))","v":0},{"$f":"IF(ISERROR('MACRO OUTPUT'!Y32),0,IF('MACRO OUTPUT'!Y32=\"\",0,'MACRO OUTPUT'!Y32))","v":0},{"$f":"IF(ISERROR('MACRO OUTPUT'!Z32),0,IF('MACRO OUTPUT'!Z32=\"\",0,'MACRO OUTPUT'!Z32))","v":0},{"$f":"IF(ISERROR('MACRO OUTPUT'!AA32),0,IF('MACRO OUTPUT'!AA32=\"\",0,'MACRO OUTPUT'!AA32))","v":0},{"$f":"IF(ISERROR('MACRO OUTPUT'!AB32),0,IF('MACRO OUTPUT'!AB32=\"\",0,'MACRO OUTPUT'!AB32))","v":0},{"$f":"IF(ISERROR('MACRO OUTPUT'!AC32),0,IF('MACRO OUTPUT'!AC32=\"\",0,'MACRO OUTPUT'!AC32))","v":0},{"$f":"IF(ISERROR('MACRO OUTPUT'!AD32),0,IF('MACRO OUTPUT'!AD32=\"\",0,'MACRO OUTPUT'!AD32))","v":0},{"$f":"IF(ISERROR('MACRO OUTPUT'!AE32),0,IF('MACRO OUTPUT'!AE32=\"\",0,'MACRO OUTPUT'!AE32))","v":0},{"$f":"IF(ISERROR('MACRO OUTPUT'!AF32),0,IF('MACRO OUTPUT'!AF32=\"\",0,'MACRO OUTPUT'!AF32))","v":0},{"$f":"IF(ISERROR('MACRO OUTPUT'!AG32),0,IF('MACRO OUTPUT'!AG32=\"\",0,'MACRO OUTPUT'!AG32))","v":0},{"$f":"IF(ISERROR('MACRO OUTPUT'!AH32),0,IF('MACRO OUTPUT'!AH32=\"\",0,'MACRO OUTPUT'!AH32))","v":0},{"$f":"IF(ISERROR('MACRO OUTPUT'!AI32),0,IF('MACRO OUTPUT'!AI32=\"\",0,'MACRO OUTPUT'!AI32))","v":0},{"$f":"IF(ISERROR('MACRO OUTPUT'!AJ32),0,IF('MACRO OUTPUT'!AJ32=\"\",0,'MACRO OUTPUT'!AJ32))","v":0},0,"benefit19",null,{"$f":"OFFSET(INDIRECT(AM33),0,2)","v":0}]
[null,null,null,{"$f":"INDIRECT(AM34)","v":"Reduced SOx, NOx, and PM-2.5 Emissions"},{"$f":"IF(ISERROR(results20),0,results20)","v":0},"Society",{"$f":"IF(ISERROR('MACRO OUTPUT'!F33),0,IF('MACRO OUTPUT'!F33=\"\",0,'MACRO OUTPUT'!F33))","v":0},{"$f":"IF(ISERROR('MACRO OUTPUT'!G33),0,IF('MACRO OUTPUT'!G33=\"\",0,'MACRO OUTPUT'!G33))","v":0},{"$f":"IF(ISERROR('MACRO OUTPUT'!H33),0,IF('MACRO OUTPUT'!H33=\"\",0,'MACRO OUTPUT'!H33))","v":0},{"$f":"IF(ISERROR('MACRO OUTPUT'!I33),0,IF('MACRO OUTPUT'!I33=\"\",0,'MACRO OUTPUT'!I33))","v":0},{"$f":"IF(ISERROR('MACRO OUTPUT'!J33),0,IF('MACRO OUTPUT'!J33=\"\",0,'MACRO OUTPUT'!J33))","v":0},{"$f":"IF(ISERROR('MACRO OUTPUT'!K33),0,IF('MACRO OUTPUT'!K33=\"\",0,'MACRO OUTPUT'!K33))","v":0},{"$f":"IF(ISERROR('MACRO OUTPUT'!L33),0,IF('MACRO OUTPUT'!L33=\"\",0,'MACRO OUTPUT'!L33))","v":0},{"$f":"IF(ISERROR('MACRO OUTPUT'!M33),0,IF('MACRO OUTPUT'!M33=\"\",0,'MACRO OUTPUT'!M33))","v":0},{"$f":"IF(ISERROR('MACRO OUTPUT'!N33),0,IF('MACRO OUTPUT'!N33=\"\",0,'MACRO OUTPUT'!N33))","v":0},{"$f":"IF(ISERROR('MACRO OUTPUT'!O33),0,IF('MACRO OUTPUT'!O33=\"\",0,'MACRO OUTPUT'!O33))","v":0},{"$f":"IF(ISERROR('MACRO OUTPUT'!P33),0,IF('MACRO OUTPUT'!P33=\"\",0,'MACRO OUTPUT'!P33))","v":0},{"$f":"IF(ISERROR('MACRO OUTPUT'!Q33),0,IF('MACRO OUTPUT'!Q33=\"\",0,'MACRO OUTPUT'!Q33))","v":0},{"$f":"IF(ISERROR('MACRO OUTPUT'!R33),0,IF('MACRO OUTPUT'!R33=\"\",0,'MACRO OUTPUT'!R33))","v":0},{"$f":"IF(ISERROR('MACRO OUTPUT'!S33),0,IF('MACRO OUTPUT'!S33=\"\",0,'MACRO OUTPUT'!S33))","v":0},{"$f":"IF(ISERROR('MACRO OUTPUT'!T33),0,IF('MACRO OUTPUT'!T33=\"\",0,'MACRO OUTPUT'!T33))","v":0},{"$f":"IF(ISERROR('MACRO OUTPUT'!U33),0,IF('MACRO OUTPUT'!U33=\"\",0,'MACRO OUTPUT'!U33))","v":0},{"$f":"IF(ISERROR('MACRO OUTPUT'!V33),0,IF('MACRO OUTPUT'!V33=\"\",0,'MACRO OUTPUT'!V33))","v":0},{"$f":"IF(ISERROR('MACRO OUTPUT'!W33),0,IF('MACRO OUTPUT'!W33=\"\",0,'MACRO OUTPUT'!W33))","v":0},{"$f":"IF(ISERROR('MACRO OUTPUT'!X33),0,IF('MACRO OUTPUT'!X33=\"\",0,'MACRO OUTPUT'!X33))","v":0},{"$f":"IF(ISERROR('MACRO OUTPUT'!Y33),0,IF('MACRO OUTPUT'!Y33=\"\",0,'MACRO OUTPUT'!Y33))","v":0},{"$f":"IF(ISERROR('MACRO OUTPUT'!Z33),0,IF('MACRO OUTPUT'!Z33=\"\",0,'MACRO OUTPUT'!Z33))","v":0},{"$f":"IF(ISERROR('MACRO OUTPUT'!AA33),0,IF('MACRO OUTPUT'!AA33=\"\",0,'MACRO OUTPUT'!AA33))","v":0},{"$f":"IF(ISERROR('MACRO OUTPUT'!AB33),0,IF('MACRO OUTPUT'!AB33=\"\",0,'MACRO OUTPUT'!AB33))","v":0},{"$f":"IF(ISERROR('MACRO OUTPUT'!AC33),0,IF('MACRO OUTPUT'!AC33=\"\",0,'MACRO OUTPUT'!AC33))","v":0},{"$f":"IF(ISERROR('MACRO OUTPUT'!AD33),0,IF('MACRO OUTPUT'!AD33=\"\",0,'MACRO OUTPUT'!AD33))","v":0},{"$f":"IF(ISERROR('MACRO OUTPUT'!AE33),0,IF('MACRO OUTPUT'!AE33=\"\",0,'MACRO OUTPUT'!AE33))","v":0},{"$f":"IF(ISERROR('MACRO OUTPUT'!AF33),0,IF('MACRO OUTPUT'!AF33=\"\",0,'MACRO OUTPUT'!AF33))","v":0},{"$f":"IF(ISERROR('MACRO OUTPUT'!AG33),0,IF('MACRO OUTPUT'!AG33=\"\",0,'MACRO OUTPUT'!AG33))","v":0},{"$f":"IF(ISERROR('MACRO OUTPUT'!AH33),0,IF('MACRO OUTPUT'!AH33=\"\",0,'MACRO OUTPUT'!AH33))","v":0},{"$f":"IF(ISERROR('MACRO OUTPUT'!AI33),0,IF('MACRO OUTPUT'!AI33=\"\",0,'MACRO OUTPUT'!AI33))","v":0},{"$f":"IF(ISERROR('MACRO OUTPUT'!AJ33),0,IF('MACRO OUTPUT'!AJ33=\"\",0,'MACRO OUTPUT'!AJ33))","v":0},0,"benefit20",null,{"$f":"OFFSET(INDIRECT(AM34),0,2)","v":0}]
[null,null,null,"ENVIRONMENTAL TOTAL",{"$f":"IF(ISERROR(SUM(E33:E34)),0,SUM(E33:E34))","v":0},null,{"$f":"IF(ISERROR('MACRO OUTPUT'!F34),0,IF('MACRO OUTPUT'!F34=\"\",0,'MACRO OUTPUT'!F34))","v":0},{"$f":"IF(ISERROR('MACRO OUTPUT'!G34),0,IF('MACRO OUTPUT'!G34=\"\",0,'MACRO OUTPUT'!G34))","v":0},{"$f":"IF(ISERROR('MACRO OUTPUT'!H34),0,IF('MACRO OUTPUT'!H34=\"\",0,'MACRO OUTPUT'!H34))","v":0},{"$f":"IF(ISERROR('MACRO OUTPUT'!I34),0,IF('MACRO OUTPUT'!I34=\"\",0,'MACRO OUTPUT'!I34))","v":0},{"$f":"IF(ISERROR('MACRO OUTPUT'!J34),0,IF('MACRO OUTPUT'!J34=\"\",0,'MACRO OUTPUT'!J34))","v":0},{"$f":"IF(ISERROR('MACRO OUTPUT'!K34),0,IF('MACRO OUTPUT'!K34=\"\",0,'MACRO OUTPUT'!K34))","v":0},{"$f":"IF(ISERROR('MACRO OUTPUT'!L34),0,IF('MACRO OUTPUT'!L34=\"\",0,'MACRO OUTPUT'!L34))","v":0},{"$f":"IF(ISERROR('MACRO OUTPUT'!M34),0,IF('MACRO OUTPUT'!M34=\"\",0,'MACRO OUTPUT'!M34))","v":0},{"$f":"IF(ISERROR('MACRO OUTPUT'!N34),0,IF('MACRO OUTPUT'!N34=\"\",0,'MACRO OUTPUT'!N34))","v":0},{"$f":"IF(ISERROR('MACRO OUTPUT'!O34),0,IF('MACRO OUTPUT'!O34=\"\",0,'MACRO OUTPUT'!O34))","v":0},{"$f":"IF(ISERROR('MACRO OUTPUT'!P34),0,IF('MACRO OUTPUT'!P34=\"\",0,'MACRO OUTPUT'!P34))","v":0},{"$f":"IF(ISERROR('MACRO OUTPUT'!Q34),0,IF('MACRO OUTPUT'!Q34=\"\",0,'MACRO OUTPUT'!Q34))","v":0},{"$f":"IF(ISERROR('MACRO OUTPUT'!R34),0,IF('MACRO OUTPUT'!R34=\"\",0,'MACRO OUTPUT'!R34))","v":0},{"$f":"IF(ISERROR('MACRO OUTPUT'!S34),0,IF('MACRO OUTPUT'!S34=\"\",0,'MACRO OUTPUT'!S34))","v":0},{"$f":"IF(ISERROR('MACRO OUTPUT'!T34),0,IF('MACRO OUTPUT'!T34=\"\",0,'MACRO OUTPUT'!T34))","v":0},{"$f":"IF(ISERROR('MACRO OUTPUT'!U34),0,IF('MACRO OUTPUT'!U34=\"\",0,'MACRO OUTPUT'!U34))","v":0},{"$f":"IF(ISERROR('MACRO OUTPUT'!V34),0,IF('MACRO OUTPUT'!V34=\"\",0,'MACRO OUTPUT'!V34))","v":0},{"$f":"IF(ISERROR('MACRO OUTPUT'!W34),0,IF('MACRO OUTPUT'!W34=\"\",0,'MACRO OUTPUT'!W34))","v":0},{"$f":"IF(ISERROR('MACRO OUTPUT'!X34),0,IF('MACRO OUTPUT'!X34=\"\",0,'MACRO OUTPUT'!X34))","v":0},{"$f":"IF(ISERROR('MACRO OUTPUT'!Y34),0,IF('MACRO OUTPUT'!Y34=\"\",0,'MACRO OUTPUT'!Y34))","v":0},{"$f":"IF(ISERROR('MACRO OUTPUT'!Z34),0,IF('MACRO OUTPUT'!Z34=\"\",0,'MACRO OUTPUT'!Z34))","v":0},{"$f":"IF(ISERROR('MACRO OUTPUT'!AA34),0,IF('MACRO OUTPUT'!AA34=\"\",0,'MACRO OUTPUT'!AA34))","v":0},{"$f":"IF(ISERROR('MACRO OUTPUT'!AB34),0,IF('MACRO OUTPUT'!AB34=\"\",0,'MACRO OUTPUT'!AB34))","v":0},{"$f":"IF(ISERROR('MACRO OUTPUT'!AC34),0,IF('MACRO OUTPUT'!AC34=\"\",0,'MACRO OUTPUT'!AC34))","v":0},{"$f":"IF(ISERROR('MACRO OUTPUT'!AD34),0,IF('MACRO OUTPUT'!AD34=\"\",0,'MACRO OUTPUT'!AD34))","v":0},{"$f":"IF(ISERROR('MACRO OUTPUT'!AE34),0,IF('MACRO OUTPUT'!AE34=\"\",0,'MACRO OUTPUT'!AE34))","v":0},{"$f":"IF(ISERROR('MACRO OUTPUT'!AF34),0,IF('MACRO OUTPUT'!AF34=\"\",0,'MACRO OUTPUT'!AF34))","v":0},{"$f":"IF(ISERROR('MACRO OUTPUT'!AG34),0,IF('MACRO OUTPUT'!AG34=\"\",0,'MACRO OUTPUT'!AG34))","v":0},{"$f":"IF(ISERROR('MACRO OUTPUT'!AH34),0,IF('MACRO OUTPUT'!AH34=\"\",0,'MACRO OUTPUT'!AH34))","v":0},{"$f":"IF(ISERROR('MACRO OUTPUT'!AI34),0,IF('MACRO OUTPUT'!AI34=\"\",0,'MACRO OUTPUT'!AI34))","v":0},{"$f":"IF(ISERROR('MACRO OUTPUT'!AJ34),0,IF('MACRO OUTPUT'!AJ34=\"\",0,'MACRO OUTPUT'!AJ34))","v":0},0,null,null,1]
[null,"Security","Energy Security ",{"$f":"INDIRECT(AM36)","v":"Reduced Oil Usage (not monetized)"},{"$f":"IF(ISERROR(results21),0,results21)","v":0},"Society",{"$f":"IF(ISERROR('MACRO OUTPUT'!F35),0,IF('MACRO OUTPUT'!F35=\"\",0,'MACRO OUTPUT'!F35))","v":0},{"$f":"IF(ISERROR('MACRO OUTPUT'!G35),0,IF('MACRO OUTPUT'!G35=\"\",0,'MACRO OUTPUT'!G35))","v":0},{"$f":"IF(ISERROR('MACRO OUTPUT'!H35),0,IF('MACRO OUTPUT'!H35=\"\",0,'MACRO OUTPUT'!H35))","v":0},{"$f":"IF(ISERROR('MACRO OUTPUT'!I35),0,IF('MACRO OUTPUT'!I35=\"\",0,'MACRO OUTPUT'!I35))","v":0},{"$f":"IF(ISERROR('MACRO OUTPUT'!J35),0,IF('MACRO OUTPUT'!J35=\"\",0,'MACRO OUTPUT'!J35))","v":0},{"$f":"IF(ISERROR('MACRO OUTPUT'!K35),0,IF('MACRO OUTPUT'!K35=\"\",0,'MACRO OUTPUT'!K35))","v":0},{"$f":"IF(ISERROR('MACRO OUTPUT'!L35),0,IF('MACRO OUTPUT'!L35=\"\",0,'MACRO OUTPUT'!L35))","v":0},{"$f":"IF(ISERROR('MACRO OUTPUT'!M35),0,IF('MACRO OUTPUT'!M35=\"\",0,'MACRO OUTPUT'!M35))","v":0},{"$f":"IF(ISERROR('MACRO OUTPUT'!N35),0,IF('MACRO OUTPUT'!N35=\"\",0,'MACRO OUTPUT'!N35))","v":0},{"$f":"IF(ISERROR('MACRO OUTPUT'!O35),0,IF('MACRO OUTPUT'!O35=\"\",0,'MACRO OUTPUT'!O35))","v":0},{"$f":"IF(ISERROR('MACRO OUTPUT'!P35),0,IF('MACRO OUTPUT'!P35=\"\",0,'MACRO OUTPUT'!P35))","v":0},{"$f":"IF(ISERROR('MACRO OUTPUT'!Q35),0,IF('MACRO OUTPUT'!Q35=\"\",0,'MACRO OUTPUT'!Q35))","v":0},{"$f":"IF(ISERROR('MACRO OUTPUT'!R35),0,IF('MACRO OUTPUT'!R35=\"\",0,'MACRO OUTPUT'!R35))","v":0},{"$f":"IF(ISERROR('MACRO OUTPUT'!S35),0,IF('MACRO OUTPUT'!S35=\"\",0,'MACRO OUTPUT'!S35))","v":0},{"$f":"IF(ISERROR('MACRO OUTPUT'!T35),0,IF('MACRO OUTPUT'!T35=\"\",0,'MACRO OUTPUT'!T35))","v":0},{"$f":"IF(ISERROR('MACRO OUTPUT'!U35),0,IF('MACRO OUTPUT'!U35=\"\",0,'MACRO OUTPUT'!U35))","v":0},{"$f":"IF(ISERROR('MACRO OUTPUT'!V35),0,IF('MACRO OUTPUT'!V35=\"\",0,'MACRO OUTPUT'!V35))","v":0},{"$f":"IF(ISERROR('MACRO OUTPUT'!W35),0,IF('MACRO OUTPUT'!W35=\"\",0,'MACRO OUTPUT'!W35))","v":0},{"$f":"IF(ISERROR('MACRO OUTPUT'!X35),0,IF('MACRO OUTPUT'!X35=\"\",0,'MACRO OUTPUT'!X35))","v":0},{"$f":"IF(ISERROR('MACRO OUTPUT'!Y35),0,IF('MACRO OUTPUT'!Y35=\"\",0,'MACRO OUTPUT'!Y35))","v":0},{"$f":"IF(ISERROR('MACRO OUTPUT'!Z35),0,IF('MACRO OUTPUT'!Z35=\"\",0,'MACRO OUTPUT'!Z35))","v":0},{"$f":"IF(ISERROR('MACRO OUTPUT'!AA35),0,IF('MACRO OUTPUT'!AA35=\"\",0,'MACRO OUTPUT'!AA35))","v":0},{"$f":"IF(ISERROR('MACRO OUTPUT'!AB35),0,IF('MACRO OUTPUT'!AB35=\"\",0,'MACRO OUTPUT'!AB35))","v":0},{"$f":"IF(ISERROR('MACRO OUTPUT'!AC35),0,IF('MACRO OUTPUT'!AC35=\"\",0,'MACRO OUTPUT'!AC35))","v":0},{"$f":"IF(ISERROR('MACRO OUTPUT'!AD35),0,IF('MACRO OUTPUT'!AD35=\"\",0,'MACRO OUTPUT'!AD35))","v":0},{"$f":"IF(ISERROR('MACRO OUTPUT'!AE35),0,IF('MACRO OUTPUT'!AE35=\"\",0,'MACRO OUTPUT'!AE35))","v":0},{"$f":"IF(ISERROR('MACRO OUTPUT'!AF35),0,IF('MACRO OUTPUT'!AF35=\"\",0,'MACRO OUTPUT'!AF35))","v":0},{"$f":"IF(ISERROR('MACRO OUTPUT'!AG35),0,IF('MACRO OUTPUT'!AG35=\"\",0,'MACRO OUTPUT'!AG35))","v":0},{"$f":"IF(ISERROR('MACRO OUTPUT'!AH35),0,IF('MACRO OUTPUT'!AH35=\"\",0,'MACRO OUTPUT'!AH35))","v":0},{"$f":"IF(ISERROR('MACRO OUTPUT'!AI35),0,IF('MACRO OUTPUT'!AI35=\"\",0,'MACRO OUTPUT'!AI35))","v":0},{"$f":"IF(ISERROR('MACRO OUTPUT'!AJ35),0,IF('MACRO OUTPUT'!AJ35=\"\",0,'MACRO OUTPUT'!AJ35))","v":0},0,"benefit21",null,{"$f":"OFFSET(INDIRECT(AM36),0,2)","v":0}]
[null,null,null,{"$f":"INDIRECT(AM37)","v":"Reduced Wide-scale Blackouts"},{"$f":"IF(ISERROR(results22),0,results22)","v":0},"Society",{"$f":"IF(ISERROR('MACRO OUTPUT'!F36),0,IF('MACRO OUTPUT'!F36=\"\",0,'MACRO OUTPUT'!F36))","v":0},{"$f":"IF(ISERROR('MACRO OUTPUT'!G36),0,IF('MACRO OUTPUT'!G36=\"\",0,'MACRO OUTPUT'!G36))","v":0},{"$f":"IF(ISERROR('MACRO OUTPUT'!H36),0,IF('MACRO OUTPUT'!H36=\"\",0,'MACRO OUTPUT'!H36))","v":0},{"$f":"IF(ISERROR('MACRO OUTPUT'!I36),0,IF('MACRO OUTPUT'!I36=\"\",0,'MACRO OUTPUT'!I36))","v":0},{"$f":"IF(ISERROR('MACRO OUTPUT'!J36),0,IF('MACRO OUTPUT'!J36=\"\",0,'MACRO OUTPUT'!J36))","v":0},{"$f":"IF(ISERROR('MACRO OUTPUT'!K36),0,IF('MACRO OUTPUT'!K36=\"\",0,'MACRO OUTPUT'!K36))","v":0},{"$f":"IF(ISERROR('MACRO OUTPUT'!L36),0,IF('MACRO OUTPUT'!L36=\"\",0,'MACRO OUTPUT'!L36))","v":0},{"$f":"IF(ISERROR('MACRO OUTPUT'!M36),0,IF('MACRO OUTPUT'!M36=\"\",0,'MACRO OUTPUT'!M36))","v":0},{"$f":"IF(ISERROR('MACRO OUTPUT'!N36),0,IF('MACRO OUTPUT'!N36=\"\",0,'MACRO OUTPUT'!N36))","v":0},{"$f":"IF(ISERROR('MACRO OUTPUT'!O36),0,IF('MACRO OUTPUT'!O36=\"\",0,'MACRO OUTPUT'!O36))","v":0},{"$f":"IF(ISERROR('MACRO OUTPUT'!P36),0,IF('MACRO OUTPUT'!P36=\"\",0,'MACRO OUTPUT'!P36))","v":0},{"$f":"IF(ISERROR('MACRO OUTPUT'!Q36),0,IF('MACRO OUTPUT'!Q36=\"\",0,'MACRO OUTPUT'!Q36))","v":0},{"$f":"IF(ISERROR('MACRO OUTPUT'!R36),0,IF('MACRO OUTPUT'!R36=\"\",0,'MACRO OUTPUT'!R36))","v":0},{"$f":"IF(ISERROR('MACRO OUTPUT'!S36),0,IF('MACRO OUTPUT'!S36=\"\",0,'MACRO OUTPUT'!S36))","v":0},{"$f":"IF(ISERROR('MACRO OUTPUT'!T36),0,IF('MACRO OUTPUT'!T36=\"\",0,'MACRO OUTPUT'!T36))","v":0},{"$f":"IF(ISERROR('MACRO OUTPUT'!U36),0,IF('MACRO OUTPUT'!U36=\"\",0,'MACRO OUTPUT'!U36))","v":0},{"$f":"IF(ISERROR('MACRO OUTPUT'!V36),0,IF('MACRO OUTPUT'!V36=\"\",0,'MACRO OUTPUT'!V36))","v":0},{"$f":"IF(ISERROR('MACRO OUTPUT'!W36),0,IF('MACRO OUTPUT'!W36=\"\",0,'MACRO OUTPUT'!W36))","v":0},{"$f":"IF(ISERROR('MACRO OUTPUT'!X36),0,IF('MACRO OUTPUT'!X36=\"\",0,'MACRO OUTPUT'!X36))","v":0},{"$f":"IF(ISERROR('MACRO OUTPUT'!Y36),0,IF('MACRO OUTPUT'!Y36=\"\",0,'MACRO OUTPUT'!Y36))","v":0},{"$f":"IF(ISERROR('MACRO OUTPUT'!Z36),0,IF('MACRO OUTPUT'!Z36=\"\",0,'MACRO OUTPUT'!Z36))","v":0},{"$f":"IF(ISERROR('MACRO OUTPUT'!AA36),0,IF('MACRO OUTPUT'!AA36=\"\",0,'MACRO OUTPUT'!AA36))","v":0},{"$f":"IF(ISERROR('MACRO OUTPUT'!AB36),0,IF('MACRO OUTPUT'!AB36=\"\",0,'MACRO OUTPUT'!AB36))","v":0},{"$f":"IF(ISERROR('MACRO OUTPUT'!AC36),0,IF('MACRO OUTPUT'!AC36=\"\",0,'MACRO OUTPUT'!AC36))","v":0},{"$f":"IF(ISERROR('MACRO OUTPUT'!AD36),0,IF('MACRO OUTPUT'!AD36=\"\",0,'MACRO OUTPUT'!AD36))","v":0},{"$f":"IF(ISERROR('MACRO OUTPUT'!AE36),0,IF('MACRO OUTPUT'!AE36=\"\",0,'MACRO OUTPUT'!AE36))","v":0},{"$f":"IF(ISERROR('MACRO OUTPUT'!AF36),0,IF('MACRO OUTPUT'!AF36=\"\",0,'MACRO OUTPUT'!AF36))","v":0},{"$f":"IF(ISERROR('MACRO OUTPUT'!AG36),0,IF('MACRO OUTPUT'!AG36=\"\",0,'MACRO OUTPUT'!AG36))","v":0},{"$f":"IF(ISERROR('MACRO OUTPUT'!AH36),0,IF('MACRO OUTPUT'!AH36=\"\",0,'MACRO OUTPUT'!AH36))","v":0},{"$f":"IF(ISERROR('MACRO OUTPUT'!AI36),0,IF('MACRO OUTPUT'!AI36=\"\",0,'MACRO OUTPUT'!AI36))","v":0},{"$f":"IF(ISERROR('MACRO OUTPUT'!AJ36),0,IF('MACRO OUTPUT'!AJ36=\"\",0,'MACRO OUTPUT'!AJ36))","v":0},0,"benefit22",null,{"$f":"OFFSET(INDIRECT(AM37),0,2)","v":0}]
[null,null,null,"SECURITY TOTAL",{"$f":"IF(ISERROR(E37),0,E37)","v":0},null,{"$f":"IF(ISERROR('MACRO OUTPUT'!F37),0,IF('MACRO OUTPUT'!F37=\"\",0,'MACRO OUTPUT'!F37))","v":0},{"$f":"IF(ISERROR('MACRO OUTPUT'!G37),0,IF('MACRO OUTPUT'!G37=\"\",0,'MACRO OUTPUT'!G37))","v":0},{"$f":"IF(ISERROR('MACRO OUTPUT'!H37),0,IF('MACRO OUTPUT'!H37=\"\",0,'MACRO OUTPUT'!H37))","v":0},{"$f":"IF(ISERROR('MACRO OUTPUT'!I37),0,IF('MACRO OUTPUT'!I37=\"\",0,'MACRO OUTPUT'!I37))","v":0},{"$f":"IF(ISERROR('MACRO OUTPUT'!J37),0,IF('MACRO OUTPUT'!J37=\"\",0,'MACRO OUTPUT'!J37))","v":0},{"$f":"IF(ISERROR('MACRO OUTPUT'!K37),0,IF('MACRO OUTPUT'!K37=\"\",0,'MACRO OUTPUT'!K37))","v":0},{"$f":"IF(ISERROR('MACRO OUTPUT'!L37),0,IF('MACRO OUTPUT'!L37=\"\",0,'MACRO OUTPUT'!L37))","v":0},{"$f":"IF(ISERROR('MACRO OUTPUT'!M37),0,IF('MACRO OUTPUT'!M37=\"\",0,'MACRO OUTPUT'!M37))","v":0},{"$f":"IF(ISERROR('MACRO OUTPUT'!N37),0,IF('MACRO OUTPUT'!N37=\"\",0,'MACRO OUTPUT'!N37))","v":0},{"$f":"IF(ISERROR('MACRO OUTPUT'!O37),0,IF('MACRO OUTPUT'!O37=\"\",0,'MACRO OUTPUT'!O37))","v":0},{"$f":"IF(ISERROR('MACRO OUTPUT'!P37),0,IF('MACRO OUTPUT'!P37=\"\",0,'MACRO OUTPUT'!P37))","v":0},{"$f":"IF(ISERROR('MACRO OUTPUT'!Q37),0,IF('MACRO OUTPUT'!Q37=\"\",0,'MACRO OUTPUT'!Q37))","v":0},{"$f":"IF(ISERROR('MACRO OUTPUT'!R37),0,IF('MACRO OUTPUT'!R37=\"\",0,'MACRO OUTPUT'!R37))","v":0},{"$f":"IF(ISERROR('MACRO OUTPUT'!S37),0,IF('MACRO OUTPUT'!S37=\"\",0,'MACRO OUTPUT'!S37))","v":0},{"$f":"IF(ISERROR('MACRO OUTPUT'!T37),0,IF('MACRO OUTPUT'!T37=\"\",0,'MACRO OUTPUT'!T37))","v":0},{"$f":"IF(ISERROR('MACRO OUTPUT'!U37),0,IF('MACRO OUTPUT'!U37=\"\",0,'MACRO OUTPUT'!U37))","v":0},{"$f":"IF(ISERROR('MACRO OUTPUT'!V37),0,IF('MACRO OUTPUT'!V37=\"\",0,'MACRO OUTPUT'!V37))","v":0},{"$f":"IF(ISERROR('MACRO OUTPUT'!W37),0,IF('MACRO OUTPUT'!W37=\"\",0,'MACRO OUTPUT'!W37))","v":0},{"$f":"IF(ISERROR('MACRO OUTPUT'!X37),0,IF('MACRO OUTPUT'!X37=\"\",0,'MACRO OUTPUT'!X37))","v":0},{"$f":"IF(ISERROR('MACRO OUTPUT'!Y37),0,IF('MACRO OUTPUT'!Y37=\"\",0,'MACRO OUTPUT'!Y37))","v":0},{"$f":"IF(ISERROR('MACRO OUTPUT'!Z37),0,IF('MACRO OUTPUT'!Z37=\"\",0,'MACRO OUTPUT'!Z37))","v":0},{"$f":"IF(ISERROR('MACRO OUTPUT'!AA37),0,IF('MACRO OUTPUT'!AA37=\"\",0,'MACRO OUTPUT'!AA37))","v":0},{"$f":"IF(ISERROR('MACRO OUTPUT'!AB37),0,IF('MACRO OUTPUT'!AB37=\"\",0,'MACRO OUTPUT'!AB37))","v":0},{"$f":"IF(ISERROR('MACRO OUTPUT'!AC37),0,IF('MACRO OUTPUT'!AC37=\"\",0,'MACRO OUTPUT'!AC37))","v":0},{"$f":"IF(ISERROR('MACRO OUTPUT'!AD37),0,IF('MACRO OUTPUT'!AD37=\"\",0,'MACRO OUTPUT'!AD37))","v":0},{"$f":"IF(ISERROR('MACRO OUTPUT'!AE37),0,IF('MACRO OUTPUT'!AE37=\"\",0,'MACRO OUTPUT'!AE37))","v":0},{"$f":"IF(ISERROR('MACRO OUTPUT'!AF37),0,IF('MACRO OUTPUT'!AF37=\"\",0,'MACRO OUTPUT'!AF37))","v":0},{"$f":"IF(ISERROR('MACRO OUTPUT'!AG37),0,IF('MACRO OUTPUT'!AG37=\"\",0,'MACRO OUTPUT'!AG37))","v":0},{"$f":"IF(ISERROR('MACRO OUTPUT'!AH37),0,IF('MACRO OUTPUT'!AH37=\"\",0,'MACRO OUTPUT'!AH37))","v":0},{"$f":"IF(ISERROR('MACRO OUTPUT'!AI37),0,IF('MACRO OUTPUT'!AI37=\"\",0,'MACRO OUTPUT'!AI37))","v":0},{"$f":"IF(ISERROR('MACRO OUTPUT'!AJ37),0,IF('MACRO OUTPUT'!AJ37=\"\",0,'MACRO OUTPUT'!AJ37))","v":0},0]
[null,null,null,"GROSS BENEFITS TOTAL",{"$f":"SUM(E24,E32,E35,E38)","v":0},null,{"$f":"IF(ISERROR('MACRO OUTPUT'!F38),0,IF('MACRO OUTPUT'!F38=\"\",0,'MACRO OUTPUT'!F38))","v":555},{"$f":"IF(ISERROR('MACRO OUTPUT'!G38),0,IF('MACRO OUTPUT'!G38=\"\",0,'MACRO OUTPUT'!G38))","v":557.22},{"$f":"IF(ISERROR('MACRO OUTPUT'!H38),0,IF('MACRO OUTPUT'!H38=\"\",0,'MACRO OUTPUT'!H38))","v":559.44887999999992},{"$f":"IF(ISERROR('MACRO OUTPUT'!I38),0,IF('MACRO OUTPUT'!I38=\"\",0,'MACRO OUTPUT'!I38))","v":561.68667551999999},{"$f":"IF(ISERROR('MACRO OUTPUT'!J38),0,IF('MACRO OUTPUT'!J38=\"\",0,'MACRO OUTPUT'!J38))","v":563.93342222207991},{"$f":"IF(ISERROR('MACRO OUTPUT'!K38),0,IF('MACRO OUTPUT'!K38=\"\",0,'MACRO OUTPUT'!K38))","v":591.37494813335582},{"$f":"IF(ISERROR('MACRO OUTPUT'!L38),0,IF('MACRO OUTPUT'!L38=\"\",0,'MACRO OUTPUT'!L38))","v":620.15180427097641},{"$f":"IF(ISERROR('MACRO OUTPUT'!M38),0,IF('MACRO OUTPUT'!M38=\"\",0,'MACRO OUTPUT'!M38))","v":650.32896904828362},{"$f":"IF(ISERROR('MACRO OUTPUT'!N38),0,IF('MACRO OUTPUT'!N38=\"\",0,'MACRO OUTPUT'!N38))","v":681.97458278877207},{"$f":"IF(ISERROR('MACRO OUTPUT'!O38),0,IF('MACRO OUTPUT'!O38=\"\",0,'MACRO OUTPUT'!O38))","v":715.16010158758468},{"$f":"IF(ISERROR('MACRO OUTPUT'!P38),0,IF('MACRO OUTPUT'!P38=\"\",0,'MACRO OUTPUT'!P38))","v":749.96045866005102},{"$f":"IF(ISERROR('MACRO OUTPUT'!Q38),0,IF('MACRO OUTPUT'!Q38=\"\",0,'MACRO OUTPUT'!Q38))","v":786.4542335415963},{"$f":"IF(ISERROR('MACRO OUTPUT'!R38),0,IF('MACRO OUTPUT'!R38=\"\",0,'MACRO OUTPUT'!R38))","v":824.72382952107591},{"$f":"IF(ISERROR('MACRO OUTPUT'!S38),0,IF('MACRO OUTPUT'!S38=\"\",0,'MACRO OUTPUT'!S38))","v":864.85565970818027},{"$f":"IF(ISERROR('MACRO OUTPUT'!T38),0,IF('MACRO OUTPUT'!T38=\"\",0,'MACRO OUTPUT'!T38))","v":906.94034215505496},{"$f":"IF(ISERROR('MACRO OUTPUT'!U38),0,IF('MACRO OUTPUT'!U38=\"\",0,'MACRO OUTPUT'!U38))","v":951.07290447271885},{"$f":"IF(ISERROR('MACRO OUTPUT'!V38),0,IF('MACRO OUTPUT'!V38=\"\",0,'MACRO OUTPUT'!V38))","v":997.35299840430798},{"$f":"IF(ISERROR('MACRO OUTPUT'!W38),0,IF('MACRO OUTPUT'!W38=\"\",0,'MACRO OUTPUT'!W38))","v":1045.8851248396556},{"$f":"IF(ISERROR('MACRO OUTPUT'!X38),0,IF('MACRO OUTPUT'!X38=\"\",0,'MACRO OUTPUT'!X38))","v":1096.7788697792896},{"$f":"IF(ISERROR('MACRO OUTPUT'!Y38),0,IF('MACRO OUTPUT'!Y38=\"\",0,'MACRO OUTPUT'!Y38))","v":1150.1491517806562},{"$f":"IF(ISERROR('MACRO OUTPUT'!Z38),0,IF('MACRO OUTPUT'!Z38=\"\",0,'MACRO OUTPUT'!Z38))","v":1206.1164814453123},{"$f":"IF(ISERROR('MACRO OUTPUT'!AA38),0,IF('MACRO OUTPUT'!AA38=\"\",0,'MACRO OUTPUT'!AA38))","v":1264.8072335330016},{"$f":"IF(ISERROR('MACRO OUTPUT'!AB38),0,IF('MACRO OUTPUT'!AB38=\"\",0,'MACRO OUTPUT'!AB38))","v":1326.3539323170592},{"$f":"IF(ISERROR('MACRO OUTPUT'!AC38),0,IF('MACRO OUTPUT'!AC38=\"\",0,'MACRO OUTPUT'!AC38))","v":1390.8955508254717},{"$f":"IF(ISERROR('MACRO OUTPUT'!AD38),0,IF('MACRO OUTPUT'!AD38=\"\",0,'MACRO OUTPUT'!AD38))","v":1458.5778246432922},{"$f":"IF(ISERROR('MACRO OUTPUT'!AE38),0,IF('MACRO OUTPUT'!AE38=\"\",0,'MACRO OUTPUT'!AE38))","v":1529.5535809849673},{"$f":"IF(ISERROR('MACRO OUTPUT'!AF38),0,IF('MACRO OUTPUT'!AF38=\"\",0,'MACRO OUTPUT'!AF38))","v":0},{"$f":"IF(ISERROR('MACRO OUTPUT'!AG38),0,IF('MACRO OUTPUT'!AG38=\"\",0,'MACRO OUTPUT'!AG38))","v":0},{"$f":"IF(ISERROR('MACRO OUTPUT'!AH38),0,IF('MACRO OUTPUT'!AH38=\"\",0,'MACRO OUTPUT'!AH38))","v":0},{"$f":"IF(ISERROR('MACRO OUTPUT'!AI38),0,IF('MACRO OUTPUT'!AI38=\"\",0,'MACRO OUTPUT'!AI38))","v":0},{"$f":"IF(ISERROR('MACRO OUTPUT'!AJ38),0,IF('MACRO OUTPUT'!AJ38=\"\",0,'MACRO OUTPUT'!AJ38))","v":0},23606.757560182741]
[null,null,null,"TOTAL COST",{"$f":"INDEX('Review Inputs'!$H$124:$AN$124,1,MATCH('Results Table'!E7,'Review Inputs'!$H$123:$AN$123,0))","v":{"$error":"#N/A"}},null,{"$f":"IF(ISERROR('MACRO OUTPUT'!F39),0,IF('MACRO OUTPUT'!F39=\"\",0,'MACRO OUTPUT'!F39))","v":0},{"$f":"IF(ISERROR('MACRO OUTPUT'!G39),0,IF('MACRO OUTPUT'!G39=\"\",0,'MACRO OUTPUT'!G39))","v":0},{"$f":"IF(ISERROR('MACRO OUTPUT'!H39),0,IF('MACRO OUTPUT'!H39=\"\",0,'MACRO OUTPUT'!H39))","v":0},{"$f":"IF(ISERROR('MACRO OUTPUT'!I39),0,IF('MACRO OUTPUT'!I39=\"\",0,'MACRO OUTPUT'!I39))","v":0},{"$f":"IF(ISERROR('MACRO OUTPUT'!J39),0,IF('MACRO OUTPUT'!J39=\"\",0,'MACRO OUTPUT'!J39))","v":0},{"$f":"IF(ISERROR('MACRO OUTPUT'!K39),0,IF('MACRO OUTPUT'!K39=\"\",0,'MACRO OUTPUT'!K39))","v":0},{"$f":"IF(ISERROR('MACRO OUTPUT'!L39),0,IF('MACRO OUTPUT'!L39=\"\",0,'MACRO OUTPUT'!L39))","v":0},{"$f":"IF(ISERROR('MACRO OUTPUT'!M39),0,IF('MACRO OUTPUT'!M39=\"\",0,'MACRO OUTPUT'!M39))","v":0},{"$f":"IF(ISERROR('MACRO OUTPUT'!N39),0,IF('MACRO OUTPUT'!N39=\"\",0,'MACRO OUTPUT'!N39))","v":0},{"$f":"IF(ISERROR('MACRO OUTPUT'!O39),0,IF('MACRO OUTPUT'!O39=\"\",0,'MACRO OUTPUT'!O39))","v":0},{"$f":"IF(ISERROR('MACRO OUTPUT'!P39),0,IF('MACRO OUTPUT'!P39=\"\",0,'MACRO OUTPUT'!P39))","v":0},{"$f":"IF(ISERROR('MACRO OUTPUT'!Q39),0,IF('MACRO OUTPUT'!Q39=\"\",0,'MACRO OUTPUT'!Q39))","v":0},{"$f":"IF(ISERROR('MACRO OUTPUT'!R39),0,IF('MACRO OUTPUT'!R39=\"\",0,'MACRO OUTPUT'!R39))","v":0},{"$f":"IF(ISERROR('MACRO OUTPUT'!S39),0,IF('MACRO OUTPUT'!S39=\"\",0,'MACRO OUTPUT'!S39))","v":0},{"$f":"IF(ISERROR('MACRO OUTPUT'!T39),0,IF('MACRO OUTPUT'!T39=\"\",0,'MACRO OUTPUT'!T39))","v":0},{"$f":"IF(ISERROR('MACRO OUTPUT'!U39),0,IF('MACRO OUTPUT'!U39=\"\",0,'MACRO OUTPUT'!U39))","v":0},{"$f":"IF(ISERROR('MACRO OUTPUT'!V39),0,IF('MACRO OUTPUT'!V39=\"\",0,'MACRO OUTPUT'!V39))","v":0},{"$f":"IF(ISERROR('MACRO OUTPUT'!W39),0,IF('MACRO OUTPUT'!W39=\"\",0,'MACRO OUTPUT'!W39))","v":0},{"$f":"IF(ISERROR('MACRO OUTPUT'!X39),0,IF('MACRO OUTPUT'!X39=\"\",0,'MACRO OUTPUT'!X39))","v":0},{"$f":"IF(ISERROR('MACRO OUTPUT'!Y39),0,IF('MACRO OUTPUT'!Y39=\"\",0,'MACRO OUTPUT'!Y39))","v":0},{"$f":"IF(ISERROR('MACRO OUTPUT'!Z39),0,IF('MACRO OUTPUT'!Z39=\"\",0,'MACRO OUTPUT'!Z39))","v":0},{"$f":"IF(ISERROR('MACRO OUTPUT'!AA39),0,IF('MACRO OUTPUT'!AA39=\"\",0,'MACRO OUTPUT'!AA39))","v":0},{"$f":"IF(ISERROR('MACRO OUTPUT'!AB39),0,IF('MACRO OUTPUT'!AB39=\"\",0,'MACRO OUTPUT'!AB39))","v":0},{"$f":"IF(ISERROR('MACRO OUTPUT'!AC39),0,IF('MACRO OUTPUT'!AC39=\"\",0,'MACRO OUTPUT'!AC39))","v":0},{"$f":"IF(ISERROR('MACRO OUTPUT'!AD39),0,IF('MACRO OUTPUT'!AD39=\"\",0,'MACRO OUTPUT'!AD39))","v":0},{"$f":"IF(ISERROR('MACRO OUTPUT'!AE39),0,IF('MACRO OUTPUT'!AE39=\"\",0,'MACRO OUTPUT'!AE39))","v":0},{"$f":"IF(ISERROR('MACRO OUTPUT'!AF39),0,IF('MACRO OUTPUT'!AF39=\"\",0,'MACRO OUTPUT'!AF39))","v":0},{"$f":"IF(ISERROR('MACRO OUTPUT'!AG39),0,IF('MACRO OUTPUT'!AG39=\"\",0,'MACRO OUTPUT'!AG39))","v":0},{"$f":"IF(ISERROR('MACRO OUTPUT'!AH39),0,IF('MACRO OUTPUT'!AH39=\"\",0,'MACRO OUTPUT'!AH39))","v":0},{"$f":"IF(ISERROR('MACRO OUTPUT'!AI39),0,IF('MACRO OUTPUT'!AI39=\"\",0,'MACRO OUTPUT'!AI39))","v":0},{"$f":"IF(ISERROR('MACRO OUTPUT'!AJ39),0,IF('MACRO OUTPUT'!AJ39=\"\",0,'MACRO OUTPUT'!AJ39))","v":0},0]
[null,null,null,"NET BENEFIT",{"$f":"E39-E40","v":{"$error":"#N/A"}},null,{"$f":"G39-G40","v":555},557.22,559.44887999999992,561.68667551999999,563.93342222207991,591.37494813335582,620.15180427097641,{"$f":"N39-N40","v":650.32896904828362},681.97458278877207,715.16010158758468,749.96045866005102,786.4542335415963,824.72382952107591,864.85565970818027,906.94034215505496,951.07290447271885,997.35299840430798,1045.8851248396556,{"$f":"Y39-Y40","v":1096.7788697792896},1150.1491517806562,1206.1164814453123,1264.8072335330016,1326.3539323170592,1390.8955508254717,1458.5778246432922,1529.5535809849673,0,0,0,0,0,23606.757560182741]
[]
[null,null,null,"CUMULATIVE Benefit",null,null,"REFERENCE SCENARIO (Cumulative)"]
[null,null,null,null,null,null,{"$f":"G7","v":0},{"$f":"H7","v":1},2,3,4,5,6,7,8,9,10,11,12,13,14,15,16,17,18,19,20,21,22,23,24,25,26,27,28,29,30,"checksum",null,null,"Benefit Enabled"]
[null,"Economic",null,"Optimized Generator Operation",null,"Utility/Ratepayer",{"$f":"G8","v":0},{"$f":"G45+H8","v":0},{"$f":"H45+I8","v":0},0,0,{"$f":"IF(L$39=0,\"\",K45+L8)","v":0},0,0,0,0,0,0,0,0,0,0,0,0,0,0,0,0,0,0,0,0,"","","","","",{"$f":"AL8","v":0},"benefit1",null,{"$f":"OFFSET(INDIRECT(AM45),0,2)","v":0}]
[null,null,null,"Deferred Generation Capacity Investment",null,"Utility/Ratepayer",{"$f":"G9","v":0},{"$f":"G46+H9","v":0},0,0,0,{"$f":"IF(L$39=0,\"\",K46+L9)","v":0},0,0,0,0,0,0,0,0,0,0,0,0,0,0,0,0,0,0,0,0,"","","","","",{"$f":"AL9","v":0},"benefit2",null,{"$f":"OFFSET(INDIRECT(AM46),0,2)","v":0}]
[null,null,null,"Reduced Ancillary Services Cost",null,"Utility/Ratepayer",{"$f":"G10","v":0},{"$f":"G47+H10","v":0},0,0,0,{"$f":"IF(L$39=0,\"\",K47+L10)","v":0},0,0,0,0,0,0,0,0,0,0,0,0,0,0,0,0,0,0,0,0,"","","","","",0,"benefit3",null,0]
[null,null,null,"Reduced Congestion Costs",null,"Utility/Ratepayer",{"$f":"G11","v":0},{"$f":"G48+H11","v":0},0,0,0,{"$f":"IF(L$39=0,\"\",K48+L11)","v":0},0,0,0,0,0,0,0,0,0,0,0,0,0,0,0,0,0,0,0,0,"","","","","",0,"benefit4",null,0]
[null,null,null,"Improved Asset Utilization TOTAL",null,null,{"$f":"SUM(G45:G48)","v":0},{"$f":"SUM(H45:H48)","v":0},{"$f":"SUM(I45:I48)","v":0},0,0,0,0,0,0,0,0,0,0,0,0,0,0,0,0,0,0,0,0,0,0,0,0,0,0,0,0,0,null,null,1]
[null,null,"T&D Capital Savings ","Deferred Transmission Capacity Investments",null,"Utility/Ratepayer",{"$f":"G13","v":0},{"$f":"G50+H13","v":0},0,0,0,{"$f":"IF(L$39=0,\"\",K50+L13)","v":0},0,0,0,0,0,0,0,0,0,0,0,0,0,0,0,0,0,0,0,0,"","","","","",0,"benefit5",null,0]
[null,null,null,"Deferred Distribution Capacity Investments",null,"Utility/Ratepayer",{"$f":"G14","v":0},{"$f":"G51+H14","v":0},0,0,0,{"$f":"IF(L$39=0,\"\",K51+L14)","v":0},0,0,0,0,0,0,0,0,0,0,0,0,0,0,0,0,0,0,0,0,"","","","","",0,"benefit6",null,0]
[null,null,null,"Reduced Equipment Failures ",null,"Utility/Ratepayer",{"$f":"G15","v":0},{"$f":"G52+H15","v":0},0,0,0,{"$f":"IF(L$39=0,\"\",K52+L15)","v":0},0,0,0,0,0,0,0,0,0,0,0,0,0,0,0,0,0,0,0,0,"","","","","",0,"benefit7",null,0]
[null,null,null,"T&D Capital Savings TOTAL",null,null,{"$f":"SUM(G50:G52)","v":0},{"$f":"SUM(H50:H52)","v":0},{"$f":"SUM(I50:I52)","v":0},0,0,0,0,0,0,0,0,0,0,0,0,0,0,0,0,0,0,0,0,0,0,0,0,0,0,0,0,0,null,null,1]
[null,null,"T&D O&M Savings ","Reduced Distribution Equipment Maintenance Cost",null,"Utility/Ratepayer",{"$f":"G17","v":0},{"$f":"G54+H17","v":0},0,0,0,{"$f":"IF(L$39=0,\"\",K54+L17)","v":0},0,0,0,0,0,0,0,0,0,0,0,0,0,0,0,0,0,0,0,0,"","","","","",0,"benefit8",null,0]
[null,null,null,"Reduced Distribution Operations Cost",null,"Utility/Ratepayer",{"$f":"G18","v":0},{"$f":"G55+H18","v":0},0,0,0,{"$f":"IF(L$39=0,\"\",K55+L18)","v":0},0,0,0,0,0,0,0,0,0,0,0,0,0,0,0,0,0,0,0,0,"","","","","",0,"benefit9",null,0]
[null,null,null,"Reduced Meter Reading Cost",null,"Utility/Ratepayer",{"$f":"G19","v":0},{"$f":"G56+H19","v":0},0,0,0,{"$f":"IF(L$39=0,\"\",K56+L19)","v":0},0,0,0,0,0,0,0,0,0,0,0,0,0,0,0,0,0,0,0,0,"","","","","",0,"benefit10",null,0]
[null,null,null,"T&D O&M Savings TOTAL",null,null,{"$f":"SUM(G54:G56)","v":0},{"$f":"SUM(H54:H56)","v":0},{"$f":"SUM(I54:I56)","v":0},0,0,0,0,0,0,0,0,0,0,0,0,0,0,0,0,0,0,0,0,0,0,0,0,0,0,0,0,0,null,null,1]
[null,null,"Theft Reduction ","Reduced Electricity Theft",null,"Utility/Ratepayer",{"$f":"G21","v":0},{"$f":"G58+H21","v":0},0,0,0,{"$f":"IF(L$39=0,\"\",K58+L21)","v":0},0,0,0,0,0,0,0,0,0,0,0,0,0,0,0,0,0,0,0,0,"","","","","",0,"benefit11",null,0]
[null,null,"Energy Efficiency ","Reduced Electricity Losses",null,"Utility/Ratepayer",{"$f":"G22","v":0},{"$f":"G59+H22","v":0},0,0,0,{"$f":"IF(L$39=0,\"\",K59+L22)","v":0},0,0,0,0,0,0,0,0,0,0,0,0,0,0,0,0,0,0,0,0,"","","","","",0,"benefit12",null,0]
[null,null,"Electricity Cost Savings","Reduced Electricity Costs",null,"Customer ",{"$f":"G23","v":0},{"$f":"G60+H23","v":0},0,0,0,{"$f":"IF(L$39=0,\"\",K60+L23)","v":0},0,0,0,0,0,0,0,0,0,0,0,0,0,0,0,0,0,0,0,0,"","","","","",0,"benefit13",null,0]
[null,null,null,"ECONOMIC TOTAL",null,null,{"$f":"SUM(G49,G53,G57,G58,G59,G60)","v":0},{"$f":"SUM(H49,H53,H57,H58,H59,H60)","v":0},{"$f":"SUM(I49,I53,I57,I58,I59,I60)","v":0},0,0,0,0,0,0,0,0,0,0,0,0,0,0,0,0,0,0,0,0,0,0,0,0,0,0,0,0,0,null,null,1]
[null,"Reliability","Power Interruptions","Reduced Sustained Outages – Consumers",null,"Customers",{"$f":"G25","v":555},{"$f":"G62+H25","v":1112.22},1671.6688799999999,2233.3555555200001,2797.2889777420801,{"$f":"IF(L$39=0,\"\",K62+L25)","v":3388.6639258754358},4008.8157301464121,4659.1446991946959,5341.1192819834678,6056.2793835710527,6806.2398422311035,7592.6940757726998,8417.4179052937761,9282.2735650019567,10189.213907157011,11140.28681162973,12137.639810034038,13183.524934873692,14280.303804652982,15430.452956433637,16636.569437878949,17901.376671411948,19227.730603729007,20618.62615455448,22077.203979197773,23606.757560182741,"","","","","",23606.757560182741,"benefit14",null,0]
[null,null,null,"Reduced Major Outages – Consumers",null,"Customers",{"$f":"G26","v":0},{"$f":"G63+H26","v":0},0,0,0,{"$f":"IF(L$39=0,\"\",K63+L26)","v":0},0,0,0,0,0,0,0,0,0,0,0,0,0,0,0,0,0,0,0,0,"","","","","",0,"benefit15",null,0]
[null,null,null,"Reduced Restoration Costs ",null,"Utility/Ratepayer",{"$f":"G27","v":0},{"$f":"G64+H27","v":0},0,0,0,{"$f":"IF(L$39=0,\"\",K64+L27)","v":0},0,0,0,0,0,0,0,0,0,0,0,0,0,0,0,0,0,0,0,0,"","","","","",0,"benefit16",null,0]
[null,null,null,"Power Interruptions TOTAL",null,null,{"$f":"SUM(G62:G64)","v":555},{"$f":"SUM(H62:H64)","v":1112.22},{"$f":"SUM(I62:I64)","v":1671.6688799999999},2233.3555555200001,2797.2889777420801,3388.6639258754358,4008.8157301464121,4659.1446991946959,5341.1192819834678,6056.2793835710527,6806.2398422311035,7592.6940757726998,8417.4179052937761,9282.2735650019567,10189.213907157011,11140.28681162973,12137.639810034038,13183.524934873692,14280.303804652982,15430.452956433637,16636.569437878949,17901.376671411948,19227.730603729007,20618.62615455448,22077.203979197773,23606.757560182741,0,0,0,0,0,23606.757560182741,null,null,1]
[null,null,"Power Quality","Reduced Momentary Outages",null,"Customers",{"$f":"G29","v":0},{"$f":"G66+H29","v":0},0,0,0,{"$f":"IF(L$39=0,\"\",K66+L29)","v":0},0,0,0,0,0,0,0,0,0,0,0,0,0,0,0,0,0,0,0,0,"","","","","",0,"benefit17",null,0]
[null,null,null,"Reduced Sags and Swells",null,"Customers",{"$f":"G30","v":0},{"$f":"G67+H30","v":0},0,0,0,{"$f":"IF(L$39=0,\"\",K67+L30)","v":0},0,0,0,0,0,0,0,0,0,0,0,0,0,0,0,0,0,0,0,0,"","","","","",0,"benefit18",null,0]
[null,null,null,"Power Quality TOTAL",null,null,{"$f":"SUM(G66:G67)","v":0},{"$f":"SUM(H66:H67)","v":0},{"$f":"SUM(I66:I67)","v":0},0,0,0,0,0,0,0,0,0,0,0,0,0,0,0,0,0,0,0,0,0,0,0,0,0,0,0,0,0,null,null,1]
[null,null,null,"RELIABILITY TOTAL",null,null,{"$f":"SUM(G65,G68)","v":555},{"$f":"SUM(H65,H68)","v":1112.22},{"$f":"SUM(I65,I68)","v":1671.6688799999999},2233.3555555200001,2797.2889777420801,3388.6639258754358,4008.8157301464121,4659.1446991946959,5341.1192819834678,6056.2793835710527,6806.2398422311035,7592.6940757726998,8417.4179052937761,9282.2735650019567,10189.213907157011,11140.28681162973,12137.639810034038,13183.524934873692,14280.303804652982,15430.452956433637,16636.569437878949,17901.376671411948,19227.730603729007,20618.62615455448,22077.203979197773,23606.757560182741,0,0,0,0,0,23606.757560182741,null,null,1]
[null,"Environmental","Air Emissions ","Reduced CO2 Emissions",null,"Society",{"$f":"G33","v":0},{"$f":"G70+H33","v":0},0,0,0,{"$f":"IF(L$39=0,\"\",K70+L33)","v":0},0,0,0,0,0,0,0,0,0,0,0,0,0,0,0,0,0,0,0,0,"","","","","",0,"benefit19",null,{"$f":"OFFSET(INDIRECT(AM70),0,2)","v":0}]
[null,null,null,"Reduced SOx, NOx, and PM-10 Emissions",null,"Society",{"$f":"G34","v":0},{"$f":"G71+H34","v":0},0,0,0,{"$f":"IF(L$39=0,\"\",K71+L34)","v":0},0,0,0,0,0,0,0,0,0,0,0,0,0,0,0,0,0,0,0,0,"","","","","",0,"benefit20",null,{"$f":"OFFSET(INDIRECT(AM71),0,2)","v":0}]
[null,null,null,"ENVIRONMENTAL TOTAL",null,null,{"$f":"SUM(G70:G71)","v":0},{"$f":"SUM(H70:H71)","v":0},{"$f":"SUM(I70:I71)","v":0},0,0,0,0,0,0,0,0,0,0,0,0,0,0,0,0,0,0,0,0,0,0,0,0,0,0,0,0,0,null,null,1]
[null,"Security","Energy Security ","Reduced Oil Usage",null,"Society",{"$f":"G36","v":0},{"$f":"G73+H36","v":0},0,0,0,{"$f":"IF(L$39=0,\"\",K73+L36)","v":0},0,0,0,0,0,0,0,0,0,0,0,0,0,0,0,0,0,0,0,0,"","","","","",0,"benefit21",null,{"$f":"OFFSET(INDIRECT(AM73),0,2)","v":0}]
[null,null,null,"Reduced Widescale Blackouts",null,"Society",{"$f":"G37","v":0},{"$f":"G74+H37","v":0},0,0,0,{"$f":"IF(L$39=0,\"\",K74+L37)","v":0},0,0,0,0,0,0,0,0,0,0,0,0,0,0,0,0,0,0,0,0,"","","","","",0,"benefit22",null,{"$f":"OFFSET(INDIRECT(AM74),0,2)","v":0}]
[null,null,null,"SECURITY TOTAL",null,null,{"$f":"SUM(G74)","v":0},{"$f":"SUM(H74)","v":0},{"$f":"SUM(I74)","v":0},0,0,0,0,0,0,0,0,0,0,0,0,0,0,0,0,0,0,0,0,0,0,0,0,0,0,0,0,0]
[null,null,null,"GROSS BENEFITS TOTAL",null,null,{"$f":"SUM(G61,G69,G72,G75)","v":555},{"$f":"SUM(H61,H69,H72,H75)","v":1112.22},{"$f":"SUM(I61,I69,I72,I75)","v":1671.6688799999999},2233.3555555200001,2797.2889777420801,3388.6639258754358,4008.8157301464121,4659.1446991946959,5341.1192819834678,6056.2793835710527,6806.2398422311035,7592.6940757726998,8417.4179052937761,9282.2735650019567,10189.213907157011,11140.28681162973,12137.639810034038,13183.524934873692,14280.303804652982,15430.452956433637,16636.569437878949,17901.376671411948,19227.730603729007,20618.62615455448,22077.203979197773,23606.757560182741,0,0,0,0,0,23606.757560182741]
[null,null,null,"TOTAL COST",null,null,{"$f":"G40","v":0},{"$f":"G77+H40","v":0},0,0,0,{"$f":"IF(L$39=0,\"\",K77+L40)","v":0},0,0,0,0,0,0,0,0,0,0,0,0,0,0,0,0,0,0,0,0,"","","","","",0]
[null,null,null,"NET BENEFIT",null,null,{"$f":"IF(ISERROR(G76-G77),\"\",G76-G77)","v":555},{"$f":"IF(ISERROR(H76-H77),\"\",H76-H77)","v":1112.22},1671.6688799999999,2233.3555555200001,2797.2889777420801,3388.6639258754358,4008.8157301464121,4659.1446991946959,5341.1192819834678,6056.2793835710527,6806.2398422311035,7592.6940757726998,8417.4179052937761,9282.2735650019567,10189.213907157011,11140.28681162973,12137.639810034038,13183.524934873692,14280.303804652982,15430.452956433637,16636.569437878949,17901.376671411948,19227.730603729007,20618.62615455448,22077.203979197773,23606.757560182741,"","","","","",23606.757560182741]

{"sheet":"Result Charts","index":37,"n_rows":46,"n_cols":12,"rows_kept":46,"cut":false,"hidden":true,"merged":[[1,1,1,8]]}
[null,"Reference Case Output: Cumulative Benefits by Category and Sub-Category"]
[null,"The pie charts below show the proportional breakdown of cumulative gross benefits, economic benefits, and reliability benefits by category and sub-category. The tables to the left of each chart displays the data that each chart summarizes. All dollar values are expressed in nominal dollars."]
[]
[null,null,null,null,null,null,null,null,null,null,{"$f":"\"Cumulative Gross Benefits \"&proj_start_yr &\" - 2040\"","v":"Cumulative Gross Benefits  - 2040"}]
[null,null,null,null,null,null,null,null,null,null,"Economic",{"$f":"'Results Table'!AL24","v":0}]
[null,null,null,null,null,null,null,null,null,null,"Reliability",{"$f":"'Results Table'!AL32","v":23606.757560182741}]
[null,null,null,null,null,null,null,null,null,null,"Environmental",{"$f":"'Results Table'!AL35","v":0}]
[null,null,null,null,null,null,null,null,null,null,"Security",{"$f":"'Results Table'!AL38","v":0}]
[null,null,null,null,null,null,null,null,null,null,"Total",{"$f":"'Results Table'!AL39","v":23606.757560182741}]
[]
[]
[]
[]
[]
[]
[]
[]
[]
[]
[]
[]
[null,null,null,null,null,null,null,null,null,null,{"$f":"\"Cumulative Economic Benefits \"&proj_start_yr &\" - 2040\"","v":"Cumulative Economic Benefits  - 2040"}]
[null,null,null,null,null,null,null,null,null,null,"Improved Asset Utilization",{"$f":"'Results Table'!AL12","v":0}]
[null,null,null,null,null,null,null,null,null,null,"T&D Capital Savings",{"$f":"'Results Table'!AL16","v":0}]
[null,null,null,null,null,null,null,null,null,null,"T&D O&M Savings",{"$f":"'Results Table'!AL20","v":0}]
[null,null,null,null,null,null,null,null,null,null,"Reduced Electricity Theft",{"$f":"'Results Table'!AL21","v":0}]
[null,null,null,null,null,null,null,null,null,null,"Reduced Electricity Losses",{"$f":"'Results Table'!AL22","v":0}]
[null,null,null,null,null,null,null,null,null,null,"Reduced Electricity Costs",{"$f":"'Results Table'!AL23","v":0}]
[null,null,null,null,null,null,null,null,null,null,"Total",{"$f":"'Results Table'!AL24","v":0}]
[]
[]
[]
[]
[]
[]
[]
[]
[]
[]
[null,null,null,null,null,null,null,null,null,null,{"$f":"\"Cumulative Reliability Benefits \"&proj_start_yr &\" - 2040\"","v":"Cumulative Reliability Benefits  - 2040"}]
[null,null,null,null,null,null,null,null,null,null,"Reduced Sustained Outages",{"$f":"'Results Table'!AL25","v":23606.757560182741}]
[null,null,null,null,null,null,null,null,null,null,"Reduced Major Outages",{"$f":"'Results Table'!AL26","v":0}]
[null,null,null,null,null,null,null,null,null,null,"Reduced Restoration Cost",{"$f":"'Results Table'!AL27","v":0}]
[null,null,null,null,null,null,null,null,null,null,"Reduced Momentary Outages",{"$f":"'Results Table'!AL29","v":0}]
[null,null,null,null,null,null,null,null,null,null,"Reduced Sags and Swells",{"$f":"'Results Table'!AL30","v":0}]
[null,null,null,null,null,null,null,null,null,null,"Total",{"$f":"'Results Table'!AL32","v":23606.757560182741}]

{"sheet":"Net Present Value Analysis","index":38,"n_rows":13,"n_cols":37,"rows_kept":13,"cut":false,"hidden":true,"merged":[[1,1,1,5]]}
[null,"Reference Case Output: Present Value Cost and Benefit Analysis"]
[null,"The table and graphs below summarize the present value of costs, benefits, and the net present value of the project. These results are displayed on an annual basis as well as on a cumulative basis."]
[null,null,null,{"$f":"E3*(1+discount_rate)","v":1},{"$f":"F3*(1+discount_rate)","v":1},1,{"$f":"F3*(1-discount_rate)","v":1},1,1,1,1,1,1,1,1,1,1,1,1,1,1,1,1,1,1,1,1,1,1,1,1,1,1,1,1,1]
[null,null,null,null,null,"Start Year of the Project"]
[null,null,"Total",{"$f":"'Review Inputs'!H123","v":-2},{"$f":"'Review Inputs'!I123","v":-1},{"$f":"'Review Inputs'!J123","v":0},{"$f":"'Review Inputs'!K123","v":1},{"$f":"'Review Inputs'!L123","v":2},{"$f":"'Review Inputs'!M123","v":3},{"$f":"'Review Inputs'!N123","v":4},{"$f":"'Review Inputs'!O123","v":5},{"$f":"'Review Inputs'!P123","v":6},{"$f":"'Review Inputs'!Q123","v":7},{"$f":"'Review Inputs'!R123","v":8},{"$f":"'Review Inputs'!S123","v":9},{"$f":"'Review Inputs'!T123","v":10},{"$f":"'Review Inputs'!U123","v":11},{"$f":"'Review Inputs'!V123","v":12},{"$f":"'Review Inputs'!W123","v":13},{"$f":"'Review Inputs'!X123","v":14},{"$f":"'Review Inputs'!Y123","v":15},{"$f":"'Review Inputs'!Z123","v":16},{"$f":"'Review Inputs'!AA123","v":17},{"$f":"'Review Inputs'!AB123","v":18},{"$f":"'Review Inputs'!AC123","v":19},{"$f":"'Review Inputs'!AD123","v":20},{"$f":"'Review Inputs'!AE123","v":21},{"$f":"'Review Inputs'!AF123","v":22},{"$f":"'Review Inputs'!AG123","v":23},{"$f":"'Review Inputs'!AH123","v":24},{"$f":"'Review Inputs'!AI123","v":25},{"$f":"'Review Inputs'!AJ123","v":26},{"$f":"'Review Inputs'!AK123","v":27},{"$f":"'Review Inputs'!AL123","v":28},{"$f":"'Review Inputs'!AM123","v":29},{"$f":"'Review Inputs'!AN123","v":30},"END"]
[null,"Annual Cost",{"$f":"SUM(D6:AJ6)","v":{"$error":"#DIV/0!"}},{"$f":"'Review Inputs'!H124*-1","v":0},{"$f":"'Review Inputs'!I124*-1","v":0},{"$f":"'Review Inputs'!J124*-1","v":{"$error":"#DIV/0!"}},{"$f":"'Review Inputs'!K124*-1","v":0},{"$f":"'Review Inputs'!L124*-1","v":0},{"$f":"'Review Inputs'!M124*-1","v":0},{"$f":"'Review Inputs'!N124*-1","v":0},{"$f":"'Review Inputs'!O124*-1","v":0},{"$f":"'Review Inputs'!P124*-1","v":0},{"$f":"'Review Inputs'!Q124*-1","v":0},{"$f":"'Review Inputs'!R124*-1","v":0},{"$f":"'Review Inputs'!S124*-1","v":0},{"$f":"'Review Inputs'!T124*-1","v":0},{"$f":"'Review Inputs'!U124*-1","v":0},{"$f":"'Review Inputs'!V124*-1","v":0},{"$f":"'Review Inputs'!W124*-1","v":0},{"$f":"'Review Inputs'!X124*-1","v":0},{"$f":"'Review Inputs'!Y124*-1","v":0},{"$f":"'Review Inputs'!Z124*-1","v":0},{"$f":"'Review Inputs'!AA124*-1","v":0},{"$f":"'Review Inputs'!AB124*-1","v":0},{"$f":"'Review Inputs'!AC124*-1","v":0},{"$f":"'Review Inputs'!AD124*-1","v":0},{"$f":"'Review Inputs'!AE124*-1","v":0},{"$f":"'Review Inputs'!AF124*-1","v":0},{"$f":"'Review Inputs'!AG124*-1","v":0},{"$f":"'Review Inputs'!AH124*-1","v":0},{"$f":"'Review Inputs'!AI124*-1","v":0},{"$f":"'Review Inputs'!AJ124*-1","v":0},{"$f":"'Review Inputs'!AK124*-1","v":0},{"$f":"'Review Inputs'!AL124*-1","v":0},{"$f":"'Review Inputs'!AM124*-1","v":0},{"$f":"'Review Inputs'!AN124*-1","v":0}]
[null,"Annual Benefit",{"$f":"SUM(D7:AJ7)","v":23606.757560182741},0,0,{"$f":"'Results Table'!G39","v":555},{"$f":"'Results Table'!H39","v":557.22},{"$f":"'Results Table'!I39","v":559.44887999999992},{"$f":"'Results Table'!J39","v":561.68667551999999},{"$f":"'Results Table'!K39","v":563.93342222207991},{"$f":"'Results Table'!L39","v":591.37494813335582},{"$f":"'Results Table'!M39","v":620.15180427097641},{"$f":"'Results Table'!N39","v":650.32896904828362},{"$f":"'Results Table'!O39","v":681.97458278877207},{"$f":"'Results Table'!P39","v":715.16010158758468},{"$f":"'Results Table'!Q39","v":749.96045866005102},{"$f":"'Results Table'!R39","v":786.4542335415963},{"$f":"'Results Table'!S39","v":824.72382952107591},{"$f":"'Results Table'!T39","v":864.85565970818027},{"$f":"'Results Table'!U39","v":906.94034215505496},{"$f":"'Results Table'!V39","v":951.07290447271885},{"$f":"'Results Table'!W39","v":997.35299840430798},{"$f":"'Results Table'!X39","v":1045.8851248396556},{"$f":"'Results Table'!Y39","v":1096.7788697792896},{"$f":"'Results Table'!Z39","v":1150.1491517806562},{"$f":"'Results Table'!AA39","v":1206.1164814453123},{"$f":"'Results Table'!AB39","v":1264.8072335330016},{"$f":"'Results Table'!AC39","v":1326.3539323170592},{"$f":"'Results Table'!AD39","v":1390.8955508254717},{"$f":"'Results Table'!AE39","v":1458.5778246432922},{"$f":"'Results Table'!AF39","v":1529.5535809849673},{"$f":"'Results Table'!AG39","v":0},{"$f":"'Results Table'!AH39","v":0},{"$f":"'Results Table'!AI39","v":0},{"$f":"'Results Table'!AJ39","v":0},{"$f":"'Results Table'!AK39","v":0}]
[null,"Annual Present Value (PV) Cost",{"$f":"SUM(D8:AJ8)","v":{"$error":"#DIV/0!"}},{"$f":"D6*D3","v":0},{"$f":"E6*E3","v":0},{"$error":"#DIV/0!"},0,0,0,0,0,0,0,0,0,0,0,0,0,0,0,0,0,0,0,0,0,0,0,0,0,0,{"$f":"AG6*AG3","v":0},0,0,0]
[null,"Annual PV Benefit",{"$f":"SUM(D9:AJ9)","v":23606.757560182741},{"$f":"D7*D3","v":0},0,555,557.22,559.44887999999992,561.68667551999999,563.93342222207991,591.37494813335582,620.15180427097641,650.32896904828362,681.97458278877207,715.16010158758468,749.96045866005102,786.4542335415963,824.72382952107591,864.85565970818027,906.94034215505496,951.07290447271885,997.35299840430798,1045.8851248396556,1096.7788697792896,1150.1491517806562,1206.1164814453123,1264.8072335330016,1326.3539323170592,1390.8955508254717,1458.5778246432922,1529.5535809849673,0,0,0,0,0]
[null,"Annual PV of Net Benefit",{"$f":"SUM(D10:AJ10)","v":{"$error":"#DIV/0!"}},{"$f":"D9+D8","v":0},0,{"$error":"#DIV/0!"},557.22,559.44887999999992,561.68667551999999,563.93342222207991,591.37494813335582,620.15180427097641,650.32896904828362,681.97458278877207,715.16010158758468,749.96045866005102,786.4542335415963,824.72382952107591,864.85565970818027,906.94034215505496,951.07290447271885,997.35299840430798,1045.8851248396556,1096.7788697792896,1150.1491517806562,1206.1164814453123,1264.8072335330016,1326.3539323170592,1390.8955508254717,1458.5778246432922,1529.5535809849673,0,0,0,0,0]
[null,"Cumulative PV Cost",null,{"$f":"D8","v":0},{"$f":"IF(E8=0,0,D11+E8)","v":0},{"$error":"#DIV/0!"},0,0,0,0,0,0,0,0,0,0,0,0,0,0,0,0,0,0,0,0,0,0,0,0,0,0,0,0,0,0]
[null,"Cumulative PV Benefit",null,{"$f":"D9","v":0},{"$f":"IF(E9=0,0,D12+E9)","v":0},{"$f":"IF(F9=0,0,E12+F9)","v":555},1112.22,1671.6688799999999,2233.3555555200001,2797.2889777420801,3388.6639258754358,4008.8157301464121,4659.1446991946959,5341.1192819834678,6056.2793835710527,6806.2398422311035,7592.6940757726998,8417.4179052937761,9282.2735650019567,10189.213907157011,11140.28681162973,12137.639810034038,13183.524934873692,14280.303804652982,15430.452956433637,16636.569437878949,17901.376671411948,19227.730603729007,20618.62615455448,22077.203979197773,23606.757560182741,0,0,0,0,0]
[null,"Cumulative PV of Net Benefit",null,{"$f":"D10","v":0},{"$f":"IF(E10=0,0,D13+E10)","v":0},{"$f":"IF(F10=0,0,E13+F10)","v":{"$error":"#DIV/0!"}},{"$error":"#DIV/0!"},{"$error":"#DIV/0!"},{"$error":"#DIV/0!"},{"$error":"#DIV/0!"},{"$error":"#DIV/0!"},{"$error":"#DIV/0!"},{"$error":"#DIV/0!"},{"$error":"#DIV/0!"},{"$error":"#DIV/0!"},{"$error":"#DIV/0!"},{"$error":"#DIV/0!"},{"$error":"#DIV/0!"},{"$error":"#DIV/0!"},{"$error":"#DIV/0!"},{"$error":"#DIV/0!"},{"$error":"#DIV/0!"},{"$error":"#DIV/0!"},{"$error":"#DIV/0!"},{"$error":"#DIV/0!"},{"$error":"#DIV/0!"},{"$error":"#DIV/0!"},{"$error":"#DIV/0!"},{"$error":"#DIV/0!"},{"$error":"#DIV/0!"},{"$error":"#DIV/0!"},0,0,0,0,0]

{"sheet":"Sensitivity Charts","index":39,"n_rows":85,"n_cols":45,"rows_kept":85,"cut":false,"hidden":true,"merged":[[1,0,1,3]]}
["Sensitivity Case Output: Annual and Cumulative Sensitivity Bar Charts",null,null,null,null,null,null,null,null,null,null,null,null,null,null,null,null,"These charts reference the tables in AP through AS, which in turn reference the macro output",null,null,null,null,null,null,null,null,null,null,null,null,null,null,null,null,null,null,null,null,null,null,null,"These tables reference the MACRO OUTPUT sheet"]
["The bar charts below display the results of the sensitivity analysis on the project benefits (gross benefits). The red dotted line represents the total project benefit in the reference scenario. The blue bars depict the range of values that the total project benefit can take given the sensitivity ranges of the parameters within a benefit category, benefit sub-category, or individual benefit. The annual result charts are on the left and the cumulative result charts are on the right. To view a specific year for the annual result charts toggle the green select year cell below. The top set of charts display results by benefit category, the middle set of charts display results by sub-benefit category, and the last set of charts display results by individual benefit.",null,null,null,null,null,null,null,null,null,null,null,null,null,null,null,null,"Annual",null,null,null,null,null,null,null,null,null,null,"Cumulative"]
["Annual Sensitivity Results",null,null,null,null,null,null,null,"Cumulative Sensitivity Results",null,null,null,null,null,null,null,null,"Year:",null,null,null,null,null,null,null,null,null,null,null,null,null,null,null,null,null,null,null,null,null,null,null,"Annual Results Table"]
[null,null,null,null,null,null,null,null,null,null,null,null,null,null,null,null,null,{"$f":"B5","v":2019},null,null,null,null,null,null,null,null,null,null,null,null,null,null,null,null,null,null,null,null,null,null,null,"Year:"]
["Select Year:",2019,null,null,null,null,null,null,null,null,null,null,null,null,null,null,null,null,"Low","Medium","High","Reference Benefit","Below Ref","Above Ref","Total Reference Case","Below Reference","Above Ref Total",null,null,"Low","Medium","High","Reference Benefit","Below Ref","Above Ref","Total Reference Case","Below Reference","Above Ref Total",null,null,null,{"$f":"R4","v":2019},"Low","Medium","High"]
[null,null,null,null,null,null,null,null,null,null,null,null,null,null,null,null,null,"ECONOMIC TOTAL",{"$f":"AQ22","v":{"$error":"#N/A"}},{"$f":"AR22","v":{"$error":"#N/A"}},{"$f":"AS22","v":{"$error":"#N/A"}},{"$f":"T6","v":{"$error":"#N/A"}},{"$f":"IF(ISERROR(MIN(S6:U6)-V6),0,MIN(S6:U6)-V6)","v":0},{"$f":"IF(ISERROR(MAX(S6:U6)-V6),0,MAX(S6:U6)-V6)","v":0},{"$f":"$V$10","v":{"$error":"#N/A"}},{"$f":"W6+Y6","v":{"$error":"#N/A"}},{"$f":"MAX(S6:U6)-MIN(S6:U6)","v":{"$error":"#N/A"}},null,"ECONOMIC TOTAL",{"$f":"AQ58","v":39983844.008911252},{"$f":"AR58","v":0},{"$f":"AS58","v":54095788.95323287},{"$f":"AE6","v":0},{"$f":"MIN(AD6:AF6)-AG6","v":0},{"$f":"MAX(AD6:AF6)-AG6","v":54095788.95323287},{"$f":"$AG$10","v":23606.757560182741},{"$f":"AH6+AJ6","v":23606.757560182741},{"$f":"MAX(AD6:AF6)-MIN(AD6:AF6)","v":54095788.95323287},null,null,null,"Optimized Generator Operation",{"$f":"INDEX('MACRO OUTPUT'!F57:AK57,1,MATCH($B$5,'MACRO OUTPUT'!F$56:AK$56,0))","v":{"$error":"#N/A"}},{"$f":"INDEX('MACRO OUTPUT'!F7:AK7,1,MATCH($B$5,'MACRO OUTPUT'!$F$6:$AK$6,0))","v":{"$error":"#N/A"}},{"$f":"INDEX('MACRO OUTPUT'!F107:AK107,1,MATCH($B$5,'MACRO OUTPUT'!$F$106:$AK$106,0))","v":{"$error":"#N/A"}}]
[null,null,null,null,null,null,null,null,null,null,null,null,null,null,null,null,null,"RELIABILITY TOTAL",{"$f":"AQ30","v":{"$error":"#N/A"}},{"$f":"AR30","v":{"$error":"#N/A"}},{"$f":"AS30","v":{"$error":"#N/A"}},{"$f":"T7","v":{"$error":"#N/A"}},{"$f":"IF(ISERROR(MIN(S7:U7)-V7),0,MIN(S7:U7)-V7)","v":0},{"$f":"IF(ISERROR(MAX(S7:U7)-V7),0,MAX(S7:U7)-V7)","v":0},{"$f":"$V$10","v":{"$error":"#N/A"}},{"$f":"W7+Y7","v":{"$error":"#N/A"}},{"$f":"MAX(S7:U7)-MIN(S7:U7)","v":{"$error":"#N/A"}},null,"RELIABILITY TOTAL",{"$f":"AQ66","v":156210947.77989614},{"$f":"AR66","v":23606.757560182741},{"$f":"AS66","v":523392055.14390302},{"$f":"AE7","v":23606.757560182741},{"$f":"MIN(AD7:AF7)-AG7","v":0},{"$f":"MAX(AD7:AF7)-AG7","v":523368448.38634282},{"$f":"$AG$10","v":23606.757560182741},{"$f":"AH7+AJ7","v":23606.757560182741},{"$f":"MAX(AD7:AF7)-MIN(AD7:AF7)","v":523368448.38634282},null,null,null,"Deferred Generation Capacity Investment",{"$f":"INDEX('MACRO OUTPUT'!F58:AK58,1,MATCH($B$5,'MACRO OUTPUT'!F$56:AK$56,0))","v":{"$error":"#N/A"}},{"$f":"INDEX('MACRO OUTPUT'!F8:AK8,1,MATCH($B$5,'MACRO OUTPUT'!$F$6:$AK$6,0))","v":{"$error":"#N/A"}},{"$f":"INDEX('MACRO OUTPUT'!F108:AK108,1,MATCH($B$5,'MACRO OUTPUT'!$F$106:$AK$106,0))","v":{"$error":"#N/A"}}]
[null,null,null,null,null,null,null,null,null,null,null,null,null,null,null,null,null,"ENVIRONMENTAL TOTAL",{"$f":"AQ33","v":{"$error":"#N/A"}},{"$f":"AR33","v":{"$error":"#N/A"}},{"$f":"AS33","v":{"$error":"#N/A"}},{"$f":"T8","v":{"$error":"#N/A"}},{"$f":"IF(ISERROR(MIN(S8:U8)-V8),0,MIN(S8:U8)-V8)","v":0},{"$f":"IF(ISERROR(MAX(S8:U8)-V8),0,MAX(S8:U8)-V8)","v":0},{"$f":"$V$10","v":{"$error":"#N/A"}},{"$f":"W8+Y8","v":{"$error":"#N/A"}},{"$f":"MAX(S8:U8)-MIN(S8:U8)","v":{"$error":"#N/A"}},null,"ENVIRONMENTAL TOTAL",{"$f":"AQ69","v":0},{"$f":"AR69","v":0},{"$f":"AS69","v":0},{"$f":"AE8","v":0},{"$f":"MIN(AD8:AF8)-AG8","v":0},{"$f":"MAX(AD8:AF8)-AG8","v":0},{"$f":"$AG$10","v":23606.757560182741},{"$f":"AH8+AJ8","v":23606.757560182741},{"$f":"MAX(AD8:AF8)-MIN(AD8:AF8)","v":0},null,null,null,"Reduced Ancillary Services Cost",{"$f":"INDEX('MACRO OUTPUT'!F59:AK59,1,MATCH($B$5,'MACRO OUTPUT'!F$56:AK$56,0))","v":{"$error":"#N/A"}},{"$f":"INDEX('MACRO OUTPUT'!F9:AK9,1,MATCH($B$5,'MACRO OUTPUT'!$F$6:$AK$6,0))","v":{"$error":"#N/A"}},{"$f":"INDEX('MACRO OUTPUT'!F109:AK109,1,MATCH($B$5,'MACRO OUTPUT'!$F$106:$AK$106,0))","v":{"$error":"#N/A"}}]
[null,null,null,null,null,null,null,null,null,null,null,null,null,null,null,null,null,"SECURITY TOTAL",{"$f":"AQ36","v":{"$error":"#N/A"}},{"$error":"#N/A"},{"$error":"#N/A"},{"$f":"T9","v":{"$error":"#N/A"}},{"$f":"IF(ISERROR(MIN(S9:U9)-V9),0,MIN(S9:U9)-V9)","v":0},{"$f":"IF(ISERROR(MAX(S9:U9)-V9),0,MAX(S9:U9)-V9)","v":0},{"$f":"$V$10","v":{"$error":"#N/A"}},{"$f":"W9+Y9","v":{"$error":"#N/A"}},{"$f":"MAX(S9:U9)-MIN(S9:U9)","v":{"$error":"#N/A"}},null,"SECURITY TOTAL",{"$f":"AQ72","v":0},0,0,{"$f":"AE9","v":0},{"$f":"MIN(AD9:AF9)-AG9","v":0},{"$f":"MAX(AD9:AF9)-AG9","v":0},{"$f":"$AG$10","v":23606.757560182741},{"$f":"AH9+AJ9","v":23606.757560182741},{"$f":"MAX(AD9:AF9)-MIN(AD9:AF9)","v":0},null,null,null,"Reduced Congestion Costs",{"$f":"INDEX('MACRO OUTPUT'!F60:AK60,1,MATCH($B$5,'MACRO OUTPUT'!F$56:AK$56,0))","v":{"$error":"#N/A"}},{"$f":"INDEX('MACRO OUTPUT'!F10:AK10,1,MATCH($B$5,'MACRO OUTPUT'!$F$6:$AK$6,0))","v":{"$error":"#N/A"}},{"$f":"INDEX('MACRO OUTPUT'!F110:AK110,1,MATCH($B$5,'MACRO OUTPUT'!$F$106:$AK$106,0))","v":{"$error":"#N/A"}}]
[null,null,null,null,null,null,null,null,null,null,null,null,null,null,null,null,null,"GROSS BENEFITS TOTAL",{"$error":"#N/A"},{"$error":"#N/A"},{"$error":"#N/A"},{"$f":"T10","v":{"$error":"#N/A"}},{"$f":"IF(ISERROR(MIN(S10:U10)-V10),0,MIN(S10:U10)-V10)","v":0},{"$f":"IF(ISERROR(MAX(S10:U10)-V10),0,MAX(S10:U10)-V10)","v":0},{"$f":"$V$10","v":{"$error":"#N/A"}},{"$f":"W10+Y10","v":{"$error":"#N/A"}},{"$f":"MAX(S10:U10)-MIN(S10:U10)","v":{"$error":"#N/A"}},null,"GROSS BENEFITS TOTAL",196194791.78880739,23606.757560182741,577487844.0971359,{"$f":"AE10","v":23606.757560182741},{"$f":"MIN(AD10:AF10)-AG10","v":0},{"$f":"MAX(AD10:AF10)-AG10","v":577464237.33957577},{"$f":"$AG$10","v":23606.757560182741},{"$f":"AH10+AJ10","v":23606.757560182741},{"$f":"MAX(AD10:AF10)-MIN(AD10:AF10)","v":577464237.33957577},null,null,null,"Improved Asset Utilization TOTAL",{"$f":"INDEX('MACRO OUTPUT'!F61:AK61,1,MATCH($B$5,'MACRO OUTPUT'!F$56:AK$56,0))","v":{"$error":"#N/A"}},{"$f":"INDEX('MACRO OUTPUT'!F11:AK11,1,MATCH($B$5,'MACRO OUTPUT'!$F$6:$AK$6,0))","v":{"$error":"#N/A"}},{"$f":"INDEX('MACRO OUTPUT'!F111:AK111,1,MATCH($B$5,'MACRO OUTPUT'!$F$106:$AK$106,0))","v":{"$error":"#N/A"}}]
[null,null,null,null,null,null,null,null,null,null,null,null,null,null,null,null,null,null,null,null,null,null,null,null,null,null,null,null,null,null,null,null,null,null,null,null,null,null,null,null,null,"Deferred Transmission Capacity Investments",{"$f":"INDEX('MACRO OUTPUT'!F62:AK62,1,MATCH($B$5,'MACRO OUTPUT'!F$56:AK$56,0))","v":{"$error":"#N/A"}},{"$f":"INDEX('MACRO OUTPUT'!F12:AK12,1,MATCH($B$5,'MACRO OUTPUT'!$F$6:$AK$6,0))","v":{"$error":"#N/A"}},{"$f":"INDEX('MACRO OUTPUT'!F112:AK112,1,MATCH($B$5,'MACRO OUTPUT'!$F$106:$AK$106,0))","v":{"$error":"#N/A"}}]
[null,null,null,null,null,null,null,null,null,null,null,null,null,null,null,null,null,"Benefit sub-category",null,null,null,null,null,null,null,null,null,null,null,null,null,null,null,null,null,null,null,null,null,null,null,"Deferred Distribution Capacity Investments",{"$f":"INDEX('MACRO OUTPUT'!F63:AK63,1,MATCH($B$5,'MACRO OUTPUT'!F$56:AK$56,0))","v":{"$error":"#N/A"}},{"$f":"INDEX('MACRO OUTPUT'!F13:AK13,1,MATCH($B$5,'MACRO OUTPUT'!$F$6:$AK$6,0))","v":{"$error":"#N/A"}},{"$f":"INDEX('MACRO OUTPUT'!F113:AK113,1,MATCH($B$5,'MACRO OUTPUT'!$F$106:$AK$106,0))","v":{"$error":"#N/A"}}]
[null,null,null,null,null,null,null,null,null,null,null,null,null,null,null,null,null,"Improved Asset Utilization TOTAL",{"$f":"AQ10","v":{"$error":"#N/A"}},{"$f":"AR10","v":{"$error":"#N/A"}},{"$f":"AS10","v":{"$error":"#N/A"}},{"$f":"T13","v":{"$error":"#N/A"}},{"$f":"IF(ISERROR(MIN(S13:U13)-V13),0,MIN(S13:U13)-V13)","v":0},{"$f":"IF(ISERROR(MAX(S13:U13)-V13),0,MAX(S13:U13)-V13)","v":0},{"$f":"$V$10","v":{"$error":"#N/A"}},{"$f":"W13+Y13","v":{"$error":"#N/A"}},{"$f":"MAX(S13:U13)-MIN(S13:U13)","v":{"$error":"#N/A"}},null,"Improved Asset Utilization TOTAL",{"$f":"AQ46","v":0},{"$f":"AR46","v":0},{"$f":"AS46","v":0},{"$f":"AE13","v":0},{"$f":"MIN(AD13:AF13)-AG13","v":0},{"$f":"MAX(AD13:AF13)-AG13","v":0},{"$f":"$AG$10","v":23606.757560182741},{"$f":"AH13+AJ13","v":23606.757560182741},{"$f":"MAX(AD13:AF13)-MIN(AD13:AF13)","v":0},null,null,null,"Reduced Equipment Failures ",{"$f":"INDEX('MACRO OUTPUT'!F64:AK64,1,MATCH($B$5,'MACRO OUTPUT'!F$56:AK$56,0))","v":{"$error":"#N/A"}},{"$f":"INDEX('MACRO OUTPUT'!F14:AK14,1,MATCH($B$5,'MACRO OUTPUT'!$F$6:$AK$6,0))","v":{"$error":"#N/A"}},{"$f":"INDEX('MACRO OUTPUT'!F114:AK114,1,MATCH($B$5,'MACRO OUTPUT'!$F$106:$AK$106,0))","v":{"$error":"#N/A"}}]
[null,null,null,null,null,null,null,null,null,null,null,null,null,null,null,null,null,"T&D Capital Savings TOTAL",{"$f":"AQ14","v":{"$error":"#N/A"}},{"$f":"AR14","v":{"$error":"#N/A"}},{"$f":"AS14","v":{"$error":"#N/A"}},{"$error":"#N/A"},0,0,{"$error":"#N/A"},{"$error":"#N/A"},{"$error":"#N/A"},null,"T&D Capital Savings TOTAL",{"$f":"AQ50","v":0},{"$f":"AR50","v":0},{"$f":"AS50","v":0},0,0,0,23606.757560182741,23606.757560182741,0,null,null,null,"T&D Capital Savings TOTAL",{"$f":"INDEX('MACRO OUTPUT'!F65:AK65,1,MATCH($B$5,'MACRO OUTPUT'!F$56:AK$56,0))","v":{"$error":"#N/A"}},{"$f":"INDEX('MACRO OUTPUT'!F15:AK15,1,MATCH($B$5,'MACRO OUTPUT'!$F$6:$AK$6,0))","v":{"$error":"#N/A"}},{"$f":"INDEX('MACRO OUTPUT'!F115:AK115,1,MATCH($B$5,'MACRO OUTPUT'!$F$106:$AK$106,0))","v":{"$error":"#N/A"}}]
[null,null,null,null,null,null,null,null,null,null,null,null,null,null,null,null,null,"T&D O&M Savings TOTAL",{"$f":"AQ18","v":{"$error":"#N/A"}},{"$error":"#N/A"},{"$error":"#N/A"},{"$error":"#N/A"},0,0,{"$error":"#N/A"},{"$error":"#N/A"},{"$error":"#N/A"},null,"T&D O&M Savings TOTAL",{"$f":"AQ54","v":10150130.713129941},0,13732529.788352273,0,0,13732529.788352273,23606.757560182741,23606.757560182741,13732529.788352273,null,null,null,"Reduced Distribution Equipment Maintenance Cost",{"$f":"INDEX('MACRO OUTPUT'!F66:AK66,1,MATCH($B$5,'MACRO OUTPUT'!F$56:AK$56,0))","v":{"$error":"#N/A"}},{"$f":"INDEX('MACRO OUTPUT'!F16:AK16,1,MATCH($B$5,'MACRO OUTPUT'!$F$6:$AK$6,0))","v":{"$error":"#N/A"}},{"$f":"INDEX('MACRO OUTPUT'!F116:AK116,1,MATCH($B$5,'MACRO OUTPUT'!$F$106:$AK$106,0))","v":{"$error":"#N/A"}}]
[null,null,null,null,null,null,null,null,null,null,null,null,null,null,null,null,null,"Theft Reduction",{"$error":"#N/A"},{"$error":"#N/A"},{"$error":"#N/A"},{"$error":"#N/A"},0,0,{"$error":"#N/A"},{"$error":"#N/A"},{"$error":"#N/A"},null,"Theft Reduction",0,0,0,0,0,0,23606.757560182741,23606.757560182741,0,null,null,null,"Reduced Distribution Operations Cost",{"$f":"INDEX('MACRO OUTPUT'!F67:AK67,1,MATCH($B$5,'MACRO OUTPUT'!F$56:AK$56,0))","v":{"$error":"#N/A"}},{"$f":"INDEX('MACRO OUTPUT'!F17:AK17,1,MATCH($B$5,'MACRO OUTPUT'!$F$6:$AK$6,0))","v":{"$error":"#N/A"}},{"$f":"INDEX('MACRO OUTPUT'!F117:AK117,1,MATCH($B$5,'MACRO OUTPUT'!$F$106:$AK$106,0))","v":{"$error":"#N/A"}}]
[null,null,null,null,null,null,null,null,null,null,null,null,null,null,null,null,null,"Energy Efficiency",{"$error":"#N/A"},{"$error":"#N/A"},{"$error":"#N/A"},{"$error":"#N/A"},0,0,{"$error":"#N/A"},{"$error":"#N/A"},{"$error":"#N/A"},null,"Energy Efficiency",0,0,0,0,0,{"$f":"MAX(AD17:AF17)-AG17","v":0},23606.757560182741,23606.757560182741,0,null,null,null,"Reduced meter reading cost",{"$f":"INDEX('MACRO OUTPUT'!F68:AK68,1,MATCH($B$5,'MACRO OUTPUT'!F$56:AK$56,0))","v":{"$error":"#N/A"}},{"$f":"INDEX('MACRO OUTPUT'!F18:AK18,1,MATCH($B$5,'MACRO OUTPUT'!$F$6:$AK$6,0))","v":{"$error":"#N/A"}},{"$f":"INDEX('MACRO OUTPUT'!F118:AK118,1,MATCH($B$5,'MACRO OUTPUT'!$F$106:$AK$106,0))","v":{"$error":"#N/A"}}]
[null,null,null,null,null,null,null,null,null,null,null,null,null,null,null,null,null,"Electricity Cost Savings",{"$error":"#N/A"},{"$error":"#N/A"},{"$error":"#N/A"},{"$error":"#N/A"},0,0,{"$error":"#N/A"},{"$error":"#N/A"},{"$error":"#N/A"},null,"Electricity Cost Savings",29833713.295781303,0,40363259.164880589,0,0,40363259.164880589,23606.757560182741,23606.757560182741,40363259.164880589,null,null,null,"T&D O&M Savings TOTAL",{"$f":"INDEX('MACRO OUTPUT'!F69:AK69,1,MATCH($B$5,'MACRO OUTPUT'!F$56:AK$56,0))","v":{"$error":"#N/A"}},{"$f":"INDEX('MACRO OUTPUT'!F19:AK19,1,MATCH($B$5,'MACRO OUTPUT'!$F$6:$AK$6,0))","v":{"$error":"#N/A"}},{"$f":"INDEX('MACRO OUTPUT'!F119:AK119,1,MATCH($B$5,'MACRO OUTPUT'!$F$106:$AK$106,0))","v":{"$error":"#N/A"}}]
[null,null,null,null,null,null,null,null,null,null,null,null,null,null,null,null,null,"Power Interruptions TOTAL",{"$f":"AQ26","v":{"$error":"#N/A"}},{"$f":"AR26","v":{"$error":"#N/A"}},{"$f":"AS26","v":{"$error":"#N/A"}},{"$error":"#N/A"},0,0,{"$error":"#N/A"},{"$f":"W19+Y19","v":{"$error":"#N/A"}},{"$f":"MAX(S19:U19)-MIN(S19:U19)","v":{"$error":"#N/A"}},null,"Power Interruptions TOTAL",{"$f":"AQ62","v":156210947.77989614},{"$f":"AR62","v":23606.757560182741},{"$f":"AS62","v":523392055.14390302},23606.757560182741,0,{"$f":"MAX(AD19:AF19)-AG19","v":523368448.38634282},23606.757560182741,{"$f":"AH19+AJ19","v":23606.757560182741},{"$f":"MAX(AD19:AF19)-MIN(AD19:AF19)","v":523368448.38634282},null,null,null,"Reduced Electricity Theft",{"$f":"INDEX('MACRO OUTPUT'!F70:AK70,1,MATCH($B$5,'MACRO OUTPUT'!F$56:AK$56,0))","v":{"$error":"#N/A"}},{"$f":"INDEX('MACRO OUTPUT'!F20:AK20,1,MATCH($B$5,'MACRO OUTPUT'!$F$6:$AK$6,0))","v":{"$error":"#N/A"}},{"$f":"INDEX('MACRO OUTPUT'!F120:AK120,1,MATCH($B$5,'MACRO OUTPUT'!$F$106:$AK$106,0))","v":{"$error":"#N/A"}}]
[null,null,null,null,null,null,null,null,null,null,null,null,null,null,null,null,null,"Power Quality TOTAL",{"$f":"AQ29","v":{"$error":"#N/A"}},{"$f":"AR29","v":{"$error":"#N/A"}},{"$f":"AS29","v":{"$error":"#N/A"}},{"$error":"#N/A"},0,0,{"$error":"#N/A"},{"$f":"W20+Y20","v":{"$error":"#N/A"}},{"$f":"MAX(S20:U20)-MIN(S20:U20)","v":{"$error":"#N/A"}},null,"Power Quality TOTAL",{"$f":"AQ65","v":0},{"$f":"AR65","v":0},{"$f":"AS65","v":0},0,0,{"$f":"MAX(AD20:AF20)-AG20","v":0},23606.757560182741,{"$f":"AH20+AJ20","v":23606.757560182741},{"$f":"MAX(AD20:AF20)-MIN(AD20:AF20)","v":0},null,null,null,"Reduced Electricity Losses",{"$f":"INDEX('MACRO OUTPUT'!F71:AK71,1,MATCH($B$5,'MACRO OUTPUT'!F$56:AK$56,0))","v":{"$error":"#N/A"}},{"$f":"INDEX('MACRO OUTPUT'!F21:AK21,1,MATCH($B$5,'MACRO OUTPUT'!$F$6:$AK$6,0))","v":{"$error":"#N/A"}},{"$f":"INDEX('MACRO OUTPUT'!F121:AK121,1,MATCH($B$5,'MACRO OUTPUT'!$F$106:$AK$106,0))","v":{"$error":"#N/A"}}]
[null,null,null,null,null,null,null,null,null,null,null,null,null,null,null,null,null,"ENVIRONMENTAL TOTAL",{"$f":"AQ33","v":{"$error":"#N/A"}},{"$f":"AR33","v":{"$error":"#N/A"}},{"$f":"AS33","v":{"$error":"#N/A"}},{"$error":"#N/A"},0,0,{"$error":"#N/A"},{"$f":"W21+Y21","v":{"$error":"#N/A"}},{"$f":"MAX(S21:U21)-MIN(S21:U21)","v":{"$error":"#N/A"}},null,"ENVIRONMENTAL TOTAL",{"$f":"AQ69","v":0},{"$f":"AR69","v":0},{"$f":"AS69","v":0},0,0,{"$f":"MAX(AD21:AF21)-AG21","v":0},23606.757560182741,{"$f":"AH21+AJ21","v":23606.757560182741},{"$f":"MAX(AD21:AF21)-MIN(AD21:AF21)","v":0},null,null,null,"Reduced Electricity Costs",{"$f":"INDEX('MACRO OUTPUT'!F72:AK72,1,MATCH($B$5,'MACRO OUTPUT'!F$56:AK$56,0))","v":{"$error":"#N/A"}},{"$f":"INDEX('MACRO OUTPUT'!F22:AK22,1,MATCH($B$5,'MACRO OUTPUT'!$F$6:$AK$6,0))","v":{"$error":"#N/A"}},{"$f":"INDEX('MACRO OUTPUT'!F122:AK122,1,MATCH($B$5,'MACRO OUTPUT'!$F$106:$AK$106,0))","v":{"$error":"#N/A"}}]
[null,null,null,null,null,null,null,null,null,null,null,null,null,null,null,null,null,"SECURITY TOTAL",{"$f":"AQ36","v":{"$error":"#N/A"}},{"$f":"AR36","v":{"$error":"#N/A"}},{"$f":"AS36","v":{"$error":"#N/A"}},{"$error":"#N/A"},0,0,{"$error":"#N/A"},{"$f":"W22+Y22","v":{"$error":"#N/A"}},{"$f":"MAX(S22:U22)-MIN(S22:U22)","v":{"$error":"#N/A"}},null,"SECURITY TOTAL",{"$f":"AQ72","v":0},{"$f":"AR72","v":0},{"$f":"AS72","v":0},0,0,{"$f":"MAX(AD22:AF22)-AG22","v":0},23606.757560182741,{"$f":"AH22+AJ22","v":23606.757560182741},{"$f":"MAX(AD22:AF22)-MIN(AD22:AF22)","v":0},null,null,null,"ECONOMIC TOTAL",{"$f":"INDEX('MACRO OUTPUT'!F73:AK73,1,MATCH($B$5,'MACRO OUTPUT'!F$56:AK$56,0))","v":{"$error":"#N/A"}},{"$f":"INDEX('MACRO OUTPUT'!F23:AK23,1,MATCH($B$5,'MACRO OUTPUT'!$F$6:$AK$6,0))","v":{"$error":"#N/A"}},{"$f":"INDEX('MACRO OUTPUT'!F123:AK123,1,MATCH($B$5,'MACRO OUTPUT'!$F$106:$AK$106,0))","v":{"$error":"#N/A"}}]
[null,null,null,null,null,null,null,null,null,null,null,null,null,null,null,null,null,null,null,null,null,null,null,null,null,null,null,null,null,null,null,null,null,null,null,null,null,null,null,null,null,"Reduced Sustained Outages – Consumers",{"$f":"INDEX('MACRO OUTPUT'!F74:AK74,1,MATCH($B$5,'MACRO OUTPUT'!F$56:AK$56,0))","v":{"$error":"#N/A"}},{"$f":"INDEX('MACRO OUTPUT'!F24:AK24,1,MATCH($B$5,'MACRO OUTPUT'!$F$6:$AK$6,0))","v":{"$error":"#N/A"}},{"$f":"INDEX('MACRO OUTPUT'!F124:AK124,1,MATCH($B$5,'MACRO OUTPUT'!$F$106:$AK$106,0))","v":{"$error":"#N/A"}}]
[null,null,null,null,null,null,null,null,null,null,null,null,null,null,null,null,null,null,null,null,null,null,null,null,null,null,null,null,null,null,null,null,null,null,null,null,null,null,null,null,null,"Reduced Major Outages – Consumers",{"$f":"INDEX('MACRO OUTPUT'!F75:AK75,1,MATCH($B$5,'MACRO OUTPUT'!F$56:AK$56,0))","v":{"$error":"#N/A"}},{"$f":"INDEX('MACRO OUTPUT'!F25:AK25,1,MATCH($B$5,'MACRO OUTPUT'!$F$6:$AK$6,0))","v":{"$error":"#N/A"}},{"$f":"INDEX('MACRO OUTPUT'!F125:AK125,1,MATCH($B$5,'MACRO OUTPUT'!$F$106:$AK$106,0))","v":{"$error":"#N/A"}}]
[null,null,null,null,null,null,null,null,null,null,null,null,null,null,null,null,null,"Benefits",null,null,null,null,null,null,null,null,null,null,"Benefits categories",null,null,null,null,null,null,null,null,null,null,null,null,"Reduced Restoration Costs ",{"$f":"INDEX('MACRO OUTPUT'!F76:AK76,1,MATCH($B$5,'MACRO OUTPUT'!F$56:AK$56,0))","v":{"$error":"#N/A"}},{"$f":"INDEX('MACRO OUTPUT'!F26:AK26,1,MATCH($B$5,'MACRO OUTPUT'!$F$6:$AK$6,0))","v":{"$error":"#N/A"}},{"$f":"INDEX('MACRO OUTPUT'!F126:AK126,1,MATCH($B$5,'MACRO OUTPUT'!$F$106:$AK$106,0))","v":{"$error":"#N/A"}}]
[null,null,null,null,null,null,null,null,null,null,null,null,null,null,null,null,null,"Optimized Generator Operation",{"$f":"AQ6","v":{"$error":"#N/A"}},{"$error":"#N/A"},{"$error":"#N/A"},{"$f":"T26","v":{"$error":"#N/A"}},{"$f":"IF(ISERROR(MIN(S26:U26)-V26),0,MIN(S26:U26)-V26)","v":0},{"$f":"IF(ISERROR(MAX(S26:U26)-V26),0,MAX(S26:U26)-V26)","v":0},{"$f":"$V$10","v":{"$error":"#N/A"}},{"$f":"W26+Y26","v":{"$error":"#N/A"}},{"$f":"MAX(S26:U26)-MIN(S26:U26)","v":{"$error":"#N/A"}},null,"Optimized Generator Operation",{"$f":"AQ42","v":0},0,0,{"$f":"AE26","v":0},{"$f":"MIN(AD26:AF26)-AG26","v":0},{"$f":"MAX(AD26:AF26)-AG26","v":0},{"$f":"$AG$10","v":23606.757560182741},{"$f":"AH26+AJ26","v":23606.757560182741},{"$f":"MAX(AD26:AF26)-MIN(AD26:AF26)","v":0},null,null,null,"Power Interruptions TOTAL",{"$f":"INDEX('MACRO OUTPUT'!F77:AK77,1,MATCH($B$5,'MACRO OUTPUT'!F$56:AK$56,0))","v":{"$error":"#N/A"}},{"$f":"INDEX('MACRO OUTPUT'!F27:AK27,1,MATCH($B$5,'MACRO OUTPUT'!$F$6:$AK$6,0))","v":{"$error":"#N/A"}},{"$f":"INDEX('MACRO OUTPUT'!F127:AK127,1,MATCH($B$5,'MACRO OUTPUT'!$F$106:$AK$106,0))","v":{"$error":"#N/A"}}]
[null,null,null,null,null,null,null,null,null,null,null,null,null,null,null,null,null,"Reduced Generation Capacity Investments",{"$error":"#N/A"},{"$error":"#N/A"},{"$error":"#N/A"},{"$f":"T27","v":{"$error":"#N/A"}},{"$f":"IF(ISERROR(MIN(S27:U27)-V27),0,MIN(S27:U27)-V27)","v":0},{"$f":"IF(ISERROR(MAX(S27:U27)-V27),0,MAX(S27:U27)-V27)","v":0},{"$error":"#N/A"},{"$error":"#N/A"},{"$error":"#N/A"},null,"Deferred Generation Capacity Investment",0,0,0,{"$f":"AE27","v":0},0,0,{"$f":"$AG$10","v":23606.757560182741},23606.757560182741,0,null,null,null,"Reduced Momentary Outages",{"$f":"INDEX('MACRO OUTPUT'!F78:AK78,1,MATCH($B$5,'MACRO OUTPUT'!F$56:AK$56,0))","v":{"$error":"#N/A"}},{"$f":"INDEX('MACRO OUTPUT'!F28:AK28,1,MATCH($B$5,'MACRO OUTPUT'!$F$6:$AK$6,0))","v":{"$error":"#N/A"}},{"$f":"INDEX('MACRO OUTPUT'!F128:AK128,1,MATCH($B$5,'MACRO OUTPUT'!$F$106:$AK$106,0))","v":{"$error":"#N/A"}}]
[null,null,null,null,null,null,null,null,null,null,null,null,null,null,null,null,null,"Reduced Ancillary Services Cost",{"$error":"#N/A"},{"$error":"#N/A"},{"$error":"#N/A"},{"$error":"#N/A"},0,0,{"$error":"#N/A"},{"$error":"#N/A"},{"$error":"#N/A"},null,"Reduced Ancillary Services Cost",0,0,0,0,0,0,23606.757560182741,23606.757560182741,0,null,null,null,"Reduced Sags and Swells",{"$f":"INDEX('MACRO OUTPUT'!F79:AK79,1,MATCH($B$5,'MACRO OUTPUT'!F$56:AK$56,0))","v":{"$error":"#N/A"}},{"$f":"INDEX('MACRO OUTPUT'!F29:AK29,1,MATCH($B$5,'MACRO OUTPUT'!$F$6:$AK$6,0))","v":{"$error":"#N/A"}},{"$f":"INDEX('MACRO OUTPUT'!F129:AK129,1,MATCH($B$5,'MACRO OUTPUT'!$F$106:$AK$106,0))","v":{"$error":"#N/A"}}]
[null,null,null,null,null,null,null,null,null,null,null,null,null,null,null,null,null,"Reduced Congestion Costs",{"$error":"#N/A"},{"$error":"#N/A"},{"$error":"#N/A"},{"$error":"#N/A"},0,0,{"$error":"#N/A"},{"$error":"#N/A"},{"$error":"#N/A"},null,"Reduced Congestion Costs",0,0,0,0,0,0,23606.757560182741,23606.757560182741,0,null,null,null,"Power Quality TOTAL",{"$f":"INDEX('MACRO OUTPUT'!F80:AK80,1,MATCH($B$5,'MACRO OUTPUT'!F$56:AK$56,0))","v":{"$error":"#N/A"}},{"$f":"INDEX('MACRO OUTPUT'!F30:AK30,1,MATCH($B$5,'MACRO OUTPUT'!$F$6:$AK$6,0))","v":{"$error":"#N/A"}},{"$f":"INDEX('MACRO OUTPUT'!F130:AK130,1,MATCH($B$5,'MACRO OUTPUT'!$F$106:$AK$106,0))","v":{"$error":"#N/A"}}]
[null,null,null,null,null,null,null,null,null,null,null,null,null,null,null,null,null,"Deferred Transmission Capacity Investments",{"$f":"AQ11","v":{"$error":"#N/A"}},{"$error":"#N/A"},{"$error":"#N/A"},{"$error":"#N/A"},0,0,{"$error":"#N/A"},{"$error":"#N/A"},{"$error":"#N/A"},null,"Deferred Transmission Capacity Investments",{"$f":"AQ47","v":0},0,0,0,0,0,23606.757560182741,23606.757560182741,0,null,null,null,"RELIABILITY TOTAL",{"$f":"INDEX('MACRO OUTPUT'!F81:AK81,1,MATCH($B$5,'MACRO OUTPUT'!F$56:AK$56,0))","v":{"$error":"#N/A"}},{"$f":"INDEX('MACRO OUTPUT'!F31:AK31,1,MATCH($B$5,'MACRO OUTPUT'!$F$6:$AK$6,0))","v":{"$error":"#N/A"}},{"$f":"INDEX('MACRO OUTPUT'!F131:AK131,1,MATCH($B$5,'MACRO OUTPUT'!$F$106:$AK$106,0))","v":{"$error":"#N/A"}}]
[null,null,null,null,null,null,null,null,null,null,null,null,null,null,null,null,null,"Deferred Distribution Capacity Investments",{"$error":"#N/A"},{"$error":"#N/A"},{"$error":"#N/A"},{"$error":"#N/A"},0,0,{"$error":"#N/A"},{"$error":"#N/A"},{"$error":"#N/A"},null,"Deferred Distribution Capacity Investments",0,0,0,0,0,0,23606.757560182741,23606.757560182741,0,null,null,null,"Reduced CO2 Emissions",{"$f":"INDEX('MACRO OUTPUT'!F82:AK82,1,MATCH($B$5,'MACRO OUTPUT'!F$56:AK$56,0))","v":{"$error":"#N/A"}},{"$f":"INDEX('MACRO OUTPUT'!F32:AK32,1,MATCH($B$5,'MACRO OUTPUT'!$F$6:$AK$6,0))","v":{"$error":"#N/A"}},{"$f":"INDEX('MACRO OUTPUT'!F132:AK132,1,MATCH($B$5,'MACRO OUTPUT'!$F$106:$AK$106,0))","v":{"$error":"#N/A"}}]
[null,null,null,null,null,null,null,null,null,null,null,null,null,null,null,null,null,"Reduced Equipment Failures ",{"$error":"#N/A"},{"$error":"#N/A"},{"$error":"#N/A"},{"$error":"#N/A"},0,0,{"$error":"#N/A"},{"$error":"#N/A"},{"$error":"#N/A"},null,"Reduced Equipment Failures ",0,0,0,0,0,0,23606.757560182741,23606.757560182741,0,null,null,null,"Reduced SOx, NOx, and PM-10 Emissions",{"$f":"INDEX('MACRO OUTPUT'!F83:AK83,1,MATCH($B$5,'MACRO OUTPUT'!F$56:AK$56,0))","v":{"$error":"#N/A"}},{"$f":"INDEX('MACRO OUTPUT'!F33:AK33,1,MATCH($B$5,'MACRO OUTPUT'!$F$6:$AK$6,0))","v":{"$error":"#N/A"}},{"$f":"INDEX('MACRO OUTPUT'!F133:AK133,1,MATCH($B$5,'MACRO OUTPUT'!$F$106:$AK$106,0))","v":{"$error":"#N/A"}}]
[null,null,null,null,null,null,null,null,null,null,null,null,null,null,null,null,null,"Reduced Distribution Equipment Maintenance Cost",{"$f":"AQ15","v":{"$error":"#N/A"}},{"$error":"#N/A"},{"$error":"#N/A"},{"$error":"#N/A"},0,0,{"$error":"#N/A"},{"$error":"#N/A"},{"$error":"#N/A"},null,"Reduced Distribution Equipment Maintenance Cost",{"$f":"AQ51","v":0},0,0,0,0,0,23606.757560182741,23606.757560182741,0,null,null,null,"ENVIRONMENTAL TOTAL",{"$f":"INDEX('MACRO OUTPUT'!F84:AK84,1,MATCH($B$5,'MACRO OUTPUT'!F$56:AK$56,0))","v":{"$error":"#N/A"}},{"$f":"INDEX('MACRO OUTPUT'!F34:AK34,1,MATCH($B$5,'MACRO OUTPUT'!$F$6:$AK$6,0))","v":{"$error":"#N/A"}},{"$f":"INDEX('MACRO OUTPUT'!F134:AK134,1,MATCH($B$5,'MACRO OUTPUT'!$F$106:$AK$106,0))","v":{"$error":"#N/A"}}]
[null,null,null,null,null,null,null,null,null,null,null,null,null,null,null,null,null,"Reduced Distribution Operations Cost",{"$error":"#N/A"},{"$error":"#N/A"},{"$error":"#N/A"},{"$error":"#N/A"},0,0,{"$error":"#N/A"},{"$error":"#N/A"},{"$error":"#N/A"},null,"Reduced Distribution Operations Cost",0,0,0,0,0,0,23606.757560182741,23606.757560182741,0,null,null,null,"Reduced Oil Usage",{"$f":"INDEX('MACRO OUTPUT'!F85:AK85,1,MATCH($B$5,'MACRO OUTPUT'!F$56:AK$56,0))","v":{"$error":"#N/A"}},{"$f":"INDEX('MACRO OUTPUT'!F35:AK35,1,MATCH($B$5,'MACRO OUTPUT'!$F$6:$AK$6,0))","v":{"$error":"#N/A"}},{"$f":"INDEX('MACRO OUTPUT'!F135:AK135,1,MATCH($B$5,'MACRO OUTPUT'!$F$106:$AK$106,0))","v":{"$error":"#N/A"}}]
[null,null,null,null,null,null,null,null,null,null,null,null,null,null,null,null,null,"Reduced Meter Reading Cost",{"$error":"#N/A"},{"$error":"#N/A"},{"$error":"#N/A"},{"$error":"#N/A"},0,0,{"$error":"#N/A"},{"$error":"#N/A"},{"$error":"#N/A"},null,"Reduced Meter Reading Costs",10150130.713129941,0,13732529.788352273,0,{"$f":"MIN(AD35:AF35)-AG35","v":0},13732529.788352273,23606.757560182741,23606.757560182741,13732529.788352273,null,null,null,"Reduced Wide-scale Blackouts",{"$f":"INDEX('MACRO OUTPUT'!F86:AK86,1,MATCH($B$5,'MACRO OUTPUT'!F$56:AK$56,0))","v":{"$error":"#N/A"}},{"$f":"INDEX('MACRO OUTPUT'!F36:AK36,1,MATCH($B$5,'MACRO OUTPUT'!$F$6:$AK$6,0))","v":{"$error":"#N/A"}},{"$f":"INDEX('MACRO OUTPUT'!F136:AK136,1,MATCH($B$5,'MACRO OUTPUT'!$F$106:$AK$106,0))","v":{"$error":"#N/A"}}]
[null,null,null,null,null,null,null,null,null,null,null,null,null,null,null,null,null,"Reduced Electricity Theft",{"$f":"AQ19","v":{"$error":"#N/A"}},{"$error":"#N/A"},{"$error":"#N/A"},{"$error":"#N/A"},0,0,{"$error":"#N/A"},{"$error":"#N/A"},{"$error":"#N/A"},null,"Reduced Electricity Theft",{"$f":"AQ55","v":0},0,0,0,0,0,23606.757560182741,23606.757560182741,0,null,null,null,"SECURITY TOTAL",{"$f":"INDEX('MACRO OUTPUT'!F87:AK87,1,MATCH($B$5,'MACRO OUTPUT'!F$56:AK$56,0))","v":{"$error":"#N/A"}},{"$f":"INDEX('MACRO OUTPUT'!F37:AK37,1,MATCH($B$5,'MACRO OUTPUT'!$F$6:$AK$6,0))","v":{"$error":"#N/A"}},{"$f":"INDEX('MACRO OUTPUT'!F137:AK137,1,MATCH($B$5,'MACRO OUTPUT'!$F$106:$AK$106,0))","v":{"$error":"#N/A"}}]
[null,null,null,null,null,null,null,null,null,null,null,null,null,null,null,null,null,"Reduced Electricity Losses",{"$error":"#N/A"},{"$error":"#N/A"},{"$error":"#N/A"},{"$error":"#N/A"},0,0,{"$error":"#N/A"},{"$error":"#N/A"},{"$error":"#N/A"},null,"Reduced Electricity Losses",0,0,0,0,0,0,23606.757560182741,23606.757560182741,0,null,null,null,"GROSS BENEFITS TOTAL",{"$f":"INDEX('MACRO OUTPUT'!F88:AK88,1,MATCH($B$5,'MACRO OUTPUT'!F$56:AK$56,0))","v":{"$error":"#N/A"}},{"$f":"INDEX('MACRO OUTPUT'!F38:AK38,1,MATCH($B$5,'MACRO OUTPUT'!$F$6:$AK$6,0))","v":{"$error":"#N/A"}},{"$f":"INDEX('MACRO OUTPUT'!F138:AK138,1,MATCH($B$5,'MACRO OUTPUT'!$F$106:$AK$106,0))","v":{"$error":"#N/A"}}]
[null,null,null,null,null,null,null,null,null,null,null,null,null,null,null,null,null,"Reduced Electricity Costs",{"$error":"#N/A"},{"$error":"#N/A"},{"$error":"#N/A"},{"$error":"#N/A"},0,0,{"$error":"#N/A"},{"$error":"#N/A"},{"$error":"#N/A"},null,"Reduced Electricity Costs",29833713.295781303,0,40363259.164880589,0,0,40363259.164880589,23606.757560182741,23606.757560182741,40363259.164880589]
[null,null,null,null,null,null,null,null,null,null,null,null,null,null,null,null,null,"Reduced Sustained Outages – Consumers",{"$f":"AQ23","v":{"$error":"#N/A"}},{"$error":"#N/A"},{"$error":"#N/A"},{"$error":"#N/A"},0,0,{"$error":"#N/A"},{"$error":"#N/A"},{"$error":"#N/A"},null,"Reduced Sustained Outages – Consumers",{"$f":"AQ59","v":156210947.77989614},23606.757560182741,523392055.14390302,23606.757560182741,0,523368448.38634282,23606.757560182741,23606.757560182741,523368448.38634282]
[null,null,null,null,null,null,null,null,null,null,null,null,null,null,null,null,null,"Reduced Major Outages – Consumers",{"$error":"#N/A"},{"$error":"#N/A"},{"$error":"#N/A"},{"$error":"#N/A"},0,0,{"$error":"#N/A"},{"$error":"#N/A"},{"$error":"#N/A"},null,"Reduced Major Outages – Consumers",0,0,0,0,0,0,23606.757560182741,23606.757560182741,0,null,null,null,"Cumulative Results Table"]
[null,null,null,null,null,null,null,null,null,null,null,null,null,null,null,null,null,"Reduced Restoration Costs ",{"$error":"#N/A"},{"$error":"#N/A"},{"$error":"#N/A"},{"$error":"#N/A"},0,0,{"$error":"#N/A"},{"$error":"#N/A"},{"$error":"#N/A"},null,"Reduced Restoration Costs ",0,0,0,0,0,0,23606.757560182741,23606.757560182741,0,null,null,null,"2009-2030","Low","Medium","High"]
[null,null,null,null,null,null,null,null,null,null,null,null,null,null,null,null,null,"Reduced Momentary Outages",{"$f":"AQ27","v":{"$error":"#N/A"}},{"$error":"#N/A"},{"$error":"#N/A"},{"$error":"#N/A"},0,0,{"$error":"#N/A"},{"$error":"#N/A"},{"$error":"#N/A"},null,"Reduced Momentary Outages",{"$f":"AQ63","v":0},0,0,0,0,0,23606.757560182741,23606.757560182741,0,null,null,null,"Optimized Generator Operation",{"$f":"'MACRO OUTPUT'!AL57","v":0},{"$f":"'MACRO OUTPUT'!AL7","v":0},{"$f":"'MACRO OUTPUT'!AL107","v":0}]
[null,null,null,null,null,null,null,null,null,null,null,null,null,null,null,null,null,"Reduced Sags and Swells",{"$error":"#N/A"},{"$error":"#N/A"},{"$error":"#N/A"},{"$error":"#N/A"},0,0,{"$error":"#N/A"},{"$error":"#N/A"},{"$error":"#N/A"},null,"Reduced Sags and Swells",0,0,0,0,0,0,23606.757560182741,23606.757560182741,0,null,null,null,"Deferred Generation Capacity Investment",{"$f":"'MACRO OUTPUT'!AL58","v":0},{"$f":"'MACRO OUTPUT'!AL8","v":0},{"$f":"'MACRO OUTPUT'!AL108","v":0}]
[null,null,null,null,null,null,null,null,null,null,null,null,null,null,null,null,null,"Reduced CO2 Emissions",{"$f":"AQ31","v":{"$error":"#N/A"}},{"$error":"#N/A"},{"$error":"#N/A"},{"$error":"#N/A"},0,0,{"$error":"#N/A"},{"$error":"#N/A"},{"$error":"#N/A"},null,"Reduced CO2 Emissions",{"$f":"AQ67","v":0},0,0,0,0,0,23606.757560182741,23606.757560182741,0,null,null,null,"Reduced Ancillary Services Cost",{"$f":"'MACRO OUTPUT'!AL59","v":0},{"$f":"'MACRO OUTPUT'!AL9","v":0},{"$f":"'MACRO OUTPUT'!AL109","v":0}]
[null,null,null,null,null,null,null,null,null,null,null,null,null,null,null,null,null,"Reduced SOx, NOx, and PM-10 Emissions",{"$error":"#N/A"},{"$error":"#N/A"},{"$error":"#N/A"},{"$error":"#N/A"},0,0,{"$error":"#N/A"},{"$error":"#N/A"},{"$error":"#N/A"},null,"Reduced SOx, NOx, and PM-10 Emissions",0,0,0,0,0,0,23606.757560182741,23606.757560182741,0,null,null,null,"Reduced Congestion Costs",{"$f":"'MACRO OUTPUT'!AL60","v":0},{"$f":"'MACRO OUTPUT'!AL10","v":0},{"$f":"'MACRO OUTPUT'!AL110","v":0}]
[null,null,null,null,null,null,null,null,null,null,null,null,null,null,null,null,null,"Reduced Oil Usage",{"$f":"AQ34","v":{"$error":"#N/A"}},{"$error":"#N/A"},{"$error":"#N/A"},{"$error":"#N/A"},0,0,{"$error":"#N/A"},{"$error":"#N/A"},{"$error":"#N/A"},null,"Reduced Oil Usage",{"$f":"AQ70","v":0},0,0,0,0,0,23606.757560182741,23606.757560182741,0,null,null,null,"Improved Asset Utilization TOTAL",{"$f":"'MACRO OUTPUT'!AL61","v":0},{"$f":"'MACRO OUTPUT'!AL11","v":0},{"$f":"'MACRO OUTPUT'!AL111","v":0}]
[null,null,null,null,null,null,null,null,null,null,null,null,null,null,null,null,null,"Reduced Wide-scale Blackouts",{"$error":"#N/A"},{"$error":"#N/A"},{"$error":"#N/A"},{"$error":"#N/A"},0,0,{"$error":"#N/A"},{"$error":"#N/A"},{"$error":"#N/A"},null,"Reduced Wide-scale Blackouts",0,0,0,0,0,0,23606.757560182741,23606.757560182741,0,null,null,null,"Deferred Transmission Capacity Investments",{"$f":"'MACRO OUTPUT'!AL62","v":0},{"$f":"'MACRO OUTPUT'!AL12","v":0},{"$f":"'MACRO OUTPUT'!AL112","v":0}]
[null,null,null,null,null,null,null,null,null,null,null,null,null,null,null,null,null,null,null,null,null,null,null,null,null,null,null,null,null,null,null,null,null,null,null,null,null,null,null,null,null,"Deferred Distribution Capacity Investments",{"$f":"'MACRO OUTPUT'!AL63","v":0},{"$f":"'MACRO OUTPUT'!AL13","v":0},{"$f":"'MACRO OUTPUT'!AL113","v":0}]
[null,null,null,null,null,null,null,null,null,null,null,null,null,null,null,null,null,"All benefits and categories",null,null,null,null,null,null,null,null,null,null,"All benefits and categories",null,null,null,null,null,null,null,null,null,null,null,null,"Reduced Equipment Failures ",{"$f":"'MACRO OUTPUT'!AL64","v":0},{"$f":"'MACRO OUTPUT'!AL14","v":0},{"$f":"'MACRO OUTPUT'!AL114","v":0}]
[null,null,null,null,null,null,null,null,null,null,null,null,null,null,null,null,null,"Optimized Generator Operation",{"$f":"AQ6","v":{"$error":"#N/A"}},{"$f":"AR6","v":{"$error":"#N/A"}},{"$f":"AS6","v":{"$error":"#N/A"}},{"$f":"T50","v":{"$error":"#N/A"}},{"$f":"IF(ISERROR(MIN(S50:U50)-V50),0,MIN(S50:U50)-V50)","v":0},{"$f":"IF(ISERROR(MAX(S50:U50)-V50),0,MAX(S50:U50)-V50)","v":0},{"$f":"$V$10","v":{"$error":"#N/A"}},{"$f":"W50+Y50","v":{"$error":"#N/A"}},{"$f":"MAX(S50:U50)-MIN(S50:U50)","v":{"$error":"#N/A"}},null,"Optimized Generator Operation",{"$f":"AQ42","v":0},{"$f":"AR42","v":0},{"$f":"AS42","v":0},{"$f":"AE50","v":0},{"$f":"MIN(AD50:AF50)-AG50","v":0},{"$f":"MAX(AD50:AF50)-AG50","v":0},{"$f":"$AG$10","v":23606.757560182741},{"$f":"AH50+AJ50","v":23606.757560182741},{"$f":"MAX(AD50:AF50)-MIN(AD50:AF50)","v":0},null,null,null,"T&D Capital Savings TOTAL",{"$f":"'MACRO OUTPUT'!AL65","v":0},{"$f":"'MACRO OUTPUT'!AL15","v":0},{"$f":"'MACRO OUTPUT'!AL115","v":0}]
[null,null,null,null,null,null,null,null,null,null,null,null,null,null,null,null,null,"Reduced Generation Capacity Investments",{"$error":"#N/A"},{"$error":"#N/A"},{"$error":"#N/A"},{"$f":"T51","v":{"$error":"#N/A"}},{"$f":"IF(ISERROR(MIN(S51:U51)-V51),0,MIN(S51:U51)-V51)","v":0},{"$f":"IF(ISERROR(MAX(S51:U51)-V51),0,MAX(S51:U51)-V51)","v":0},{"$error":"#N/A"},{"$error":"#N/A"},{"$error":"#N/A"},null,"Deferred Generation Capacity Investment",0,0,0,{"$f":"AE51","v":0},0,0,23606.757560182741,23606.757560182741,0,null,null,null,"Reduced Distribution Equipment Maintenance Cost",{"$f":"'MACRO OUTPUT'!AL66","v":0},{"$f":"'MACRO OUTPUT'!AL16","v":0},{"$f":"'MACRO OUTPUT'!AL116","v":0}]
[null,null,null,null,null,null,null,null,null,null,null,null,null,null,null,null,null,"Reduced Ancillary Services Cost",{"$error":"#N/A"},{"$error":"#N/A"},{"$error":"#N/A"},{"$error":"#N/A"},0,0,{"$error":"#N/A"},{"$error":"#N/A"},{"$error":"#N/A"},null,"Reduced Ancillary Services Cost",0,0,0,0,0,0,23606.757560182741,23606.757560182741,0,null,null,null,"Reduced Distribution Operations Cost",{"$f":"'MACRO OUTPUT'!AL67","v":0},{"$f":"'MACRO OUTPUT'!AL17","v":0},{"$f":"'MACRO OUTPUT'!AL117","v":0}]
[null,null,null,null,null,null,null,null,null,null,null,null,null,null,null,null,null,"Reduced Congestion Costs",{"$error":"#N/A"},{"$error":"#N/A"},{"$error":"#N/A"},{"$error":"#N/A"},0,0,{"$error":"#N/A"},{"$error":"#N/A"},{"$error":"#N/A"},null,"Reduced Congestion Costs",0,0,0,0,0,0,23606.757560182741,23606.757560182741,0,null,null,null,"Reduced meter reading cost",{"$f":"'MACRO OUTPUT'!AL68","v":10150130.713129941},{"$f":"'MACRO OUTPUT'!AL18","v":0},{"$f":"'MACRO OUTPUT'!AL118","v":13732529.788352273}]
[null,null,null,null,null,null,null,null,null,null,null,null,null,null,null,null,null,"Improved Asset Utilization TOTAL",{"$error":"#N/A"},{"$error":"#N/A"},{"$error":"#N/A"},{"$error":"#N/A"},0,0,{"$error":"#N/A"},{"$error":"#N/A"},{"$error":"#N/A"},null,"Improved Asset Utilization TOTAL",0,0,0,0,0,0,23606.757560182741,23606.757560182741,0,null,null,null,"T&D O&M Savings TOTAL",{"$f":"'MACRO OUTPUT'!AL69","v":10150130.713129941},{"$f":"'MACRO OUTPUT'!AL19","v":0},{"$f":"'MACRO OUTPUT'!AL119","v":13732529.788352273}]
[null,null,null,null,null,null,null,null,null,null,null,null,null,null,null,null,null,"Deferred Transmission Capacity Investments",{"$error":"#N/A"},{"$error":"#N/A"},{"$error":"#N/A"},{"$error":"#N/A"},0,0,{"$error":"#N/A"},{"$error":"#N/A"},{"$error":"#N/A"},null,"Deferred Transmission Capacity Investments",0,0,0,0,0,0,23606.757560182741,23606.757560182741,0,null,null,null,"Reduced Electricity Theft",{"$f":"'MACRO OUTPUT'!AL70","v":0},{"$f":"'MACRO OUTPUT'!AL20","v":0},{"$f":"'MACRO OUTPUT'!AL120","v":0}]
[null,null,null,null,null,null,null,null,null,null,null,null,null,null,null,null,null,"Deferred Distribution Capacity Investments",{"$error":"#N/A"},{"$error":"#N/A"},{"$error":"#N/A"},{"$error":"#N/A"},0,0,{"$error":"#N/A"},{"$error":"#N/A"},{"$error":"#N/A"},null,"Deferred Distribution Capacity Investments",0,0,0,0,0,0,23606.757560182741,23606.757560182741,0,null,null,null,"Reduced Electricity Losses",{"$f":"'MACRO OUTPUT'!AL71","v":0},{"$f":"'MACRO OUTPUT'!AL21","v":0},{"$f":"'MACRO OUTPUT'!AL121","v":0}]
[null,null,null,null,null,null,null,null,null,null,null,null,null,null,null,null,null,"Reduced Equipment Failures ",{"$error":"#N/A"},{"$error":"#N/A"},{"$error":"#N/A"},{"$error":"#N/A"},0,0,{"$error":"#N/A"},{"$error":"#N/A"},{"$error":"#N/A"},null,"Reduced Equipment Failures ",0,0,0,0,0,0,23606.757560182741,23606.757560182741,0,null,null,null,"Reduced Electricity Costs",{"$f":"'MACRO OUTPUT'!AL72","v":29833713.295781303},{"$f":"'MACRO OUTPUT'!AL22","v":0},{"$f":"'MACRO OUTPUT'!AL122","v":40363259.164880589}]
[null,null,null,null,null,null,null,null,null,null,null,null,null,null,null,null,null,"T&D Capital Savings TOTAL",{"$error":"#N/A"},{"$error":"#N/A"},{"$error":"#N/A"},{"$error":"#N/A"},0,0,{"$error":"#N/A"},{"$error":"#N/A"},{"$error":"#N/A"},null,"T&D Capital Savings TOTAL",0,0,0,0,0,0,23606.757560182741,23606.757560182741,0,null,null,null,"ECONOMIC TOTAL",{"$f":"'MACRO OUTPUT'!AL73","v":39983844.008911252},{"$f":"'MACRO OUTPUT'!AL23","v":0},{"$f":"'MACRO OUTPUT'!AL123","v":54095788.95323287}]
[null,null,null,null,null,null,null,null,null,null,null,null,null,null,null,null,null,"Reduced Distribution Equipment Maintenance Cost",{"$error":"#N/A"},{"$error":"#N/A"},{"$error":"#N/A"},{"$error":"#N/A"},0,0,{"$error":"#N/A"},{"$error":"#N/A"},{"$error":"#N/A"},null,"Reduced Distribution Equipment Maintenance Cost",0,0,0,0,0,0,23606.757560182741,23606.757560182741,0,null,null,null,"Reduced Sustained Outages – Consumers",{"$f":"'MACRO OUTPUT'!AL74","v":156210947.77989614},{"$f":"'MACRO OUTPUT'!AL24","v":23606.757560182741},{"$f":"'MACRO OUTPUT'!AL124","v":523392055.14390302}]
[null,null,null,null,null,null,null,null,null,null,null,null,null,null,null,null,null,"Reduced Distribution Operations Cost",{"$error":"#N/A"},{"$error":"#N/A"},{"$error":"#N/A"},{"$error":"#N/A"},0,0,{"$error":"#N/A"},{"$error":"#N/A"},{"$error":"#N/A"},null,"Reduced Distribution Operations Cost",0,0,0,0,0,0,23606.757560182741,23606.757560182741,0,null,null,null,"Reduced Major Outages – Consumers",{"$f":"'MACRO OUTPUT'!AL75","v":0},{"$f":"'MACRO OUTPUT'!AL25","v":0},{"$f":"'MACRO OUTPUT'!AL125","v":0}]
[null,null,null,null,null,null,null,null,null,null,null,null,null,null,null,null,null,"Reduced Meter Reading Cost",{"$error":"#N/A"},{"$error":"#N/A"},{"$error":"#N/A"},{"$error":"#N/A"},0,0,{"$error":"#N/A"},{"$error":"#N/A"},{"$error":"#N/A"},null,"Reduced Meter Reading Costs",10150130.713129941,0,13732529.788352273,0,0,13732529.788352273,23606.757560182741,23606.757560182741,13732529.788352273,null,null,null,"Reduced Restoration Costs ",{"$f":"'MACRO OUTPUT'!AL76","v":0},{"$f":"'MACRO OUTPUT'!AL26","v":0},{"$f":"'MACRO OUTPUT'!AL126","v":0}]
[null,null,null,null,null,null,null,null,null,null,null,null,null,null,null,null,null,"T&D O&M Savings TOTAL",{"$error":"#N/A"},{"$error":"#N/A"},{"$error":"#N/A"},{"$error":"#N/A"},0,0,{"$error":"#N/A"},{"$error":"#N/A"},{"$error":"#N/A"},null,"T&D O&M Savings TOTAL",10150130.713129941,0,13732529.788352273,0,0,13732529.788352273,23606.757560182741,23606.757560182741,13732529.788352273,null,null,null,"Power Interruptions TOTAL",{"$f":"'MACRO OUTPUT'!AL77","v":156210947.77989614},{"$f":"'MACRO OUTPUT'!AL27","v":23606.757560182741},{"$f":"'MACRO OUTPUT'!AL127","v":523392055.14390302}]
[null,null,null,null,null,null,null,null,null,null,null,null,null,null,null,null,null,"Reduced Electricity Theft",{"$error":"#N/A"},{"$error":"#N/A"},{"$error":"#N/A"},{"$error":"#N/A"},0,0,{"$error":"#N/A"},{"$error":"#N/A"},{"$error":"#N/A"},null,"Reduced Electricity Theft",0,0,0,0,0,0,23606.757560182741,23606.757560182741,0,null,null,null,"Reduced Momentary Outages",{"$f":"'MACRO OUTPUT'!AL78","v":0},{"$f":"'MACRO OUTPUT'!AL28","v":0},{"$f":"'MACRO OUTPUT'!AL128","v":0}]
[null,null,null,null,null,null,null,null,null,null,null,null,null,null,null,null,null,"Reduced Electricity Losses",{"$error":"#N/A"},{"$error":"#N/A"},{"$error":"#N/A"},{"$error":"#N/A"},0,0,{"$error":"#N/A"},{"$error":"#N/A"},{"$error":"#N/A"},null,"Reduced Electricity Losses",0,0,0,0,0,0,23606.757560182741,23606.757560182741,0,null,null,null,"Reduced Sags and Swells",{"$f":"'MACRO OUTPUT'!AL79","v":0},{"$f":"'MACRO OUTPUT'!AL29","v":0},{"$f":"'MACRO OUTPUT'!AL129","v":0}]
[null,null,null,null,null,null,null,null,null,null,null,null,null,null,null,null,null,"Reduced Electricity Costs",{"$error":"#N/A"},{"$error":"#N/A"},{"$error":"#N/A"},{"$error":"#N/A"},0,0,{"$error":"#N/A"},{"$error":"#N/A"},{"$error":"#N/A"},null,"Reduced Electricity Costs",29833713.295781303,0,40363259.164880589,0,0,40363259.164880589,23606.757560182741,23606.757560182741,40363259.164880589,null,null,null,"Power Quality TOTAL",{"$f":"'MACRO OUTPUT'!AL80","v":0},{"$f":"'MACRO OUTPUT'!AL30","v":0},{"$f":"'MACRO OUTPUT'!AL130","v":0}]
[null,null,null,null,null,null,null,null,null,null,null,null,null,null,null,null,null,"ECONOMIC TOTAL",{"$error":"#N/A"},{"$error":"#N/A"},{"$error":"#N/A"},{"$error":"#N/A"},0,0,{"$error":"#N/A"},{"$error":"#N/A"},{"$error":"#N/A"},null,"ECONOMIC TOTAL",39983844.008911252,0,54095788.95323287,0,0,54095788.95323287,23606.757560182741,23606.757560182741,54095788.95323287,null,null,null,"RELIABILITY TOTAL",{"$f":"'MACRO OUTPUT'!AL81","v":156210947.77989614},{"$f":"'MACRO OUTPUT'!AL31","v":23606.757560182741},{"$f":"'MACRO OUTPUT'!AL131","v":523392055.14390302}]
[null,null,null,null,null,null,null,null,null,null,null,null,null,null,null,null,null,"Reduced Sustained Outages – Consumers",{"$error":"#N/A"},{"$error":"#N/A"},{"$error":"#N/A"},{"$error":"#N/A"},0,0,{"$error":"#N/A"},{"$error":"#N/A"},{"$error":"#N/A"},null,"Reduced Sustained Outages – Consumers",156210947.77989614,23606.757560182741,523392055.14390302,23606.757560182741,0,523368448.38634282,23606.757560182741,23606.757560182741,523368448.38634282,null,null,null,"Reduced CO2 Emissions",{"$f":"'MACRO OUTPUT'!AL82","v":0},{"$f":"'MACRO OUTPUT'!AL32","v":0},{"$f":"'MACRO OUTPUT'!AL132","v":0}]
[null,null,null,null,null,null,null,null,null,null,null,null,null,null,null,null,null,"Reduced Major Outages – Consumers",{"$error":"#N/A"},{"$error":"#N/A"},{"$error":"#N/A"},{"$error":"#N/A"},0,0,{"$error":"#N/A"},{"$error":"#N/A"},{"$error":"#N/A"},null,"Reduced Major Outages – Consumers",0,0,0,0,0,0,23606.757560182741,23606.757560182741,0,null,null,null,"Reduced SOx, NOx, and PM-10 Emissions",{"$f":"'MACRO OUTPUT'!AL83","v":0},{"$f":"'MACRO OUTPUT'!AL33","v":0},{"$f":"'MACRO OUTPUT'!AL133","v":0}]
[null,null,null,null,null,null,null,null,null,null,null,null,null,null,null,null,null,"Reduced Restoration Costs ",{"$error":"#N/A"},{"$error":"#N/A"},{"$error":"#N/A"},{"$error":"#N/A"},0,0,{"$error":"#N/A"},{"$error":"#N/A"},{"$error":"#N/A"},null,"Reduced Restoration Costs ",0,0,0,0,0,0,23606.757560182741,23606.757560182741,0,null,null,null,"ENVIRONMENTAL TOTAL",{"$f":"'MACRO OUTPUT'!AL84","v":0},{"$f":"'MACRO OUTPUT'!AL34","v":0},{"$f":"'MACRO OUTPUT'!AL134","v":0}]
[null,null,null,null,null,null,null,null,null,null,null,null,null,null,null,null,null,"Power Interruptions TOTAL",{"$error":"#N/A"},{"$error":"#N/A"},{"$error":"#N/A"},{"$error":"#N/A"},0,0,{"$error":"#N/A"},{"$error":"#N/A"},{"$error":"#N/A"},null,"Power Interruptions TOTAL",156210947.77989614,23606.757560182741,523392055.14390302,23606.757560182741,0,523368448.38634282,23606.757560182741,23606.757560182741,523368448.38634282,null,null,null,"Reduced Oil Usage",{"$f":"'MACRO OUTPUT'!AL85","v":0},{"$f":"'MACRO OUTPUT'!AL35","v":0},{"$f":"'MACRO OUTPUT'!AL135","v":0}]
[null,null,null,null,null,null,null,null,null,null,null,null,null,null,null,null,null,"Reduced Momentary Outages",{"$error":"#N/A"},{"$error":"#N/A"},{"$error":"#N/A"},{"$error":"#N/A"},0,0,{"$error":"#N/A"},{"$error":"#N/A"},{"$error":"#N/A"},null,"Reduced Momentary Outages",0,0,0,0,0,0,23606.757560182741,23606.757560182741,0,null,null,null,"Reduced Wide-scale Blackouts",{"$f":"'MACRO OUTPUT'!AL86","v":0},{"$f":"'MACRO OUTPUT'!AL36","v":0},{"$f":"'MACRO OUTPUT'!AL136","v":0}]
[null,null,null,null,null,null,null,null,null,null,null,null,null,null,null,null,null,"Reduced Sags and Swells",{"$error":"#N/A"},{"$error":"#N/A"},{"$error":"#N/A"},{"$error":"#N/A"},0,0,{"$error":"#N/A"},{"$error":"#N/A"},{"$error":"#N/A"},null,"Reduced Sags and Swells",0,0,0,0,0,0,23606.757560182741,23606.757560182741,0,null,null,null,"SECURITY TOTAL",{"$f":"'MACRO OUTPUT'!AL87","v":0},{"$f":"'MACRO OUTPUT'!AL37","v":0},{"$f":"'MACRO OUTPUT'!AL137","v":0}]
[null,null,null,null,null,null,null,null,null,null,null,null,null,null,null,null,null,"Power Quality TOTAL",{"$error":"#N/A"},{"$error":"#N/A"},{"$error":"#N/A"},{"$error":"#N/A"},0,0,{"$error":"#N/A"},{"$error":"#N/A"},{"$error":"#N/A"},null,"Power Quality TOTAL",0,0,0,0,0,0,23606.757560182741,23606.757560182741,0,null,null,null,"GROSS BENEFITS TOTAL",{"$f":"'MACRO OUTPUT'!AL88","v":196194791.78880739},{"$f":"'MACRO OUTPUT'!AL38","v":23606.757560182741},{"$f":"'MACRO OUTPUT'!AL138","v":577487844.0971359}]
[null,null,null,null,null,null,null,null,null,null,null,null,null,null,null,null,null,"RELIABILITY TOTAL",{"$error":"#N/A"},{"$error":"#N/A"},{"$error":"#N/A"},{"$error":"#N/A"},0,0,{"$error":"#N/A"},{"$error":"#N/A"},{"$error":"#N/A"},null,"RELIABILITY TOTAL",156210947.77989614,23606.757560182741,523392055.14390302,23606.757560182741,0,523368448.38634282,23606.757560182741,23606.757560182741,523368448.38634282]
[null,null,null,null,null,null,null,null,null,null,null,null,null,null,null,null,null,"Reduced CO2 Emissions",{"$error":"#N/A"},{"$error":"#N/A"},{"$error":"#N/A"},{"$error":"#N/A"},0,0,{"$error":"#N/A"},{"$error":"#N/A"},{"$error":"#N/A"},null,"Reduced CO2 Emissions",0,0,0,0,0,0,23606.757560182741,23606.757560182741,0]
[null,null,null,null,null,null,null,null,null,null,null,null,null,null,null,null,null,"Reduced SOx, NOx, and PM-10 Emissions",{"$error":"#N/A"},{"$error":"#N/A"},{"$error":"#N/A"},{"$error":"#N/A"},0,0,{"$error":"#N/A"},{"$error":"#N/A"},{"$error":"#N/A"},null,"Reduced SOx, NOx, and PM-10 Emissions",0,0,0,0,0,0,23606.757560182741,23606.757560182741,0]
[null,null,null,null,null,null,null,null,null,null,null,null,null,null,null,null,null,"ENVIRONMENTAL TOTAL",{"$error":"#N/A"},{"$error":"#N/A"},{"$error":"#N/A"},{"$error":"#N/A"},0,0,{"$error":"#N/A"},{"$error":"#N/A"},{"$error":"#N/A"},null,"ENVIRONMENTAL TOTAL",0,0,0,0,0,0,23606.757560182741,23606.757560182741,0]
[null,null,null,null,null,null,null,null,null,null,null,null,null,null,null,null,null,"Reduced Oil Usage",{"$error":"#N/A"},{"$error":"#N/A"},{"$error":"#N/A"},{"$error":"#N/A"},0,0,{"$error":"#N/A"},{"$error":"#N/A"},{"$error":"#N/A"},null,"Reduced Oil Usage",0,0,0,0,0,0,23606.757560182741,23606.757560182741,0]
[null,null,null,null,null,null,null,null,null,null,null,null,null,null,null,null,null,"Reduced Wide-scale Blackouts",{"$error":"#N/A"},{"$error":"#N/A"},{"$error":"#N/A"},{"$error":"#N/A"},0,0,{"$error":"#N/A"},{"$error":"#N/A"},{"$error":"#N/A"},null,"Reduced Wide-scale Blackouts",0,0,0,0,0,0,23606.757560182741,23606.757560182741,0]
[null,null,null,null,null,null,null,null,null,null,null,null,null,null,null,null,null,"SECURITY TOTAL",{"$error":"#N/A"},{"$error":"#N/A"},{"$error":"#N/A"},{"$error":"#N/A"},0,0,{"$error":"#N/A"},{"$error":"#N/A"},{"$error":"#N/A"},null,"SECURITY TOTAL",0,0,0,0,0,0,23606.757560182741,23606.757560182741,0]
[null,null,null,null,null,null,null,null,null,null,null,null,null,null,null,null,null,"GROSS BENEFITS TOTAL",{"$error":"#N/A"},{"$error":"#N/A"},{"$error":"#N/A"},{"$error":"#N/A"},0,0,{"$error":"#N/A"},{"$error":"#N/A"},{"$error":"#N/A"},null,"GROSS BENEFITS TOTAL",196194791.78880739,23606.757560182741,577487844.0971359,23606.757560182741,0,577464237.33957577,23606.757560182741,23606.757560182741,577464237.33957577]
[]
[null,null,null,null,null,null,null,null,null,null,null,null,null,null,null,null,null,"Annual Reference",null,null,null,null,null,null,null,null,null,null,"Cumulative Reference"]
[null,null,null,null,null,null,null,null,null,null,null,null,null,null,null,null,null,"min",{"$f":"Y8","v":{"$error":"#N/A"}},"-",null,null,null,null,null,null,null,null,"min",{"$f":"AJ8","v":23606.757560182741},"-"]
[null,null,null,null,null,null,null,null,null,null,null,null,null,null,null,null,null,"max",{"$f":"Y81","v":{"$error":"#N/A"}},100,null,null,null,null,null,null,null,null,"max",{"$f":"AJ81","v":23606.757560182741},100]

{"sheet":"Sensitivity Graphs","index":40,"n_rows":195,"n_cols":48,"rows_kept":195,"cut":false,"hidden":true,"merged":[[5,1,23,1],[26,1,32,1],[53,1,59,1],[60,1,62,1],[2,1,2,5]]}
[]
[null,"Sensitivity Case Output: Annual and Cumulative Sensitivity Line Graphs"]
[null,"The four line graphs below show the annual and cumulative gross benefits over time for the reference case and the two sensitivity cases. The line graphs on the left are in nominal dollars and the line graphs on the right are in present value dollars. The bar chart at the bottom shows the cumulative benefit by benefit category for the reference case and the two sensitivity cases. The data for all  of these charts is contained in summary tables to the left of the graphs."]
[null,null,null,null,null,null,null,null,null,null,null,"L","M","N","O","P","Q","R","S","T","U","V","W","X","Y","Z","AA","AB","AC","AD","AE","AF","AG","AH","AI","AJ","AK","AL","AM","AN","AO","AP","AQ"]
[null,null,null,null,null,null,null,null,null,"ANNUAL Benefit",null,{"$f":"'Results Table'!G7","v":0},{"$f":"'Results Table'!H7","v":1},{"$f":"'Results Table'!I7","v":2},{"$f":"'Results Table'!J7","v":3},{"$f":"'Results Table'!K7","v":4},{"$f":"'Results Table'!L7","v":5},{"$f":"'Results Table'!M7","v":6},{"$f":"'Results Table'!N7","v":7},{"$f":"'Results Table'!O7","v":8},{"$f":"'Results Table'!P7","v":9},{"$f":"'Results Table'!Q7","v":10},{"$f":"'Results Table'!R7","v":11},{"$f":"'Results Table'!S7","v":12},{"$f":"'Results Table'!T7","v":13},{"$f":"'Results Table'!U7","v":14},{"$f":"'Results Table'!V7","v":15},{"$f":"'Results Table'!W7","v":16},{"$f":"'Results Table'!X7","v":17},{"$f":"'Results Table'!Y7","v":18},{"$f":"'Results Table'!Z7","v":19},{"$f":"'Results Table'!AA7","v":20},{"$f":"'Results Table'!AB7","v":21},{"$f":"'Results Table'!AC7","v":22},{"$f":"'Results Table'!AD7","v":23},{"$f":"'Results Table'!AE7","v":24},{"$f":"'Results Table'!AF7","v":25},{"$f":"'Results Table'!AG7","v":26},{"$f":"'Results Table'!AH7","v":27},{"$f":"'Results Table'!AI7","v":28},{"$f":"'Results Table'!AJ7","v":29},{"$f":"'Results Table'!AK7","v":30},"Cumulative",null,null,null,"Cumulative Benefit"]
[null,null,null,null,null,null,null,null,null,"Improved Asset Utilization Reference",null,{"$f":"'MACRO OUTPUT'!F11","v":0},{"$f":"'MACRO OUTPUT'!G11","v":0},{"$f":"'MACRO OUTPUT'!H11","v":0},{"$f":"'MACRO OUTPUT'!I11","v":0},{"$f":"'MACRO OUTPUT'!J11","v":0},{"$f":"'MACRO OUTPUT'!K11","v":0},{"$f":"'MACRO OUTPUT'!L11","v":0},{"$f":"'MACRO OUTPUT'!M11","v":0},{"$f":"'MACRO OUTPUT'!N11","v":0},{"$f":"'MACRO OUTPUT'!O11","v":0},{"$f":"'MACRO OUTPUT'!P11","v":0},{"$f":"'MACRO OUTPUT'!Q11","v":0},{"$f":"'MACRO OUTPUT'!R11","v":0},{"$f":"'MACRO OUTPUT'!S11","v":0},{"$f":"'MACRO OUTPUT'!T11","v":0},{"$f":"'MACRO OUTPUT'!U11","v":0},{"$f":"'MACRO OUTPUT'!V11","v":0},{"$f":"'MACRO OUTPUT'!W11","v":0},{"$f":"'MACRO OUTPUT'!X11","v":0},{"$f":"'MACRO OUTPUT'!Y11","v":0},{"$f":"'MACRO OUTPUT'!Z11","v":0},{"$f":"'MACRO OUTPUT'!AA11","v":0},{"$f":"'MACRO OUTPUT'!AB11","v":0},{"$f":"'MACRO OUTPUT'!AC11","v":0},{"$f":"'MACRO OUTPUT'!AD11","v":0},{"$f":"'MACRO OUTPUT'!AE11","v":0},{"$f":"'MACRO OUTPUT'!AF11","v":0},{"$f":"'MACRO OUTPUT'!AG11","v":0},{"$f":"'MACRO OUTPUT'!AH11","v":0},{"$f":"'MACRO OUTPUT'!AI11","v":0},{"$f":"'MACRO OUTPUT'!AJ11","v":0},{"$f":"SUM(L6:AP6)","v":0},null,"Economic","Reference",null,{"$f":"AQ24","v":0}]
[null,null,null,null,null,null,null,null,null,"Improved Asset Utilization Low case",null,{"$f":"'MACRO OUTPUT'!F61","v":0},{"$f":"'MACRO OUTPUT'!G61","v":0},{"$f":"'MACRO OUTPUT'!H61","v":0},{"$f":"'MACRO OUTPUT'!I61","v":0},{"$f":"'MACRO OUTPUT'!J61","v":0},{"$f":"'MACRO OUTPUT'!K61","v":0},{"$f":"'MACRO OUTPUT'!L61","v":0},{"$f":"'MACRO OUTPUT'!M61","v":0},{"$f":"'MACRO OUTPUT'!N61","v":0},{"$f":"'MACRO OUTPUT'!O61","v":0},{"$f":"'MACRO OUTPUT'!P61","v":0},{"$f":"'MACRO OUTPUT'!Q61","v":0},{"$f":"'MACRO OUTPUT'!R61","v":0},{"$f":"'MACRO OUTPUT'!S61","v":0},{"$f":"'MACRO OUTPUT'!T61","v":0},{"$f":"'MACRO OUTPUT'!U61","v":0},{"$f":"'MACRO OUTPUT'!V61","v":0},{"$f":"'MACRO OUTPUT'!W61","v":0},{"$f":"'MACRO OUTPUT'!X61","v":0},{"$f":"'MACRO OUTPUT'!Y61","v":0},{"$f":"'MACRO OUTPUT'!Z61","v":0},{"$f":"'MACRO OUTPUT'!AA61","v":0},{"$f":"'MACRO OUTPUT'!AB61","v":0},{"$f":"'MACRO OUTPUT'!AC61","v":0},{"$f":"'MACRO OUTPUT'!AD61","v":0},{"$f":"'MACRO OUTPUT'!AE61","v":0},{"$f":"'MACRO OUTPUT'!AF61","v":0},{"$f":"'MACRO OUTPUT'!AG61","v":0},{"$f":"'MACRO OUTPUT'!AH61","v":0},{"$f":"'MACRO OUTPUT'!AI61","v":0},{"$f":"'MACRO OUTPUT'!AJ61","v":0},{"$f":"SUM(L7:AP7)","v":0},null,null,"Low Case",null,{"$f":"AQ25","v":39983844.008911252}]
[null,null,null,null,null,null,null,null,null,"Improved Asset Utilization High case",null,{"$f":"'MACRO OUTPUT'!F111","v":0},{"$f":"'MACRO OUTPUT'!G111","v":0},{"$f":"'MACRO OUTPUT'!H111","v":0},{"$f":"'MACRO OUTPUT'!I111","v":0},{"$f":"'MACRO OUTPUT'!J111","v":0},{"$f":"'MACRO OUTPUT'!K111","v":0},{"$f":"'MACRO OUTPUT'!L111","v":0},{"$f":"'MACRO OUTPUT'!M111","v":0},{"$f":"'MACRO OUTPUT'!N111","v":0},{"$f":"'MACRO OUTPUT'!O111","v":0},{"$f":"'MACRO OUTPUT'!P111","v":0},{"$f":"'MACRO OUTPUT'!Q111","v":0},{"$f":"'MACRO OUTPUT'!R111","v":0},{"$f":"'MACRO OUTPUT'!S111","v":0},{"$f":"'MACRO OUTPUT'!T111","v":0},{"$f":"'MACRO OUTPUT'!U111","v":0},{"$f":"'MACRO OUTPUT'!V111","v":0},{"$f":"'MACRO OUTPUT'!W111","v":0},{"$f":"'MACRO OUTPUT'!X111","v":0},{"$f":"'MACRO OUTPUT'!Y111","v":0},{"$f":"'MACRO OUTPUT'!Z111","v":0},{"$f":"'MACRO OUTPUT'!AA111","v":0},{"$f":"'MACRO OUTPUT'!AB111","v":0},{"$f":"'MACRO OUTPUT'!AC111","v":0},{"$f":"'MACRO OUTPUT'!AD111","v":0},{"$f":"'MACRO OUTPUT'!AE111","v":0},{"$f":"'MACRO OUTPUT'!AF111","v":0},{"$f":"'MACRO OUTPUT'!AG111","v":0},{"$f":"'MACRO OUTPUT'!AH111","v":0},{"$f":"'MACRO OUTPUT'!AI111","v":0},{"$f":"'MACRO OUTPUT'!AJ111","v":0},0,null,null,"High Case",null,{"$f":"AQ26","v":54095788.95323287}]
[null,null,null,null,null,null,null,null,null,"T&D Capital Savings Reference",null,{"$f":"'MACRO OUTPUT'!F15","v":0},{"$f":"'MACRO OUTPUT'!G15","v":0},{"$f":"'MACRO OUTPUT'!H15","v":0},{"$f":"'MACRO OUTPUT'!I15","v":0},{"$f":"'MACRO OUTPUT'!J15","v":0},{"$f":"'MACRO OUTPUT'!K15","v":0},{"$f":"'MACRO OUTPUT'!L15","v":0},{"$f":"'MACRO OUTPUT'!M15","v":0},{"$f":"'MACRO OUTPUT'!N15","v":0},{"$f":"'MACRO OUTPUT'!O15","v":0},{"$f":"'MACRO OUTPUT'!P15","v":0},{"$f":"'MACRO OUTPUT'!Q15","v":0},{"$f":"'MACRO OUTPUT'!R15","v":0},{"$f":"'MACRO OUTPUT'!S15","v":0},{"$f":"'MACRO OUTPUT'!T15","v":0},{"$f":"'MACRO OUTPUT'!U15","v":0},{"$f":"'MACRO OUTPUT'!V15","v":0},{"$f":"'MACRO OUTPUT'!W15","v":0},{"$f":"'MACRO OUTPUT'!X15","v":0},{"$f":"'MACRO OUTPUT'!Y15","v":0},{"$f":"'MACRO OUTPUT'!Z15","v":0},{"$f":"'MACRO OUTPUT'!AA15","v":0},{"$f":"'MACRO OUTPUT'!AB15","v":0},{"$f":"'MACRO OUTPUT'!AC15","v":0},{"$f":"'MACRO OUTPUT'!AD15","v":0},{"$f":"'MACRO OUTPUT'!AE15","v":0},{"$f":"'MACRO OUTPUT'!AF15","v":0},{"$f":"'MACRO OUTPUT'!AG15","v":0},{"$f":"'MACRO OUTPUT'!AH15","v":0},{"$f":"'MACRO OUTPUT'!AI15","v":0},{"$f":"'MACRO OUTPUT'!AJ15","v":0},0,null,"Reliability","Reference",null,{"$f":"AQ33","v":23606.757560182741}]
[null,null,null,null,null,null,null,null,null,"T&D Capital Savings Low case",null,{"$f":"'MACRO OUTPUT'!F65","v":0},{"$f":"'MACRO OUTPUT'!G65","v":0},{"$f":"'MACRO OUTPUT'!H65","v":0},{"$f":"'MACRO OUTPUT'!I65","v":0},{"$f":"'MACRO OUTPUT'!J65","v":0},{"$f":"'MACRO OUTPUT'!K65","v":0},{"$f":"'MACRO OUTPUT'!L65","v":0},{"$f":"'MACRO OUTPUT'!M65","v":0},{"$f":"'MACRO OUTPUT'!N65","v":0},{"$f":"'MACRO OUTPUT'!O65","v":0},{"$f":"'MACRO OUTPUT'!P65","v":0},{"$f":"'MACRO OUTPUT'!Q65","v":0},{"$f":"'MACRO OUTPUT'!R65","v":0},{"$f":"'MACRO OUTPUT'!S65","v":0},{"$f":"'MACRO OUTPUT'!T65","v":0},{"$f":"'MACRO OUTPUT'!U65","v":0},{"$f":"'MACRO OUTPUT'!V65","v":0},{"$f":"'MACRO OUTPUT'!W65","v":0},{"$f":"'MACRO OUTPUT'!X65","v":0},{"$f":"'MACRO OUTPUT'!Y65","v":0},{"$f":"'MACRO OUTPUT'!Z65","v":0},{"$f":"'MACRO OUTPUT'!AA65","v":0},{"$f":"'MACRO OUTPUT'!AB65","v":0},{"$f":"'MACRO OUTPUT'!AC65","v":0},{"$f":"'MACRO OUTPUT'!AD65","v":0},{"$f":"'MACRO OUTPUT'!AE65","v":0},{"$f":"'MACRO OUTPUT'!AF65","v":0},{"$f":"'MACRO OUTPUT'!AG65","v":0},{"$f":"'MACRO OUTPUT'!AH65","v":0},{"$f":"'MACRO OUTPUT'!AI65","v":0},{"$f":"'MACRO OUTPUT'!AJ65","v":0},0,null,null,"Low Case",null,156210947.77989614]
[null,null,null,null,null,null,null,null,null,"T&D Capital Savings High case",null,{"$f":"'MACRO OUTPUT'!F115","v":0},{"$f":"'MACRO OUTPUT'!G115","v":0},{"$f":"'MACRO OUTPUT'!H115","v":0},{"$f":"'MACRO OUTPUT'!I115","v":0},{"$f":"'MACRO OUTPUT'!J115","v":0},{"$f":"'MACRO OUTPUT'!K115","v":0},{"$f":"'MACRO OUTPUT'!L115","v":0},{"$f":"'MACRO OUTPUT'!M115","v":0},{"$f":"'MACRO OUTPUT'!N115","v":0},{"$f":"'MACRO OUTPUT'!O115","v":0},{"$f":"'MACRO OUTPUT'!P115","v":0},{"$f":"'MACRO OUTPUT'!Q115","v":0},{"$f":"'MACRO OUTPUT'!R115","v":0},{"$f":"'MACRO OUTPUT'!S115","v":0},{"$f":"'MACRO OUTPUT'!T115","v":0},{"$f":"'MACRO OUTPUT'!U115","v":0},{"$f":"'MACRO OUTPUT'!V115","v":0},{"$f":"'MACRO OUTPUT'!W115","v":0},{"$f":"'MACRO OUTPUT'!X115","v":0},{"$f":"'MACRO OUTPUT'!Y115","v":0},{"$f":"'MACRO OUTPUT'!Z115","v":0},{"$f":"'MACRO OUTPUT'!AA115","v":0},{"$f":"'MACRO OUTPUT'!AB115","v":0},{"$f":"'MACRO OUTPUT'!AC115","v":0},{"$f":"'MACRO OUTPUT'!AD115","v":0},{"$f":"'MACRO OUTPUT'!AE115","v":0},{"$f":"'MACRO OUTPUT'!AF115","v":0},{"$f":"'MACRO OUTPUT'!AG115","v":0},{"$f":"'MACRO OUTPUT'!AH115","v":0},{"$f":"'MACRO OUTPUT'!AI115","v":0},{"$f":"'MACRO OUTPUT'!AJ115","v":0},0,null,null,"High Case",null,523392055.14390302]
[null,null,null,null,null,null,null,null,null,"T&D O&M Savings Reference",null,{"$f":"'MACRO OUTPUT'!F19","v":0},{"$f":"'MACRO OUTPUT'!G19","v":0},{"$f":"'MACRO OUTPUT'!H19","v":0},{"$f":"'MACRO OUTPUT'!I19","v":0},{"$f":"'MACRO OUTPUT'!J19","v":0},{"$f":"'MACRO OUTPUT'!K19","v":0},{"$f":"'MACRO OUTPUT'!L19","v":0},{"$f":"'MACRO OUTPUT'!M19","v":0},{"$f":"'MACRO OUTPUT'!N19","v":0},{"$f":"'MACRO OUTPUT'!O19","v":0},{"$f":"'MACRO OUTPUT'!P19","v":0},{"$f":"'MACRO OUTPUT'!Q19","v":0},{"$f":"'MACRO OUTPUT'!R19","v":0},{"$f":"'MACRO OUTPUT'!S19","v":0},{"$f":"'MACRO OUTPUT'!T19","v":0},{"$f":"'MACRO OUTPUT'!U19","v":0},{"$f":"'MACRO OUTPUT'!V19","v":0},{"$f":"'MACRO OUTPUT'!W19","v":0},{"$f":"'MACRO OUTPUT'!X19","v":0},{"$f":"'MACRO OUTPUT'!Y19","v":0},{"$f":"'MACRO OUTPUT'!Z19","v":0},{"$f":"'MACRO OUTPUT'!AA19","v":0},{"$f":"'MACRO OUTPUT'!AB19","v":0},{"$f":"'MACRO OUTPUT'!AC19","v":0},{"$f":"'MACRO OUTPUT'!AD19","v":0},{"$f":"'MACRO OUTPUT'!AE19","v":0},{"$f":"'MACRO OUTPUT'!AF19","v":0},{"$f":"'MACRO OUTPUT'!AG19","v":0},{"$f":"'MACRO OUTPUT'!AH19","v":0},{"$f":"'MACRO OUTPUT'!AI19","v":0},{"$f":"'MACRO OUTPUT'!AJ19","v":0},0,null,"Environmental","Reference",null,0]
[null,null,null,null,null,null,null,null,null,"T&D O&M Savings Low case",null,{"$f":"'MACRO OUTPUT'!F69","v":0},{"$f":"'MACRO OUTPUT'!G69","v":85000},{"$f":"'MACRO OUTPUT'!H69","v":340000.00000000012},{"$f":"'MACRO OUTPUT'!I69","v":340000.00000000012},{"$f":"'MACRO OUTPUT'!J69","v":340000.00000000012},{"$f":"'MACRO OUTPUT'!K69","v":347140},{"$f":"'MACRO OUTPUT'!L69","v":354429.93999999983},{"$f":"'MACRO OUTPUT'!M69","v":361872.96873999981},{"$f":"'MACRO OUTPUT'!N69","v":369472.30108353985},{"$f":"'MACRO OUTPUT'!O69","v":377231.21940629429},{"$f":"'MACRO OUTPUT'!P69","v":385153.07501382648},{"$f":"'MACRO OUTPUT'!Q69","v":393241.2895891167},{"$f":"'MACRO OUTPUT'!R69","v":401499.35667048814},{"$f":"'MACRO OUTPUT'!S69","v":409930.84316056827},{"$f":"'MACRO OUTPUT'!T69","v":418539.39086694026},{"$f":"'MACRO OUTPUT'!U69","v":427328.71807514608},{"$f":"'MACRO OUTPUT'!V69","v":436302.62115472404},{"$f":"'MACRO OUTPUT'!W69","v":445464.97619897325},{"$f":"'MACRO OUTPUT'!X69","v":454819.74069915165},{"$f":"'MACRO OUTPUT'!Y69","v":464370.95525383367},{"$f":"'MACRO OUTPUT'!Z69","v":474122.7453141642},{"$f":"'MACRO OUTPUT'!AA69","v":484079.32296576153},{"$f":"'MACRO OUTPUT'!AB69","v":494244.98874804215},{"$f":"'MACRO OUTPUT'!AC69","v":504624.13351175108},{"$f":"'MACRO OUTPUT'!AD69","v":515221.24031549774},{"$f":"'MACRO OUTPUT'!AE69","v":526040.88636212319},{"$f":"'MACRO OUTPUT'!AF69","v":0},{"$f":"'MACRO OUTPUT'!AG69","v":0},{"$f":"'MACRO OUTPUT'!AH69","v":0},{"$f":"'MACRO OUTPUT'!AI69","v":0},{"$f":"'MACRO OUTPUT'!AJ69","v":0},10150130.713129941,null,null,"Low Case",null,0]
[null,null,null,null,null,null,null,null,null,"T&D O&M Savings High case",null,{"$f":"'MACRO OUTPUT'!F119","v":0},{"$f":"'MACRO OUTPUT'!G119","v":115000.00000000012},{"$f":"'MACRO OUTPUT'!H119","v":460000.00000000023},{"$f":"'MACRO OUTPUT'!I119","v":460000.00000000023},{"$f":"'MACRO OUTPUT'!J119","v":460000.00000000023},{"$f":"'MACRO OUTPUT'!K119","v":469660},{"$f":"'MACRO OUTPUT'!L119","v":479522.86},{"$f":"'MACRO OUTPUT'!M119","v":489592.84005999996},{"$f":"'MACRO OUTPUT'!N119","v":499874.28970125993},{"$f":"'MACRO OUTPUT'!O119","v":510371.6497849864},{"$f":"'MACRO OUTPUT'!P119","v":521089.45443047117},{"$f":"'MACRO OUTPUT'!Q119","v":532032.33297351084},{"$f":"'MACRO OUTPUT'!R119","v":543205.01196595444},{"$f":"'MACRO OUTPUT'!S119","v":554612.31721723953},{"$f":"'MACRO OUTPUT'!T119","v":566259.17587880162},{"$f":"'MACRO OUTPUT'!U119","v":578150.61857225618},{"$f":"'MACRO OUTPUT'!V119","v":590291.78156227351},{"$f":"'MACRO OUTPUT'!W119","v":602687.9089750814},{"$f":"'MACRO OUTPUT'!X119","v":615344.35506355821},{"$f":"'MACRO OUTPUT'!Y119","v":628266.58651989279},{"$f":"'MACRO OUTPUT'!Z119","v":641460.18483681034},{"$f":"'MACRO OUTPUT'!AA119","v":654930.84871838323},{"$f":"'MACRO OUTPUT'!AB119","v":668684.39654146903},{"$f":"'MACRO OUTPUT'!AC119","v":682726.76886883972},{"$f":"'MACRO OUTPUT'!AD119","v":697064.03101508541},{"$f":"'MACRO OUTPUT'!AE119","v":711702.37566640181},{"$f":"'MACRO OUTPUT'!AF119","v":0},{"$f":"'MACRO OUTPUT'!AG119","v":0},{"$f":"'MACRO OUTPUT'!AH119","v":0},{"$f":"'MACRO OUTPUT'!AI119","v":0},{"$f":"'MACRO OUTPUT'!AJ119","v":0},13732529.788352273,null,null,"High Case",null,0]
[null,null,null,null,null,null,null,null,null,"Theft Reduction Reference",null,{"$f":"'MACRO OUTPUT'!F20","v":0},{"$f":"'MACRO OUTPUT'!G20","v":0},{"$f":"'MACRO OUTPUT'!H20","v":0},{"$f":"'MACRO OUTPUT'!I20","v":0},{"$f":"'MACRO OUTPUT'!J20","v":0},{"$f":"'MACRO OUTPUT'!K20","v":0},{"$f":"'MACRO OUTPUT'!L20","v":0},{"$f":"'MACRO OUTPUT'!M20","v":0},{"$f":"'MACRO OUTPUT'!N20","v":0},{"$f":"'MACRO OUTPUT'!O20","v":0},{"$f":"'MACRO OUTPUT'!P20","v":0},{"$f":"'MACRO OUTPUT'!Q20","v":0},{"$f":"'MACRO OUTPUT'!R20","v":0},{"$f":"'MACRO OUTPUT'!S20","v":0},{"$f":"'MACRO OUTPUT'!T20","v":0},{"$f":"'MACRO OUTPUT'!U20","v":0},{"$f":"'MACRO OUTPUT'!V20","v":0},{"$f":"'MACRO OUTPUT'!W20","v":0},{"$f":"'MACRO OUTPUT'!X20","v":0},{"$f":"'MACRO OUTPUT'!Y20","v":0},{"$f":"'MACRO OUTPUT'!Z20","v":0},{"$f":"'MACRO OUTPUT'!AA20","v":0},{"$f":"'MACRO OUTPUT'!AB20","v":0},{"$f":"'MACRO OUTPUT'!AC20","v":0},{"$f":"'MACRO OUTPUT'!AD20","v":0},{"$f":"'MACRO OUTPUT'!AE20","v":0},{"$f":"'MACRO OUTPUT'!AF20","v":0},{"$f":"'MACRO OUTPUT'!AG20","v":0},{"$f":"'MACRO OUTPUT'!AH20","v":0},{"$f":"'MACRO OUTPUT'!AI20","v":0},{"$f":"'MACRO OUTPUT'!AJ20","v":0},0,null,"Security","Reference",null,0]
[null,null,null,null,null,null,null,null,null,"Theft Reduction Low case",null,{"$f":"'MACRO OUTPUT'!F70","v":0},{"$f":"'MACRO OUTPUT'!G70","v":0},{"$f":"'MACRO OUTPUT'!H70","v":0},{"$f":"'MACRO OUTPUT'!I70","v":0},{"$f":"'MACRO OUTPUT'!J70","v":0},{"$f":"'MACRO OUTPUT'!K70","v":0},{"$f":"'MACRO OUTPUT'!L70","v":0},{"$f":"'MACRO OUTPUT'!M70","v":0},{"$f":"'MACRO OUTPUT'!N70","v":0},{"$f":"'MACRO OUTPUT'!O70","v":0},{"$f":"'MACRO OUTPUT'!P70","v":0},{"$f":"'MACRO OUTPUT'!Q70","v":0},{"$f":"'MACRO OUTPUT'!R70","v":0},{"$f":"'MACRO OUTPUT'!S70","v":0},{"$f":"'MACRO OUTPUT'!T70","v":0},{"$f":"'MACRO OUTPUT'!U70","v":0},{"$f":"'MACRO OUTPUT'!V70","v":0},{"$f":"'MACRO OUTPUT'!W70","v":0},{"$f":"'MACRO OUTPUT'!X70","v":0},{"$f":"'MACRO OUTPUT'!Y70","v":0},{"$f":"'MACRO OUTPUT'!Z70","v":0},{"$f":"'MACRO OUTPUT'!AA70","v":0},{"$f":"'MACRO OUTPUT'!AB70","v":0},{"$f":"'MACRO OUTPUT'!AC70","v":0},{"$f":"'MACRO OUTPUT'!AD70","v":0},{"$f":"'MACRO OUTPUT'!AE70","v":0},{"$f":"'MACRO OUTPUT'!AF70","v":0},{"$f":"'MACRO OUTPUT'!AG70","v":0},{"$f":"'MACRO OUTPUT'!AH70","v":0},{"$f":"'MACRO OUTPUT'!AI70","v":0},{"$f":"'MACRO OUTPUT'!AJ70","v":0},0,null,null,"Low Case",null,0]
[null,null,null,null,null,null,null,null,null,"Theft Reduction High case",null,{"$f":"'MACRO OUTPUT'!F120","v":0},{"$f":"'MACRO OUTPUT'!G120","v":0},{"$f":"'MACRO OUTPUT'!H120","v":0},{"$f":"'MACRO OUTPUT'!I120","v":0},{"$f":"'MACRO OUTPUT'!J120","v":0},{"$f":"'MACRO OUTPUT'!K120","v":0},{"$f":"'MACRO OUTPUT'!L120","v":0},{"$f":"'MACRO OUTPUT'!M120","v":0},{"$f":"'MACRO OUTPUT'!N120","v":0},{"$f":"'MACRO OUTPUT'!O120","v":0},{"$f":"'MACRO OUTPUT'!P120","v":0},{"$f":"'MACRO OUTPUT'!Q120","v":0},{"$f":"'MACRO OUTPUT'!R120","v":0},{"$f":"'MACRO OUTPUT'!S120","v":0},{"$f":"'MACRO OUTPUT'!T120","v":0},{"$f":"'MACRO OUTPUT'!U120","v":0},{"$f":"'MACRO OUTPUT'!V120","v":0},{"$f":"'MACRO OUTPUT'!W120","v":0},{"$f":"'MACRO OUTPUT'!X120","v":0},{"$f":"'MACRO OUTPUT'!Y120","v":0},{"$f":"'MACRO OUTPUT'!Z120","v":0},{"$f":"'MACRO OUTPUT'!AA120","v":0},{"$f":"'MACRO OUTPUT'!AB120","v":0},{"$f":"'MACRO OUTPUT'!AC120","v":0},{"$f":"'MACRO OUTPUT'!AD120","v":0},{"$f":"'MACRO OUTPUT'!AE120","v":0},{"$f":"'MACRO OUTPUT'!AF120","v":0},{"$f":"'MACRO OUTPUT'!AG120","v":0},{"$f":"'MACRO OUTPUT'!AH120","v":0},{"$f":"'MACRO OUTPUT'!AI120","v":0},{"$f":"'MACRO OUTPUT'!AJ120","v":0},0,null,null,"High Case",null,0]
[null,null,null,null,null,null,null,null,null,"Energy Efficiency Reference",null,{"$f":"'MACRO OUTPUT'!F21","v":0},{"$f":"'MACRO OUTPUT'!G21","v":0},{"$f":"'MACRO OUTPUT'!H21","v":0},{"$f":"'MACRO OUTPUT'!I21","v":0},{"$f":"'MACRO OUTPUT'!J21","v":0},{"$f":"'MACRO OUTPUT'!K21","v":0},{"$f":"'MACRO OUTPUT'!L21","v":0},{"$f":"'MACRO OUTPUT'!M21","v":0},{"$f":"'MACRO OUTPUT'!N21","v":0},{"$f":"'MACRO OUTPUT'!O21","v":0},{"$f":"'MACRO OUTPUT'!P21","v":0},{"$f":"'MACRO OUTPUT'!Q21","v":0},{"$f":"'MACRO OUTPUT'!R21","v":0},{"$f":"'MACRO OUTPUT'!S21","v":0},{"$f":"'MACRO OUTPUT'!T21","v":0},{"$f":"'MACRO OUTPUT'!U21","v":0},{"$f":"'MACRO OUTPUT'!V21","v":0},{"$f":"'MACRO OUTPUT'!W21","v":0},{"$f":"'MACRO OUTPUT'!X21","v":0},{"$f":"'MACRO OUTPUT'!Y21","v":0},{"$f":"'MACRO OUTPUT'!Z21","v":0},{"$f":"'MACRO OUTPUT'!AA21","v":0},{"$f":"'MACRO OUTPUT'!AB21","v":0},{"$f":"'MACRO OUTPUT'!AC21","v":0},{"$f":"'MACRO OUTPUT'!AD21","v":0},{"$f":"'MACRO OUTPUT'!AE21","v":0},{"$f":"'MACRO OUTPUT'!AF21","v":0},{"$f":"'MACRO OUTPUT'!AG21","v":0},{"$f":"'MACRO OUTPUT'!AH21","v":0},{"$f":"'MACRO OUTPUT'!AI21","v":0},{"$f":"'MACRO OUTPUT'!AJ21","v":0},0,null,"Net Benefit","Reference",null,{"$f":"AQ48","v":23606.757560182741}]
[null,null,null,null,null,null,null,null,null,"Energy Efficiency Low case",null,{"$f":"'MACRO OUTPUT'!F71","v":0},{"$f":"'MACRO OUTPUT'!G71","v":0},{"$f":"'MACRO OUTPUT'!H71","v":0},{"$f":"'MACRO OUTPUT'!I71","v":0},{"$f":"'MACRO OUTPUT'!J71","v":0},{"$f":"'MACRO OUTPUT'!K71","v":0},{"$f":"'MACRO OUTPUT'!L71","v":0},{"$f":"'MACRO OUTPUT'!M71","v":0},{"$f":"'MACRO OUTPUT'!N71","v":0},{"$f":"'MACRO OUTPUT'!O71","v":0},{"$f":"'MACRO OUTPUT'!P71","v":0},{"$f":"'MACRO OUTPUT'!Q71","v":0},{"$f":"'MACRO OUTPUT'!R71","v":0},{"$f":"'MACRO OUTPUT'!S71","v":0},{"$f":"'MACRO OUTPUT'!T71","v":0},{"$f":"'MACRO OUTPUT'!U71","v":0},{"$f":"'MACRO OUTPUT'!V71","v":0},{"$f":"'MACRO OUTPUT'!W71","v":0},{"$f":"'MACRO OUTPUT'!X71","v":0},{"$f":"'MACRO OUTPUT'!Y71","v":0},{"$f":"'MACRO OUTPUT'!Z71","v":0},{"$f":"'MACRO OUTPUT'!AA71","v":0},{"$f":"'MACRO OUTPUT'!AB71","v":0},{"$f":"'MACRO OUTPUT'!AC71","v":0},{"$f":"'MACRO OUTPUT'!AD71","v":0},{"$f":"'MACRO OUTPUT'!AE71","v":0},{"$f":"'MACRO OUTPUT'!AF71","v":0},{"$f":"'MACRO OUTPUT'!AG71","v":0},{"$f":"'MACRO OUTPUT'!AH71","v":0},{"$f":"'MACRO OUTPUT'!AI71","v":0},{"$f":"'MACRO OUTPUT'!AJ71","v":0},0,null,null,"Low Case",null,{"$f":"AQ49","v":196194791.78880739}]
[null,null,null,null,null,null,null,null,null,"Energy Efficiency High case",null,{"$f":"'MACRO OUTPUT'!F121","v":0},{"$f":"'MACRO OUTPUT'!G121","v":0},{"$f":"'MACRO OUTPUT'!H121","v":0},{"$f":"'MACRO OUTPUT'!I121","v":0},{"$f":"'MACRO OUTPUT'!J121","v":0},{"$f":"'MACRO OUTPUT'!K121","v":0},{"$f":"'MACRO OUTPUT'!L121","v":0},{"$f":"'MACRO OUTPUT'!M121","v":0},{"$f":"'MACRO OUTPUT'!N121","v":0},{"$f":"'MACRO OUTPUT'!O121","v":0},{"$f":"'MACRO OUTPUT'!P121","v":0},{"$f":"'MACRO OUTPUT'!Q121","v":0},{"$f":"'MACRO OUTPUT'!R121","v":0},{"$f":"'MACRO OUTPUT'!S121","v":0},{"$f":"'MACRO OUTPUT'!T121","v":0},{"$f":"'MACRO OUTPUT'!U121","v":0},{"$f":"'MACRO OUTPUT'!V121","v":0},{"$f":"'MACRO OUTPUT'!W121","v":0},{"$f":"'MACRO OUTPUT'!X121","v":0},{"$f":"'MACRO OUTPUT'!Y121","v":0},{"$f":"'MACRO OUTPUT'!Z121","v":0},{"$f":"'MACRO OUTPUT'!AA121","v":0},{"$f":"'MACRO OUTPUT'!AB121","v":0},{"$f":"'MACRO OUTPUT'!AC121","v":0},{"$f":"'MACRO OUTPUT'!AD121","v":0},{"$f":"'MACRO OUTPUT'!AE121","v":0},{"$f":"'MACRO OUTPUT'!AF121","v":0},{"$f":"'MACRO OUTPUT'!AG121","v":0},{"$f":"'MACRO OUTPUT'!AH121","v":0},{"$f":"'MACRO OUTPUT'!AI121","v":0},{"$f":"'MACRO OUTPUT'!AJ121","v":0},0,null,null,"High Case",null,{"$f":"AQ50","v":577487844.0971359}]
[null,null,null,null,null,null,null,null,null,"Electricity Cost Savings Reference",null,{"$f":"'MACRO OUTPUT'!F22","v":0},{"$f":"'MACRO OUTPUT'!G22","v":0},{"$f":"'MACRO OUTPUT'!H22","v":0},{"$f":"'MACRO OUTPUT'!I22","v":0},{"$f":"'MACRO OUTPUT'!J22","v":0},{"$f":"'MACRO OUTPUT'!K22","v":0},{"$f":"'MACRO OUTPUT'!L22","v":0},{"$f":"'MACRO OUTPUT'!M22","v":0},{"$f":"'MACRO OUTPUT'!N22","v":0},{"$f":"'MACRO OUTPUT'!O22","v":0},{"$f":"'MACRO OUTPUT'!P22","v":0},{"$f":"'MACRO OUTPUT'!Q22","v":0},{"$f":"'MACRO OUTPUT'!R22","v":0},{"$f":"'MACRO OUTPUT'!S22","v":0},{"$f":"'MACRO OUTPUT'!T22","v":0},{"$f":"'MACRO OUTPUT'!U22","v":0},{"$f":"'MACRO OUTPUT'!V22","v":0},{"$f":"'MACRO OUTPUT'!W22","v":0},{"$f":"'MACRO OUTPUT'!X22","v":0},{"$f":"'MACRO OUTPUT'!Y22","v":0},{"$f":"'MACRO OUTPUT'!Z22","v":0},{"$f":"'MACRO OUTPUT'!AA22","v":0},{"$f":"'MACRO OUTPUT'!AB22","v":0},{"$f":"'MACRO OUTPUT'!AC22","v":0},{"$f":"'MACRO OUTPUT'!AD22","v":0},{"$f":"'MACRO OUTPUT'!AE22","v":0},{"$f":"'MACRO OUTPUT'!AF22","v":0},{"$f":"'MACRO OUTPUT'!AG22","v":0},{"$f":"'MACRO OUTPUT'!AH22","v":0},{"$f":"'MACRO OUTPUT'!AI22","v":0},{"$f":"'MACRO OUTPUT'!AJ22","v":0},0]
[null,null,null,null,null,null,null,null,null,"Electricity Cost Savings Low case",null,{"$f":"'MACRO OUTPUT'!F72","v":0},{"$f":"'MACRO OUTPUT'!G72","v":255000},{"$f":"'MACRO OUTPUT'!H72","v":1020000.0000000005},{"$f":"'MACRO OUTPUT'!I72","v":1020000.0000000005},{"$f":"'MACRO OUTPUT'!J72","v":1020000.0000000005},{"$f":"'MACRO OUTPUT'!K72","v":1039380},{"$f":"'MACRO OUTPUT'!L72","v":1059128.2199999995},{"$f":"'MACRO OUTPUT'!M72","v":1079251.6561799995},{"$f":"'MACRO OUTPUT'!N72","v":1099757.4376474195},{"$f":"'MACRO OUTPUT'!O72","v":1120652.82896272},{"$f":"'MACRO OUTPUT'!P72","v":1141945.232713012},{"$f":"'MACRO OUTPUT'!Q72","v":1163642.1921345594},{"$f":"'MACRO OUTPUT'!R72","v":1185751.3937851158},{"$f":"'MACRO OUTPUT'!S72","v":1208280.6702670332},{"$f":"'MACRO OUTPUT'!T72","v":1231238.0030021067},{"$f":"'MACRO OUTPUT'!U72","v":1254631.5250591466},{"$f":"'MACRO OUTPUT'!V72","v":1278469.5240352703},{"$f":"'MACRO OUTPUT'!W72","v":1302760.4449919406},{"$f":"'MACRO OUTPUT'!X72","v":1327512.8934467877},{"$f":"'MACRO OUTPUT'!Y72","v":1352735.6384222759},{"$f":"'MACRO OUTPUT'!Z72","v":1378437.6155522987},{"$f":"'MACRO OUTPUT'!AA72","v":1404627.930247792},{"$f":"'MACRO OUTPUT'!AB72","v":1431315.8609225},{"$f":"'MACRO OUTPUT'!AC72","v":1458510.8622800275},{"$f":"'MACRO OUTPUT'!AD72","v":1486222.5686633475},{"$f":"'MACRO OUTPUT'!AE72","v":1514460.7974679507},{"$f":"'MACRO OUTPUT'!AF72","v":0},{"$f":"'MACRO OUTPUT'!AG72","v":0},{"$f":"'MACRO OUTPUT'!AH72","v":0},{"$f":"'MACRO OUTPUT'!AI72","v":0},{"$f":"'MACRO OUTPUT'!AJ72","v":0},29833713.295781303]
[null,null,null,null,null,null,null,null,null,"Electricity Cost Savings High case",null,{"$f":"'MACRO OUTPUT'!F122","v":0},{"$f":"'MACRO OUTPUT'!G122","v":345000.00000000047},{"$f":"'MACRO OUTPUT'!H122","v":1380000.0000000007},{"$f":"'MACRO OUTPUT'!I122","v":1380000.0000000007},{"$f":"'MACRO OUTPUT'!J122","v":1380000.0000000007},{"$f":"'MACRO OUTPUT'!K122","v":1406220},{"$f":"'MACRO OUTPUT'!L122","v":1432938.1799999997},{"$f":"'MACRO OUTPUT'!M122","v":1460164.0054199998},{"$f":"'MACRO OUTPUT'!N122","v":1487907.1215229793},{"$f":"'MACRO OUTPUT'!O122","v":1516177.3568319161},{"$f":"'MACRO OUTPUT'!P122","v":1544984.7266117223},{"$f":"'MACRO OUTPUT'!Q122","v":1574339.436417345},{"$f":"'MACRO OUTPUT'!R122","v":1604251.8857092741},{"$f":"'MACRO OUTPUT'!S122","v":1634732.6715377509},{"$f":"'MACRO OUTPUT'!T122","v":1665792.5922969677},{"$f":"'MACRO OUTPUT'!U122","v":1697442.6515506101},{"$f":"'MACRO OUTPUT'!V122","v":1729694.061930072},{"$f":"'MACRO OUTPUT'!W122","v":1762558.2491067424},{"$f":"'MACRO OUTPUT'!X122","v":1796046.8558397703},{"$f":"'MACRO OUTPUT'!Y122","v":1830171.7461007261},{"$f":"'MACRO OUTPUT'!Z122","v":1864945.0092766397},{"$f":"'MACRO OUTPUT'!AA122","v":1900378.9644528953},{"$f":"'MACRO OUTPUT'!AB122","v":1936486.1647775001},{"$f":"'MACRO OUTPUT'!AC122","v":1973279.4019082719},{"$f":"'MACRO OUTPUT'!AD122","v":2010771.7105445294},{"$f":"'MACRO OUTPUT'!AE122","v":2048976.3730448745},{"$f":"'MACRO OUTPUT'!AF122","v":0},{"$f":"'MACRO OUTPUT'!AG122","v":0},{"$f":"'MACRO OUTPUT'!AH122","v":0},{"$f":"'MACRO OUTPUT'!AI122","v":0},{"$f":"'MACRO OUTPUT'!AJ122","v":0},40363259.164880589]
[null,null,null,null,null,null,null,null,null,"Economic Reference",null,{"$f":"'MACRO OUTPUT'!F23","v":0},{"$f":"'MACRO OUTPUT'!G23","v":0},{"$f":"'MACRO OUTPUT'!H23","v":0},{"$f":"'MACRO OUTPUT'!I23","v":0},{"$f":"'MACRO OUTPUT'!J23","v":0},{"$f":"'MACRO OUTPUT'!K23","v":0},{"$f":"'MACRO OUTPUT'!L23","v":0},{"$f":"'MACRO OUTPUT'!M23","v":0},{"$f":"'MACRO OUTPUT'!N23","v":0},{"$f":"'MACRO OUTPUT'!O23","v":0},{"$f":"'MACRO OUTPUT'!P23","v":0},{"$f":"'MACRO OUTPUT'!Q23","v":0},{"$f":"'MACRO OUTPUT'!R23","v":0},{"$f":"'MACRO OUTPUT'!S23","v":0},{"$f":"'MACRO OUTPUT'!T23","v":0},{"$f":"'MACRO OUTPUT'!U23","v":0},{"$f":"'MACRO OUTPUT'!V23","v":0},{"$f":"'MACRO OUTPUT'!W23","v":0},{"$f":"'MACRO OUTPUT'!X23","v":0},{"$f":"'MACRO OUTPUT'!Y23","v":0},{"$f":"'MACRO OUTPUT'!Z23","v":0},{"$f":"'MACRO OUTPUT'!AA23","v":0},{"$f":"'MACRO OUTPUT'!AB23","v":0},{"$f":"'MACRO OUTPUT'!AC23","v":0},{"$f":"'MACRO OUTPUT'!AD23","v":0},{"$f":"'MACRO OUTPUT'!AE23","v":0},{"$f":"'MACRO OUTPUT'!AF23","v":0},{"$f":"'MACRO OUTPUT'!AG23","v":0},{"$f":"'MACRO OUTPUT'!AH23","v":0},{"$f":"'MACRO OUTPUT'!AI23","v":0},{"$f":"'MACRO OUTPUT'!AJ23","v":0},0]
[null,null,null,null,null,null,null,null,null,"Economic Low case",null,{"$f":"'MACRO OUTPUT'!F73","v":0},{"$f":"'MACRO OUTPUT'!G73","v":340000},{"$f":"'MACRO OUTPUT'!H73","v":1360000.0000000005},{"$f":"'MACRO OUTPUT'!I73","v":1360000.0000000005},{"$f":"'MACRO OUTPUT'!J73","v":1360000.0000000005},{"$f":"'MACRO OUTPUT'!K73","v":1386520},{"$f":"'MACRO OUTPUT'!L73","v":1413558.1599999992},{"$f":"'MACRO OUTPUT'!M73","v":1441124.6249199994},{"$f":"'MACRO OUTPUT'!N73","v":1469229.7387309594},{"$f":"'MACRO OUTPUT'!O73","v":1497884.0483690142},{"$f":"'MACRO OUTPUT'!P73","v":1527098.3077268386},{"$f":"'MACRO OUTPUT'!Q73","v":1556883.481723676},{"$f":"'MACRO OUTPUT'!R73","v":1587250.7504556039},{"$f":"'MACRO OUTPUT'!S73","v":1618211.5134276014},{"$f":"'MACRO OUTPUT'!T73","v":1649777.3938690471},{"$f":"'MACRO OUTPUT'!U73","v":1681960.2431342928},{"$f":"'MACRO OUTPUT'!V73","v":1714772.1451899945},{"$f":"'MACRO OUTPUT'!W73","v":1748225.4211909138},{"$f":"'MACRO OUTPUT'!X73","v":1782332.6341459393},{"$f":"'MACRO OUTPUT'!Y73","v":1817106.5936761096},{"$f":"'MACRO OUTPUT'!Z73","v":1852560.3608664628},{"$f":"'MACRO OUTPUT'!AA73","v":1888707.2532135537},{"$f":"'MACRO OUTPUT'!AB73","v":1925560.8496705422},{"$f":"'MACRO OUTPUT'!AC73","v":1963134.9957917784},{"$f":"'MACRO OUTPUT'!AD73","v":2001443.8089788454},{"$f":"'MACRO OUTPUT'!AE73","v":2040501.683830074},{"$f":"'MACRO OUTPUT'!AF73","v":0},{"$f":"'MACRO OUTPUT'!AG73","v":0},{"$f":"'MACRO OUTPUT'!AH73","v":0},{"$f":"'MACRO OUTPUT'!AI73","v":0},{"$f":"'MACRO OUTPUT'!AJ73","v":0},39983844.008911252]
[null,null,null,null,null,null,null,null,null,"Economic High case",null,{"$f":"'MACRO OUTPUT'!F123","v":0},{"$f":"'MACRO OUTPUT'!G123","v":460000.00000000058},{"$f":"'MACRO OUTPUT'!H123","v":1840000.0000000009},{"$f":"'MACRO OUTPUT'!I123","v":1840000.0000000009},{"$f":"'MACRO OUTPUT'!J123","v":1840000.0000000009},{"$f":"'MACRO OUTPUT'!K123","v":1875880},{"$f":"'MACRO OUTPUT'!L123","v":1912461.0399999996},{"$f":"'MACRO OUTPUT'!M123","v":1949756.8454799997},{"$f":"'MACRO OUTPUT'!N123","v":1987781.4112242393},{"$f":"'MACRO OUTPUT'!O123","v":2026549.0066169025},{"$f":"'MACRO OUTPUT'!P123","v":2066074.1810421934},{"$f":"'MACRO OUTPUT'!Q123","v":2106371.7693908559},{"$f":"'MACRO OUTPUT'!R123","v":2147456.8976752283},{"$f":"'MACRO OUTPUT'!S123","v":2189344.9887549905},{"$f":"'MACRO OUTPUT'!T123","v":2232051.7681757696},{"$f":"'MACRO OUTPUT'!U123","v":2275593.2701228661},{"$f":"'MACRO OUTPUT'!V123","v":2319985.8434923454},{"$f":"'MACRO OUTPUT'!W123","v":2365246.158081824},{"$f":"'MACRO OUTPUT'!X123","v":2411391.2109033284},{"$f":"'MACRO OUTPUT'!Y123","v":2458438.3326206189},{"$f":"'MACRO OUTPUT'!Z123","v":2506405.1941134501},{"$f":"'MACRO OUTPUT'!AA123","v":2555309.8131712787},{"$f":"'MACRO OUTPUT'!AB123","v":2605170.5613189694},{"$f":"'MACRO OUTPUT'!AC123","v":2656006.1707771118},{"$f":"'MACRO OUTPUT'!AD123","v":2707835.7415596149},{"$f":"'MACRO OUTPUT'!AE123","v":2760678.7487112763},{"$f":"'MACRO OUTPUT'!AF123","v":0},{"$f":"'MACRO OUTPUT'!AG123","v":0},{"$f":"'MACRO OUTPUT'!AH123","v":0},{"$f":"'MACRO OUTPUT'!AI123","v":0},{"$f":"'MACRO OUTPUT'!AJ123","v":0},54095788.95323287]
[null,null,null,null,null,null,null,null,null,"Power Interruptions Reference",null,{"$f":"'MACRO OUTPUT'!F27","v":555},{"$f":"'MACRO OUTPUT'!G27","v":557.22},{"$f":"'MACRO OUTPUT'!H27","v":559.44887999999992},{"$f":"'MACRO OUTPUT'!I27","v":561.68667551999999},{"$f":"'MACRO OUTPUT'!J27","v":563.93342222207991},{"$f":"'MACRO OUTPUT'!K27","v":591.37494813335582},{"$f":"'MACRO OUTPUT'!L27","v":620.15180427097641},{"$f":"'MACRO OUTPUT'!M27","v":650.32896904828362},{"$f":"'MACRO OUTPUT'!N27","v":681.97458278877207},{"$f":"'MACRO OUTPUT'!O27","v":715.16010158758468},{"$f":"'MACRO OUTPUT'!P27","v":749.96045866005102},{"$f":"'MACRO OUTPUT'!Q27","v":786.4542335415963},{"$f":"'MACRO OUTPUT'!R27","v":824.72382952107591},{"$f":"'MACRO OUTPUT'!S27","v":864.85565970818027},{"$f":"'MACRO OUTPUT'!T27","v":906.94034215505496},{"$f":"'MACRO OUTPUT'!U27","v":951.07290447271885},{"$f":"'MACRO OUTPUT'!V27","v":997.35299840430798},{"$f":"'MACRO OUTPUT'!W27","v":1045.8851248396556},{"$f":"'MACRO OUTPUT'!X27","v":1096.7788697792896},{"$f":"'MACRO OUTPUT'!Y27","v":1150.1491517806562},{"$f":"'MACRO OUTPUT'!Z27","v":1206.1164814453123},{"$f":"'MACRO OUTPUT'!AA27","v":1264.8072335330016},{"$f":"'MACRO OUTPUT'!AB27","v":1326.3539323170592},{"$f":"'MACRO OUTPUT'!AC27","v":1390.8955508254717},{"$f":"'MACRO OUTPUT'!AD27","v":1458.5778246432922},{"$f":"'MACRO OUTPUT'!AE27","v":1529.5535809849673},{"$f":"'MACRO OUTPUT'!AF27","v":0},{"$f":"'MACRO OUTPUT'!AG27","v":0},{"$f":"'MACRO OUTPUT'!AH27","v":0},{"$f":"'MACRO OUTPUT'!AI27","v":0},{"$f":"'MACRO OUTPUT'!AJ27","v":0},23606.757560182741]
[null,null,null,null,null,null,null,null,null,"Power Interruptions Low case",null,{"$f":"'MACRO OUTPUT'!F77","v":0},{"$f":"'MACRO OUTPUT'!G77","v":181849.16136361286},{"$f":"'MACRO OUTPUT'!H77","v":3728213.3145451862},{"$f":"'MACRO OUTPUT'!I77","v":3821731.8173272274},{"$f":"'MACRO OUTPUT'!J77","v":3917596.1382330675},{"$f":"'MACRO OUTPUT'!K77","v":4108230.0175190903},{"$f":"'MACRO OUTPUT'!L77","v":4308140.3190419413},{"$f":"'MACRO OUTPUT'!M77","v":4517778.4421533048},{"$f":"'MACRO OUTPUT'!N77","v":4737617.7517179847},{"$f":"'MACRO OUTPUT'!O77","v":4968154.6469763368},{"$f":"'MACRO OUTPUT'!P77","v":5209909.6824183315},{"$f":"'MACRO OUTPUT'!Q77","v":5463428.7432006225},{"$f":"'MACRO OUTPUT'!R77","v":5729284.2777603604},{"$f":"'MACRO OUTPUT'!S77","v":6008076.590409115},{"$f":"'MACRO OUTPUT'!T77","v":6300435.1968258135},{"$f":"'MACRO OUTPUT'!U77","v":6607020.2455089502},{"$f":"'MACRO OUTPUT'!V77","v":6928524.0083982833},{"$f":"'MACRO OUTPUT'!W77","v":7265672.444031328},{"$f":"'MACRO OUTPUT'!X77","v":7619226.8367645964},{"$f":"'MACRO OUTPUT'!Y77","v":7989985.5157609768},{"$f":"'MACRO OUTPUT'!Z77","v":8378785.6576244049},{"$f":"'MACRO OUTPUT'!AA77","v":8786505.1767526418},{"$f":"'MACRO OUTPUT'!AB77","v":9214064.7076762542},{"$f":"'MACRO OUTPUT'!AC77","v":9662429.6838600859},{"$f":"'MACRO OUTPUT'!AD77","v":10132612.517661184},{"$f":"'MACRO OUTPUT'!AE77","v":10625674.886365436},{"$f":"'MACRO OUTPUT'!AF77","v":0},{"$f":"'MACRO OUTPUT'!AG77","v":0},{"$f":"'MACRO OUTPUT'!AH77","v":0},{"$f":"'MACRO OUTPUT'!AI77","v":0},{"$f":"'MACRO OUTPUT'!AJ77","v":0},156210947.77989614]
[null,null,null,null,null,null,null,null,null,"Power Interruptions High case",null,{"$f":"'MACRO OUTPUT'!F127","v":0},{"$f":"'MACRO OUTPUT'!G127","v":609294.08370535821},{"$f":"'MACRO OUTPUT'!H127","v":12491552.33002045},{"$f":"'MACRO OUTPUT'!I127","v":12804890.428666689},{"$f":"'MACRO OUTPUT'!J127","v":13126088.300179362},{"$f":"'MACRO OUTPUT'!K127","v":13764815.990380384},{"$f":"'MACRO OUTPUT'!L127","v":14434624.765280798},{"$f":"'MACRO OUTPUT'!M127","v":15137027.059429623},{"$f":"'MACRO OUTPUT'!N127","v":15873608.90385069},{"$f":"'MACRO OUTPUT'!O127","v":16646033.507315554},{"$f":"'MACRO OUTPUT'!P127","v":17456045.011884764},{"$f":"'MACRO OUTPUT'!Q127","v":18305472.431197017},{"$f":"'MACRO OUTPUT'!R127","v":19196233.780399367},{"$f":"'MACRO OUTPUT'!S127","v":20130340.407043487},{"$f":"'MACRO OUTPUT'!T127","v":21109901.532727465},{"$f":"'MACRO OUTPUT'!U127","v":22137129.015738234},{"$f":"'MACRO OUTPUT'!V127","v":23214342.3454483},{"$f":"'MACRO OUTPUT'!W127","v":24343973.879744872},{"$f":"'MACRO OUTPUT'!X127","v":25528574.337316871},{"$f":"'MACRO OUTPUT'!Y127","v":26770818.557201996},{"$f":"'MACRO OUTPUT'!Z127","v":28073511.538598374},{"$f":"'MACRO OUTPUT'!AA127","v":29439594.774579316},{"$f":"'MACRO OUTPUT'!AB127","v":30872152.89401263},{"$f":"'MACRO OUTPUT'!AC127","v":32374420.626681775},{"$f":"'MACRO OUTPUT'!AD127","v":33949790.107336134},{"$f":"'MACRO OUTPUT'!AE127","v":35601818.535163492},{"$f":"'MACRO OUTPUT'!AF127","v":0},{"$f":"'MACRO OUTPUT'!AG127","v":0},{"$f":"'MACRO OUTPUT'!AH127","v":0},{"$f":"'MACRO OUTPUT'!AI127","v":0},{"$f":"'MACRO OUTPUT'!AJ127","v":0},523392055.14390302]
[null,null,null,null,null,null,null,null,null,"Power Quality Reference",null,{"$f":"'MACRO OUTPUT'!F30","v":0},{"$f":"'MACRO OUTPUT'!G30","v":0},{"$f":"'MACRO OUTPUT'!H30","v":0},{"$f":"'MACRO OUTPUT'!I30","v":0},{"$f":"'MACRO OUTPUT'!J30","v":0},{"$f":"'MACRO OUTPUT'!K30","v":0},{"$f":"'MACRO OUTPUT'!L30","v":0},{"$f":"'MACRO OUTPUT'!M30","v":0},{"$f":"'MACRO OUTPUT'!N30","v":0},{"$f":"'MACRO OUTPUT'!O30","v":0},{"$f":"'MACRO OUTPUT'!P30","v":0},{"$f":"'MACRO OUTPUT'!Q30","v":0},{"$f":"'MACRO OUTPUT'!R30","v":0},{"$f":"'MACRO OUTPUT'!S30","v":0},{"$f":"'MACRO OUTPUT'!T30","v":0},{"$f":"'MACRO OUTPUT'!U30","v":0},{"$f":"'MACRO OUTPUT'!V30","v":0},{"$f":"'MACRO OUTPUT'!W30","v":0},{"$f":"'MACRO OUTPUT'!X30","v":0},{"$f":"'MACRO OUTPUT'!Y30","v":0},{"$f":"'MACRO OUTPUT'!Z30","v":0},{"$f":"'MACRO OUTPUT'!AA30","v":0},{"$f":"'MACRO OUTPUT'!AB30","v":0},{"$f":"'MACRO OUTPUT'!AC30","v":0},{"$f":"'MACRO OUTPUT'!AD30","v":0},{"$f":"'MACRO OUTPUT'!AE30","v":0},{"$f":"'MACRO OUTPUT'!AF30","v":0},{"$f":"'MACRO OUTPUT'!AG30","v":0},{"$f":"'MACRO OUTPUT'!AH30","v":0},{"$f":"'MACRO OUTPUT'!AI30","v":0},{"$f":"'MACRO OUTPUT'!AJ30","v":0},{"$f":"SUM(L30:AP30)","v":0}]
[null,null,null,null,null,null,null,null,null,"Power Quality Low case",null,{"$f":"'MACRO OUTPUT'!F80","v":0},{"$f":"'MACRO OUTPUT'!G80","v":0},{"$f":"'MACRO OUTPUT'!H80","v":0},{"$f":"'MACRO OUTPUT'!I80","v":0},{"$f":"'MACRO OUTPUT'!J80","v":0},{"$f":"'MACRO OUTPUT'!K80","v":0},{"$f":"'MACRO OUTPUT'!L80","v":0},{"$f":"'MACRO OUTPUT'!M80","v":0},{"$f":"'MACRO OUTPUT'!N80","v":0},{"$f":"'MACRO OUTPUT'!O80","v":0},{"$f":"'MACRO OUTPUT'!P80","v":0},{"$f":"'MACRO OUTPUT'!Q80","v":0},{"$f":"'MACRO OUTPUT'!R80","v":0},{"$f":"'MACRO OUTPUT'!S80","v":0},{"$f":"'MACRO OUTPUT'!T80","v":0},{"$f":"'MACRO OUTPUT'!U80","v":0},{"$f":"'MACRO OUTPUT'!V80","v":0},{"$f":"'MACRO OUTPUT'!W80","v":0},{"$f":"'MACRO OUTPUT'!X80","v":0},{"$f":"'MACRO OUTPUT'!Y80","v":0},{"$f":"'MACRO OUTPUT'!Z80","v":0},{"$f":"'MACRO OUTPUT'!AA80","v":0},{"$f":"'MACRO OUTPUT'!AB80","v":0},{"$f":"'MACRO OUTPUT'!AC80","v":0},{"$f":"'MACRO OUTPUT'!AD80","v":0},{"$f":"'MACRO OUTPUT'!AE80","v":0},{"$f":"'MACRO OUTPUT'!AF80","v":0},{"$f":"'MACRO OUTPUT'!AG80","v":0},{"$f":"'MACRO OUTPUT'!AH80","v":0},{"$f":"'MACRO OUTPUT'!AI80","v":0},{"$f":"'MACRO OUTPUT'!AJ80","v":0},0]
[null,null,null,null,null,null,null,null,null,"Power Quality High case",null,{"$f":"'MACRO OUTPUT'!F130","v":0},{"$f":"'MACRO OUTPUT'!G130","v":0},{"$f":"'MACRO OUTPUT'!H130","v":0},{"$f":"'MACRO OUTPUT'!I130","v":0},{"$f":"'MACRO OUTPUT'!J130","v":0},{"$f":"'MACRO OUTPUT'!K130","v":0},{"$f":"'MACRO OUTPUT'!L130","v":0},{"$f":"'MACRO OUTPUT'!M130","v":0},{"$f":"'MACRO OUTPUT'!N130","v":0},{"$f":"'MACRO OUTPUT'!O130","v":0},{"$f":"'MACRO OUTPUT'!P130","v":0},{"$f":"'MACRO OUTPUT'!Q130","v":0},{"$f":"'MACRO OUTPUT'!R130","v":0},{"$f":"'MACRO OUTPUT'!S130","v":0},{"$f":"'MACRO OUTPUT'!T130","v":0},{"$f":"'MACRO OUTPUT'!U130","v":0},{"$f":"'MACRO OUTPUT'!V130","v":0},{"$f":"'MACRO OUTPUT'!W130","v":0},{"$f":"'MACRO OUTPUT'!X130","v":0},{"$f":"'MACRO OUTPUT'!Y130","v":0},{"$f":"'MACRO OUTPUT'!Z130","v":0},{"$f":"'MACRO OUTPUT'!AA130","v":0},{"$f":"'MACRO OUTPUT'!AB130","v":0},{"$f":"'MACRO OUTPUT'!AC130","v":0},{"$f":"'MACRO OUTPUT'!AD130","v":0},{"$f":"'MACRO OUTPUT'!AE130","v":0},{"$f":"'MACRO OUTPUT'!AF130","v":0},{"$f":"'MACRO OUTPUT'!AG130","v":0},{"$f":"'MACRO OUTPUT'!AH130","v":0},{"$f":"'MACRO OUTPUT'!AI130","v":0},{"$f":"'MACRO OUTPUT'!AJ130","v":0},0]
[null,null,null,null,null,null,null,null,null,"Reliability Reference",null,{"$f":"'MACRO OUTPUT'!F31","v":555},{"$f":"'MACRO OUTPUT'!G31","v":557.22},{"$f":"'MACRO OUTPUT'!H31","v":559.44887999999992},{"$f":"'MACRO OUTPUT'!I31","v":561.68667551999999},{"$f":"'MACRO OUTPUT'!J31","v":563.93342222207991},{"$f":"'MACRO OUTPUT'!K31","v":591.37494813335582},{"$f":"'MACRO OUTPUT'!L31","v":620.15180427097641},{"$f":"'MACRO OUTPUT'!M31","v":650.32896904828362},{"$f":"'MACRO OUTPUT'!N31","v":681.97458278877207},{"$f":"'MACRO OUTPUT'!O31","v":715.16010158758468},{"$f":"'MACRO OUTPUT'!P31","v":749.96045866005102},{"$f":"'MACRO OUTPUT'!Q31","v":786.4542335415963},{"$f":"'MACRO OUTPUT'!R31","v":824.72382952107591},{"$f":"'MACRO OUTPUT'!S31","v":864.85565970818027},{"$f":"'MACRO OUTPUT'!T31","v":906.94034215505496},{"$f":"'MACRO OUTPUT'!U31","v":951.07290447271885},{"$f":"'MACRO OUTPUT'!V31","v":997.35299840430798},{"$f":"'MACRO OUTPUT'!W31","v":1045.8851248396556},{"$f":"'MACRO OUTPUT'!X31","v":1096.7788697792896},{"$f":"'MACRO OUTPUT'!Y31","v":1150.1491517806562},{"$f":"'MACRO OUTPUT'!Z31","v":1206.1164814453123},{"$f":"'MACRO OUTPUT'!AA31","v":1264.8072335330016},{"$f":"'MACRO OUTPUT'!AB31","v":1326.3539323170592},{"$f":"'MACRO OUTPUT'!AC31","v":1390.8955508254717},{"$f":"'MACRO OUTPUT'!AD31","v":1458.5778246432922},{"$f":"'MACRO OUTPUT'!AE31","v":1529.5535809849673},{"$f":"'MACRO OUTPUT'!AF31","v":0},{"$f":"'MACRO OUTPUT'!AG31","v":0},{"$f":"'MACRO OUTPUT'!AH31","v":0},{"$f":"'MACRO OUTPUT'!AI31","v":0},{"$f":"'MACRO OUTPUT'!AJ31","v":0},23606.757560182741]
[null,null,null,null,null,null,null,null,null,"Reliability Low case",null,{"$f":"'MACRO OUTPUT'!F81","v":0},{"$f":"'MACRO OUTPUT'!G81","v":181849.16136361286},{"$f":"'MACRO OUTPUT'!H81","v":3728213.3145451862},{"$f":"'MACRO OUTPUT'!I81","v":3821731.8173272274},{"$f":"'MACRO OUTPUT'!J81","v":3917596.1382330675},{"$f":"'MACRO OUTPUT'!K81","v":4108230.0175190903},{"$f":"'MACRO OUTPUT'!L81","v":4308140.3190419413},{"$f":"'MACRO OUTPUT'!M81","v":4517778.4421533048},{"$f":"'MACRO OUTPUT'!N81","v":4737617.7517179847},{"$f":"'MACRO OUTPUT'!O81","v":4968154.6469763368},{"$f":"'MACRO OUTPUT'!P81","v":5209909.6824183315},{"$f":"'MACRO OUTPUT'!Q81","v":5463428.7432006225},{"$f":"'MACRO OUTPUT'!R81","v":5729284.2777603604},{"$f":"'MACRO OUTPUT'!S81","v":6008076.590409115},{"$f":"'MACRO OUTPUT'!T81","v":6300435.1968258135},{"$f":"'MACRO OUTPUT'!U81","v":6607020.2455089502},{"$f":"'MACRO OUTPUT'!V81","v":6928524.0083982833},{"$f":"'MACRO OUTPUT'!W81","v":7265672.444031328},{"$f":"'MACRO OUTPUT'!X81","v":7619226.8367645964},{"$f":"'MACRO OUTPUT'!Y81","v":7989985.5157609768},{"$f":"'MACRO OUTPUT'!Z81","v":8378785.6576244049},{"$f":"'MACRO OUTPUT'!AA81","v":8786505.1767526418},{"$f":"'MACRO OUTPUT'!AB81","v":9214064.7076762542},{"$f":"'MACRO OUTPUT'!AC81","v":9662429.6838600859},{"$f":"'MACRO OUTPUT'!AD81","v":10132612.517661184},{"$f":"'MACRO OUTPUT'!AE81","v":10625674.886365436},{"$f":"'MACRO OUTPUT'!AF81","v":0},{"$f":"'MACRO OUTPUT'!AG81","v":0},{"$f":"'MACRO OUTPUT'!AH81","v":0},{"$f":"'MACRO OUTPUT'!AI81","v":0},{"$f":"'MACRO OUTPUT'!AJ81","v":0},156210947.77989614]
[null,null,null,null,null,null,null,null,null,"Reliability High case",null,{"$f":"'MACRO OUTPUT'!F131","v":0},{"$f":"'MACRO OUTPUT'!G131","v":609294.08370535821},{"$f":"'MACRO OUTPUT'!H131","v":12491552.33002045},{"$f":"'MACRO OUTPUT'!I131","v":12804890.428666689},{"$f":"'MACRO OUTPUT'!J131","v":13126088.300179362},{"$f":"'MACRO OUTPUT'!K131","v":13764815.990380384},{"$f":"'MACRO OUTPUT'!L131","v":14434624.765280798},{"$f":"'MACRO OUTPUT'!M131","v":15137027.059429623},{"$f":"'MACRO OUTPUT'!N131","v":15873608.90385069},{"$f":"'MACRO OUTPUT'!O131","v":16646033.507315554},{"$f":"'MACRO OUTPUT'!P131","v":17456045.011884764},{"$f":"'MACRO OUTPUT'!Q131","v":18305472.431197017},{"$f":"'MACRO OUTPUT'!R131","v":19196233.780399367},{"$f":"'MACRO OUTPUT'!S131","v":20130340.407043487},{"$f":"'MACRO OUTPUT'!T131","v":21109901.532727465},{"$f":"'MACRO OUTPUT'!U131","v":22137129.015738234},{"$f":"'MACRO OUTPUT'!V131","v":23214342.3454483},{"$f":"'MACRO OUTPUT'!W131","v":24343973.879744872},{"$f":"'MACRO OUTPUT'!X131","v":25528574.337316871},{"$f":"'MACRO OUTPUT'!Y131","v":26770818.557201996},{"$f":"'MACRO OUTPUT'!Z131","v":28073511.538598374},{"$f":"'MACRO OUTPUT'!AA131","v":29439594.774579316},{"$f":"'MACRO OUTPUT'!AB131","v":30872152.89401263},{"$f":"'MACRO OUTPUT'!AC131","v":32374420.626681775},{"$f":"'MACRO OUTPUT'!AD131","v":33949790.107336134},{"$f":"'MACRO OUTPUT'!AE131","v":35601818.535163492},{"$f":"'MACRO OUTPUT'!AF131","v":0},{"$f":"'MACRO OUTPUT'!AG131","v":0},{"$f":"'MACRO OUTPUT'!AH131","v":0},{"$f":"'MACRO OUTPUT'!AI131","v":0},{"$f":"'MACRO OUTPUT'!AJ131","v":0},523392055.14390302]
[null,null,null,null,null,null,null,null,null,"Environmental Reference",null,{"$f":"'MACRO OUTPUT'!F34","v":0},{"$f":"'MACRO OUTPUT'!G34","v":0},{"$f":"'MACRO OUTPUT'!H34","v":0},{"$f":"'MACRO OUTPUT'!I34","v":0},{"$f":"'MACRO OUTPUT'!J34","v":0},{"$f":"'MACRO OUTPUT'!K34","v":0},{"$f":"'MACRO OUTPUT'!L34","v":0},{"$f":"'MACRO OUTPUT'!M34","v":0},{"$f":"'MACRO OUTPUT'!N34","v":0},{"$f":"'MACRO OUTPUT'!O34","v":0},{"$f":"'MACRO OUTPUT'!P34","v":0},{"$f":"'MACRO OUTPUT'!Q34","v":0},{"$f":"'MACRO OUTPUT'!R34","v":0},{"$f":"'MACRO OUTPUT'!S34","v":0},{"$f":"'MACRO OUTPUT'!T34","v":0},{"$f":"'MACRO OUTPUT'!U34","v":0},{"$f":"'MACRO OUTPUT'!V34","v":0},{"$f":"'MACRO OUTPUT'!W34","v":0},{"$f":"'MACRO OUTPUT'!X34","v":0},{"$f":"'MACRO OUTPUT'!Y34","v":0},{"$f":"'MACRO OUTPUT'!Z34","v":0},{"$f":"'MACRO OUTPUT'!AA34","v":0},{"$f":"'MACRO OUTPUT'!AB34","v":0},{"$f":"'MACRO OUTPUT'!AC34","v":0},{"$f":"'MACRO OUTPUT'!AD34","v":0},{"$f":"'MACRO OUTPUT'!AE34","v":0},{"$f":"'MACRO OUTPUT'!AF34","v":0},{"$f":"'MACRO OUTPUT'!AG34","v":0},{"$f":"'MACRO OUTPUT'!AH34","v":0},{"$f":"'MACRO OUTPUT'!AI34","v":0},{"$f":"'MACRO OUTPUT'!AJ34","v":0},0]
[null,null,null,null,null,null,null,null,null,"Environmental Low case",null,{"$f":"'MACRO OUTPUT'!F84","v":0},{"$f":"'MACRO OUTPUT'!G84","v":0},{"$f":"'MACRO OUTPUT'!H84","v":0},{"$f":"'MACRO OUTPUT'!I84","v":0},{"$f":"'MACRO OUTPUT'!J84","v":0},{"$f":"'MACRO OUTPUT'!K84","v":0},{"$f":"'MACRO OUTPUT'!L84","v":0},{"$f":"'MACRO OUTPUT'!M84","v":0},{"$f":"'MACRO OUTPUT'!N84","v":0},{"$f":"'MACRO OUTPUT'!O84","v":0},{"$f":"'MACRO OUTPUT'!P84","v":0},{"$f":"'MACRO OUTPUT'!Q84","v":0},{"$f":"'MACRO OUTPUT'!R84","v":0},{"$f":"'MACRO OUTPUT'!S84","v":0},{"$f":"'MACRO OUTPUT'!T84","v":0},{"$f":"'MACRO OUTPUT'!U84","v":0},{"$f":"'MACRO OUTPUT'!V84","v":0},{"$f":"'MACRO OUTPUT'!W84","v":0},{"$f":"'MACRO OUTPUT'!X84","v":0},{"$f":"'MACRO OUTPUT'!Y84","v":0},{"$f":"'MACRO OUTPUT'!Z84","v":0},{"$f":"'MACRO OUTPUT'!AA84","v":0},{"$f":"'MACRO OUTPUT'!AB84","v":0},{"$f":"'MACRO OUTPUT'!AC84","v":0},{"$f":"'MACRO OUTPUT'!AD84","v":0},{"$f":"'MACRO OUTPUT'!AE84","v":0},{"$f":"'MACRO OUTPUT'!AF84","v":0},{"$f":"'MACRO OUTPUT'!AG84","v":0},{"$f":"'MACRO OUTPUT'!AH84","v":0},{"$f":"'MACRO OUTPUT'!AI84","v":0},{"$f":"'MACRO OUTPUT'!AJ84","v":0},0]
[null,null,null,null,null,null,null,null,null,"Environmental High case",null,{"$f":"'MACRO OUTPUT'!F134","v":0},{"$f":"'MACRO OUTPUT'!G134","v":0},{"$f":"'MACRO OUTPUT'!H134","v":0},{"$f":"'MACRO OUTPUT'!I134","v":0},{"$f":"'MACRO OUTPUT'!J134","v":0},{"$f":"'MACRO OUTPUT'!K134","v":0},{"$f":"'MACRO OUTPUT'!L134","v":0},{"$f":"'MACRO OUTPUT'!M134","v":0},{"$f":"'MACRO OUTPUT'!N134","v":0},{"$f":"'MACRO OUTPUT'!O134","v":0},{"$f":"'MACRO OUTPUT'!P134","v":0},{"$f":"'MACRO OUTPUT'!Q134","v":0},{"$f":"'MACRO OUTPUT'!R134","v":0},{"$f":"'MACRO OUTPUT'!S134","v":0},{"$f":"'MACRO OUTPUT'!T134","v":0},{"$f":"'MACRO OUTPUT'!U134","v":0},{"$f":"'MACRO OUTPUT'!V134","v":0},{"$f":"'MACRO OUTPUT'!W134","v":0},{"$f":"'MACRO OUTPUT'!X134","v":0},{"$f":"'MACRO OUTPUT'!Y134","v":0},{"$f":"'MACRO OUTPUT'!Z134","v":0},{"$f":"'MACRO OUTPUT'!AA134","v":0},{"$f":"'MACRO OUTPUT'!AB134","v":0},{"$f":"'MACRO OUTPUT'!AC134","v":0},{"$f":"'MACRO OUTPUT'!AD134","v":0},{"$f":"'MACRO OUTPUT'!AE134","v":0},{"$f":"'MACRO OUTPUT'!AF134","v":0},{"$f":"'MACRO OUTPUT'!AG134","v":0},{"$f":"'MACRO OUTPUT'!AH134","v":0},{"$f":"'MACRO OUTPUT'!AI134","v":0},{"$f":"'MACRO OUTPUT'!AJ134","v":0},0]
[null,null,null,null,null,null,null,null,null,"Security Reference",null,{"$f":"'MACRO OUTPUT'!F37","v":0},{"$f":"'MACRO OUTPUT'!G37","v":0},{"$f":"'MACRO OUTPUT'!H37","v":0},{"$f":"'MACRO OUTPUT'!I37","v":0},{"$f":"'MACRO OUTPUT'!J37","v":0},{"$f":"'MACRO OUTPUT'!K37","v":0},{"$f":"'MACRO OUTPUT'!L37","v":0},{"$f":"'MACRO OUTPUT'!M37","v":0},{"$f":"'MACRO OUTPUT'!N37","v":0},{"$f":"'MACRO OUTPUT'!O37","v":0},{"$f":"'MACRO OUTPUT'!P37","v":0},{"$f":"'MACRO OUTPUT'!Q37","v":0},{"$f":"'MACRO OUTPUT'!R37","v":0},{"$f":"'MACRO OUTPUT'!S37","v":0},{"$f":"'MACRO OUTPUT'!T37","v":0},{"$f":"'MACRO OUTPUT'!U37","v":0},{"$f":"'MACRO OUTPUT'!V37","v":0},{"$f":"'MACRO OUTPUT'!W37","v":0},{"$f":"'MACRO OUTPUT'!X37","v":0},{"$f":"'MACRO OUTPUT'!Y37","v":0},{"$f":"'MACRO OUTPUT'!Z37","v":0},{"$f":"'MACRO OUTPUT'!AA37","v":0},{"$f":"'MACRO OUTPUT'!AB37","v":0},{"$f":"'MACRO OUTPUT'!AC37","v":0},{"$f":"'MACRO OUTPUT'!AD37","v":0},{"$f":"'MACRO OUTPUT'!AE37","v":0},{"$f":"'MACRO OUTPUT'!AF37","v":0},{"$f":"'MACRO OUTPUT'!AG37","v":0},{"$f":"'MACRO OUTPUT'!AH37","v":0},{"$f":"'MACRO OUTPUT'!AI37","v":0},{"$f":"'MACRO OUTPUT'!AJ37","v":0},0]
[null,null,null,null,null,null,null,null,null,"Security Low case",null,{"$f":"'MACRO OUTPUT'!F87","v":0},{"$f":"'MACRO OUTPUT'!G87","v":0},{"$f":"'MACRO OUTPUT'!H87","v":0},{"$f":"'MACRO OUTPUT'!I87","v":0},{"$f":"'MACRO OUTPUT'!J87","v":0},{"$f":"'MACRO OUTPUT'!K87","v":0},{"$f":"'MACRO OUTPUT'!L87","v":0},{"$f":"'MACRO OUTPUT'!M87","v":0},{"$f":"'MACRO OUTPUT'!N87","v":0},{"$f":"'MACRO OUTPUT'!O87","v":0},{"$f":"'MACRO OUTPUT'!P87","v":0},{"$f":"'MACRO OUTPUT'!Q87","v":0},{"$f":"'MACRO OUTPUT'!R87","v":0},{"$f":"'MACRO OUTPUT'!S87","v":0},{"$f":"'MACRO OUTPUT'!T87","v":0},{"$f":"'MACRO OUTPUT'!U87","v":0},{"$f":"'MACRO OUTPUT'!V87","v":0},{"$f":"'MACRO OUTPUT'!W87","v":0},{"$f":"'MACRO OUTPUT'!X87","v":0},{"$f":"'MACRO OUTPUT'!Y87","v":0},{"$f":"'MACRO OUTPUT'!Z87","v":0},{"$f":"'MACRO OUTPUT'!AA87","v":0},{"$f":"'MACRO OUTPUT'!AB87","v":0},{"$f":"'MACRO OUTPUT'!AC87","v":0},{"$f":"'MACRO OUTPUT'!AD87","v":0},{"$f":"'MACRO OUTPUT'!AE87","v":0},{"$f":"'MACRO OUTPUT'!AF87","v":0},{"$f":"'MACRO OUTPUT'!AG87","v":0},{"$f":"'MACRO OUTPUT'!AH87","v":0},{"$f":"'MACRO OUTPUT'!AI87","v":0},{"$f":"'MACRO OUTPUT'!AJ87","v":0},0]
[null,null,null,null,null,null,null,null,null,"Security High case",null,{"$f":"'MACRO OUTPUT'!F137","v":0},{"$f":"'MACRO OUTPUT'!G137","v":0},{"$f":"'MACRO OUTPUT'!H137","v":0},{"$f":"'MACRO OUTPUT'!I137","v":0},{"$f":"'MACRO OUTPUT'!J137","v":0},{"$f":"'MACRO OUTPUT'!K137","v":0},{"$f":"'MACRO OUTPUT'!L137","v":0},{"$f":"'MACRO OUTPUT'!M137","v":0},{"$f":"'MACRO OUTPUT'!N137","v":0},{"$f":"'MACRO OUTPUT'!O137","v":0},{"$f":"'MACRO OUTPUT'!P137","v":0},{"$f":"'MACRO OUTPUT'!Q137","v":0},{"$f":"'MACRO OUTPUT'!R137","v":0},{"$f":"'MACRO OUTPUT'!S137","v":0},{"$f":"'MACRO OUTPUT'!T137","v":0},{"$f":"'MACRO OUTPUT'!U137","v":0},{"$f":"'MACRO OUTPUT'!V137","v":0},{"$f":"'MACRO OUTPUT'!W137","v":0},{"$f":"'MACRO OUTPUT'!X137","v":0},{"$f":"'MACRO OUTPUT'!Y137","v":0},{"$f":"'MACRO OUTPUT'!Z137","v":0},{"$f":"'MACRO OUTPUT'!AA137","v":0},{"$f":"'MACRO OUTPUT'!AB137","v":0},{"$f":"'MACRO OUTPUT'!AC137","v":0},{"$f":"'MACRO OUTPUT'!AD137","v":0},{"$f":"'MACRO OUTPUT'!AE137","v":0},{"$f":"'MACRO OUTPUT'!AF137","v":0},{"$f":"'MACRO OUTPUT'!AG137","v":0},{"$f":"'MACRO OUTPUT'!AH137","v":0},{"$f":"'MACRO OUTPUT'!AI137","v":0},{"$f":"'MACRO OUTPUT'!AJ137","v":0},0]
[null,null,null,null,null,null,null,null,null,"GROSS BENEFITS Reference",null,{"$f":"SUM(L24,L33,L36,L39)","v":555},{"$f":"SUM(M24,M33,M36,M39)","v":557.22},559.44887999999992,561.68667551999999,563.93342222207991,591.37494813335582,620.15180427097641,{"$f":"SUM(S24,S33,S36,S39)","v":650.32896904828362},681.97458278877207,715.16010158758468,749.96045866005102,786.4542335415963,824.72382952107591,864.85565970818027,906.94034215505496,951.07290447271885,997.35299840430798,1045.8851248396556,1096.7788697792896,1150.1491517806562,1206.1164814453123,1264.8072335330016,1326.3539323170592,1390.8955508254717,1458.5778246432922,1529.5535809849673,0,0,0,0,0,23606.757560182741]
[null,null,null,null,null,null,null,null,null,"GROSS BENEFITS Low case",null,{"$f":"SUM(L25,L34,L37,L40)","v":0},{"$f":"SUM(M25,M34,M37,M40)","v":521849.16136361286},5088213.3145451862,5181731.8173272274,5277596.1382330675,5494750.0175190903,5721698.4790419405,{"$f":"SUM(S25,S34,S37,S40)","v":5958903.0670733042},6206847.4904489443,6466038.6953453515,6737007.9901451701,7020312.224924298,7316535.0282159643,7626288.1038367162,7950212.5906948606,8288980.488643243,8643296.1535882782,9013897.8652222417,9401559.4709105361,9807092.1094370857,10231346.018490868,10675212.429966196,11139625.557346797,11625564.679651864,12134056.326640029,12666176.570195511,0,0,0,0,0,196194791.78880739]
[null,null,null,null,null,null,null,null,null,"GROSS BENEFITS High case",null,{"$f":"SUM(L26,L35,L38,L41)","v":0},{"$f":"SUM(M26,M35,M38,M41)","v":1069294.0837053587},14331552.33002045,14644890.428666689,14966088.300179362,15640695.990380384,16347085.805280797,{"$f":"SUM(S26,S35,S38,S41)","v":17086783.904909622},17861390.315074928,18672582.513932455,19522119.192926958,20411844.200587872,21343690.678074595,22319685.395798478,23341953.300903235,24412722.285861101,25534328.188940644,26709220.037826695,27939965.548220199,29229256.889822617,30579916.732711822,31994904.587750595,33477323.455331601,35030426.797458887,36657625.848895751,38362497.283874765,0,0,0,0,0,577487844.0971359]
[null,null,null,null,null,null,null,null,null,"TOTAL COST Reference",null,{"$f":"'Results Table'!G40","v":0},{"$f":"'Results Table'!H40","v":0},{"$f":"'Results Table'!I40","v":0},{"$f":"'Results Table'!J40","v":0},{"$f":"'Results Table'!K40","v":0},{"$f":"'Results Table'!L40","v":0},{"$f":"'Results Table'!M40","v":0},{"$f":"'Results Table'!N40","v":0},{"$f":"'Results Table'!O40","v":0},{"$f":"'Results Table'!P40","v":0},{"$f":"'Results Table'!Q40","v":0},{"$f":"'Results Table'!R40","v":0},{"$f":"'Results Table'!S40","v":0},{"$f":"'Results Table'!T40","v":0},{"$f":"'Results Table'!U40","v":0},{"$f":"'Results Table'!V40","v":0},{"$f":"'Results Table'!W40","v":0},{"$f":"'Results Table'!X40","v":0},{"$f":"'Results Table'!Y40","v":0},{"$f":"'Results Table'!Z40","v":0},{"$f":"'Results Table'!AA40","v":0},{"$f":"'Results Table'!AB40","v":0},{"$f":"'Results Table'!AC40","v":0},{"$f":"'Results Table'!AD40","v":0},{"$f":"'Results Table'!AE40","v":0},{"$f":"'Results Table'!AF40","v":0},{"$f":"'Results Table'!AG40","v":0},{"$f":"'Results Table'!AH40","v":0},{"$f":"'Results Table'!AI40","v":0},{"$f":"'Results Table'!AJ40","v":0},{"$f":"'Results Table'!AK40","v":0},0]
[null,null,null,null,null,null,null,null,null,"TOTAL COST Low case",null,{"$f":"'Results Table'!G40","v":0},{"$f":"'Results Table'!H40","v":0},{"$f":"'Results Table'!I40","v":0},{"$f":"'Results Table'!J40","v":0},{"$f":"'Results Table'!K40","v":0},{"$f":"'Results Table'!L40","v":0},{"$f":"'Results Table'!M40","v":0},{"$f":"'Results Table'!N40","v":0},{"$f":"'Results Table'!O40","v":0},{"$f":"'Results Table'!P40","v":0},{"$f":"'Results Table'!Q40","v":0},{"$f":"'Results Table'!R40","v":0},{"$f":"'Results Table'!S40","v":0},{"$f":"'Results Table'!T40","v":0},{"$f":"'Results Table'!U40","v":0},{"$f":"'Results Table'!V40","v":0},{"$f":"'Results Table'!W40","v":0},{"$f":"'Results Table'!X40","v":0},{"$f":"'Results Table'!Y40","v":0},{"$f":"'Results Table'!Z40","v":0},{"$f":"'Results Table'!AA40","v":0},{"$f":"'Results Table'!AB40","v":0},{"$f":"'Results Table'!AC40","v":0},{"$f":"'Results Table'!AD40","v":0},{"$f":"'Results Table'!AE40","v":0},{"$f":"'Results Table'!AF40","v":0},{"$f":"'Results Table'!AG40","v":0},{"$f":"'Results Table'!AH40","v":0},{"$f":"'Results Table'!AI40","v":0},{"$f":"'Results Table'!AJ40","v":0},{"$f":"'Results Table'!AK40","v":0},0]
[null,null,null,null,null,null,null,null,null,"TOTAL COST High case",null,{"$f":"'Results Table'!G40","v":0},{"$f":"'Results Table'!H40","v":0},{"$f":"'Results Table'!I40","v":0},{"$f":"'Results Table'!J40","v":0},{"$f":"'Results Table'!K40","v":0},{"$f":"'Results Table'!L40","v":0},{"$f":"'Results Table'!M40","v":0},{"$f":"'Results Table'!N40","v":0},{"$f":"'Results Table'!O40","v":0},{"$f":"'Results Table'!P40","v":0},{"$f":"'Results Table'!Q40","v":0},{"$f":"'Results Table'!R40","v":0},{"$f":"'Results Table'!S40","v":0},{"$f":"'Results Table'!T40","v":0},{"$f":"'Results Table'!U40","v":0},{"$f":"'Results Table'!V40","v":0},{"$f":"'Results Table'!W40","v":0},{"$f":"'Results Table'!X40","v":0},{"$f":"'Results Table'!Y40","v":0},{"$f":"'Results Table'!Z40","v":0},{"$f":"'Results Table'!AA40","v":0},{"$f":"'Results Table'!AB40","v":0},{"$f":"'Results Table'!AC40","v":0},{"$f":"'Results Table'!AD40","v":0},{"$f":"'Results Table'!AE40","v":0},{"$f":"'Results Table'!AF40","v":0},{"$f":"'Results Table'!AG40","v":0},{"$f":"'Results Table'!AH40","v":0},{"$f":"'Results Table'!AI40","v":0},{"$f":"'Results Table'!AJ40","v":0},{"$f":"'Results Table'!AK40","v":0},0]
[null,null,null,null,null,null,null,null,null,"NET BENEFIT Reference",null,{"$f":"L42-L45","v":555},{"$f":"M42-M45","v":557.22},559.44887999999992,561.68667551999999,563.93342222207991,591.37494813335582,620.15180427097641,{"$f":"S42-S45","v":650.32896904828362},681.97458278877207,715.16010158758468,749.96045866005102,786.4542335415963,824.72382952107591,864.85565970818027,906.94034215505496,951.07290447271885,997.35299840430798,1045.8851248396556,1096.7788697792896,1150.1491517806562,1206.1164814453123,1264.8072335330016,1326.3539323170592,1390.8955508254717,1458.5778246432922,1529.5535809849673,0,0,0,{"$f":"AO42-AO45","v":0},0,{"$f":"SUM(L48:AP48)","v":23606.757560182741}]
[null,null,null,null,null,null,null,null,null,"NET BENEFIT Low case",null,{"$f":"L43-L46","v":0},{"$f":"M43-M46","v":521849.16136361286},5088213.3145451862,5181731.8173272274,5277596.1382330675,5494750.0175190903,5721698.4790419405,{"$f":"S43-S46","v":5958903.0670733042},6206847.4904489443,6466038.6953453515,6737007.9901451701,7020312.224924298,7316535.0282159643,7626288.1038367162,7950212.5906948606,8288980.488643243,8643296.1535882782,9013897.8652222417,9401559.4709105361,9807092.1094370857,10231346.018490868,10675212.429966196,11139625.557346797,11625564.679651864,12134056.326640029,12666176.570195511,0,0,0,0,0,196194791.78880739]
[null,null,null,null,null,null,null,null,null,"NET BENEFIT High case",null,{"$f":"L44-L47","v":0},{"$f":"M44-M47","v":1069294.0837053587},14331552.33002045,14644890.428666689,14966088.300179362,15640695.990380384,16347085.805280797,{"$f":"S44-S47","v":17086783.904909622},17861390.315074928,18672582.513932455,19522119.192926958,20411844.200587872,21343690.678074595,22319685.395798478,23341953.300903235,24412722.285861101,25534328.188940644,26709220.037826695,27939965.548220199,29229256.889822617,30579916.732711822,31994904.587750595,33477323.455331601,35030426.797458887,36657625.848895751,38362497.283874765,0,0,0,0,0,577487844.0971359]
[]
[]
[null,null,null,null,null,null,null,null,null,"CUMULATIVE Benefit",null,{"$f":"L5","v":0},{"$f":"M5","v":1},2,3,4,5,6,{"$f":"S5","v":7},8,9,10,11,12,13,14,15,16,17,18,19,20,21,22,23,24,25,26,27,28,29,30,"checksum"]
[null,null,null,null,null,null,null,null,null,"Improved Asset Utilization Reference",null,{"$f":"L6","v":0},{"$f":"L54+M6","v":0},{"$f":"M54+N6","v":0},0,0,0,{"$f":"Q54+R6","v":0},{"$f":"R54+S6","v":0},{"$f":"S54+T6","v":0},{"$f":"T54+U6","v":0},{"$f":"U54+V6","v":0},{"$f":"V54+W6","v":0},{"$f":"W54+X6","v":0},{"$f":"X54+Y6","v":0},{"$f":"Y54+Z6","v":0},{"$f":"Z54+AA6","v":0},{"$f":"AA54+AB6","v":0},{"$f":"AB54+AC6","v":0},{"$f":"AC54+AD6","v":0},{"$f":"AD54+AE6","v":0},{"$f":"AE54+AF6","v":0},{"$f":"AF54+AG6","v":0},{"$f":"AG54+AH6","v":0},{"$f":"AH54+AI6","v":0},{"$f":"AI54+AJ6","v":0},{"$f":"AJ54+AK6","v":0},{"$f":"AK54+AL6","v":0},{"$f":"AL54+AM6","v":0},{"$f":"AM54+AN6","v":0},{"$f":"AN54+AO6","v":0},{"$f":"AO54+AP6","v":0},{"$f":"AQ6","v":0}]
[null,null,null,null,null,null,null,null,null,"Improved Asset Utilization Low case",null,0,0,0,0,0,0,0,0,0,0,0,0,0,0,0,0,0,0,0,0,0,0,0,0,0,0,0,0,0,0,0,{"$f":"AQ7","v":0}]
[null,null,null,null,null,null,null,null,null,"Improved Asset Utilization High case",null,0,0,0,0,0,0,0,0,0,0,0,0,0,0,0,0,0,0,0,0,0,0,0,0,0,0,0,0,0,0,0,0]
[null,null,null,null,null,null,null,null,null,"T&D Capital Savings Reference",null,0,0,0,0,0,0,0,0,0,0,0,0,0,0,0,0,0,0,0,0,0,0,0,0,0,0,0,0,0,0,0,0]
[null,null,null,null,null,null,null,null,null,"T&D Capital Savings Low case",null,0,0,0,0,0,0,0,0,0,0,0,0,0,0,0,0,0,0,0,0,0,0,0,0,0,0,0,0,0,0,0,0]
[null,null,null,null,null,null,null,null,null,"T&D Capital Savings High case",null,0,0,0,0,0,0,0,0,0,0,0,0,0,0,0,0,0,0,0,0,0,0,0,0,0,0,0,0,0,0,0,0]
[null,null,null,null,null,null,null,null,null,"T&D O&M Savings Reference",null,0,0,0,0,0,0,0,0,0,0,0,0,0,0,0,0,0,0,0,0,0,0,0,0,0,0,0,0,0,0,0,0]
[null,null,null,null,null,null,null,null,null,"T&D O&M Savings Low case",null,0,85000,425000.00000000012,765000.00000000023,1105000.0000000005,1452140.0000000005,1806569.9400000004,2168442.9087400003,2537915.2098235404,2915146.4292298346,3300299.5042436612,3693540.793832778,4095040.1505032661,4504970.9936638344,4923510.3845307743,5350839.1026059203,5787141.723760644,6232606.6999596171,6687426.4406587686,7151797.3959126025,7625920.1412267666,8109999.4641925283,8604244.4529405702,9108868.5864523221,9624089.826767819,10150130.713129941,10150130.713129941,10150130.713129941,10150130.713129941,10150130.713129941,10150130.713129941,10150130.713129941]
[null,null,null,null,null,null,null,null,null,"T&D O&M Savings High case",null,0,115000.00000000012,575000.00000000035,1035000.0000000006,1495000.0000000009,1964660.0000000009,2444182.8600000008,2933775.7000600006,3433649.9897612603,3944021.6395462467,4465111.0939767174,4997143.4269502284,5540348.4389161831,6094960.7561334223,6661219.9320122236,7239370.5505844802,7829662.3321467536,8432350.2411218341,9047694.5961853918,9675961.182705285,10317421.367542095,10972352.216260478,11641036.612801947,12323763.381670786,13020827.412685871,13732529.788352273,13732529.788352273,13732529.788352273,{"$f":"AM62+AN14","v":13732529.788352273},13732529.788352273,13732529.788352273,13732529.788352273]
[null,null,null,null,null,null,null,null,null,"Theft Reduction Reference",null,0,0,0,0,0,0,0,0,0,0,0,0,0,0,0,0,0,0,0,0,0,0,0,0,0,0,0,0,0,0,0,0]
[null,null,null,null,null,null,null,null,null,"Theft Reduction Low case",null,0,{"$f":"L64+M16","v":0},0,0,0,0,0,0,0,0,0,0,0,0,0,0,0,0,0,0,0,0,0,0,0,0,0,0,0,0,0,0]
[null,null,null,null,null,null,null,null,null,"Theft Reduction High case",null,0,0,0,0,0,0,0,0,0,0,0,0,0,0,0,0,0,0,0,0,0,0,0,0,0,0,0,0,0,0,0,0]
[null,null,null,null,null,null,null,null,null,"Energy Efficiency Reference",null,0,0,0,0,0,0,0,0,0,0,0,0,0,0,0,0,0,0,0,0,0,0,0,0,0,0,0,0,0,{"$f":"AN66+AO18","v":0},0,0]
[null,null,null,null,null,null,null,null,null,"Energy Efficiency Low case",null,0,0,0,0,0,0,0,0,0,0,0,0,0,0,0,0,0,0,0,0,0,0,0,0,0,0,0,0,0,0,0,0]
[null,null,null,null,null,null,null,null,null,"Energy Efficiency High case",null,0,0,0,0,0,0,0,0,0,0,0,0,0,0,0,0,0,0,0,0,0,0,0,0,0,0,0,0,0,0,0,0]
[null,null,null,null,null,null,null,null,null,"Electricity Cost Savings Reference",null,0,0,0,0,0,0,0,0,0,0,0,0,0,0,0,0,0,0,0,0,0,0,0,0,0,0,0,0,0,0,0,0]
[null,null,null,null,null,null,null,null,null,"Electricity Cost Savings Low case",null,0,255000,1275000.0000000005,2295000.0000000009,3315000.0000000014,4354380.0000000019,5413508.2200000016,6492759.8761800006,7592517.3138274197,8713170.1427901387,9855115.3755031507,11018757.56763771,12204508.961422825,13412789.631689858,14644027.634691965,15898659.159751112,17177128.683786381,18479889.128778324,19807402.022225112,21160137.660647389,22538575.276199687,23943203.206447478,25374519.067369979,26833029.929650005,28319252.498313352,29833713.295781303,29833713.295781303,29833713.295781303,29833713.295781303,29833713.295781303,29833713.295781303,29833713.295781303]
[null,null,null,null,null,null,null,null,null,"Electricity Cost Savings High case",null,0,345000.00000000047,1725000.0000000012,3105000.0000000019,4485000.0000000028,5891220.0000000028,7324158.1800000025,8784322.1854200028,10272229.306942983,11788406.663774898,13333391.390386621,14907730.826803965,16511982.71251324,18146715.384050991,19812507.976347961,21509950.62789857,23239644.689828642,25002202.938935384,26798249.794775154,28628421.540875882,30493366.550152522,32393745.514605418,34330231.67938292,36303511.081291191,38314282.791835718,40363259.164880589,40363259.164880589,40363259.164880589,40363259.164880589,40363259.164880589,40363259.164880589,40363259.164880589]
[null,null,null,null,null,null,null,null,null,"Economic Reference",null,0,0,0,0,0,0,0,0,0,0,0,0,0,0,0,0,0,0,0,0,0,0,0,0,0,0,0,0,0,0,0,0]
[null,null,null,null,null,null,null,null,null,"Economic Low case",null,0,340000,1700000.0000000005,3060000.0000000009,4420000.0000000019,5806520.0000000019,7220078.1600000011,8661202.7849199995,10130432.523650959,11628316.572019974,13155414.879746813,14712298.361470489,16299549.111926094,17917760.625353694,19567538.01922274,21249498.262357034,22964270.407547027,24712495.828737941,26494828.462883878,28311935.056559987,30164495.417426452,32053202.670640007,33978763.520310551,35941898.516102329,37943342.325081177,39983844.008911252,39983844.008911252,39983844.008911252,39983844.008911252,39983844.008911252,39983844.008911252,39983844.008911252]
[null,null,null,null,null,null,null,null,null,"Economic High case",null,0,{"$f":"L74+M26","v":460000.00000000058},2300000.0000000014,4140000.0000000023,5980000.0000000037,7855880.0000000037,9768341.0400000028,11718097.885480002,13705879.29670424,15732428.303321142,17798502.484363336,19904874.253754191,22052331.151429418,24241676.14018441,26473727.90836018,28749321.178483047,31069307.021975391,33434553.180057213,35845944.390960544,38304382.723581165,40810787.917694613,43366097.730865896,45971268.292184867,48627274.462961979,51335110.204521596,54095788.95323287,54095788.95323287,54095788.95323287,54095788.95323287,54095788.95323287,54095788.95323287,54095788.95323287]
[null,null,null,null,null,null,null,null,null,"Power Interruptions Reference",null,555,1112.22,1671.6688799999999,2233.3555555200001,2797.2889777420801,3388.6639258754358,4008.8157301464121,4659.1446991946959,5341.1192819834678,6056.2793835710527,6806.2398422311035,7592.6940757726998,8417.4179052937761,9282.2735650019567,10189.213907157011,11140.28681162973,12137.639810034038,13183.524934873692,14280.303804652982,15430.452956433637,16636.569437878949,17901.376671411948,19227.730603729007,20618.62615455448,22077.203979197773,23606.757560182741,23606.757560182741,23606.757560182741,23606.757560182741,23606.757560182741,23606.757560182741,23606.757560182741]
[null,null,null,null,null,null,null,null,null,"Power Interruptions Low case",null,0,181849.16136361286,3910062.4759087991,7731794.2932360265,11649390.431469094,15757620.448988184,20065760.768030126,24583539.21018343,29321156.961901415,34289311.608877748,39499221.29129608,44962650.034496702,50691934.312257066,56700010.902666181,63000446.099491999,69607466.345000952,76535990.353399232,83801662.79743056,91420889.634195149,99410875.149956122,107789660.80758053,116576165.98433317,125790230.69200942,135452660.37586951,145585272.8935307,156210947.77989614,156210947.77989614,156210947.77989614,156210947.77989614,156210947.77989614,156210947.77989614,156210947.77989614]
[null,null,null,null,null,null,null,null,null,"Power Interruptions High case",null,0,609294.08370535821,13100846.413725808,25905736.842392497,39031825.142571859,52796641.132952243,67231265.898233041,82368292.957662672,98241901.861513361,114887935.36882892,132343980.38071369,150649452.81191069,169845686.59231007,189976026.99935356,211085928.53208101,233223057.54781926,256437399.89326757,280781373.77301246,306309948.11032933,333080766.66753131,361154278.20612967,390593872.98070896,421466025.87472159,453840446.50140333,487790236.6087395,523392055.14390302,523392055.14390302,523392055.14390302,523392055.14390302,523392055.14390302,523392055.14390302,523392055.14390302]
[null,null,null,null,null,null,null,null,null,"Power Quality Reference",null,0,0,0,0,0,0,0,0,0,0,0,0,0,0,0,0,0,0,0,0,0,0,0,0,0,0,0,0,0,0,0,0]
[null,null,null,null,null,null,null,null,null,"Power Quality Low case",null,0,0,0,0,0,0,0,0,0,0,0,0,0,0,0,0,0,0,0,0,0,0,0,0,0,0,0,0,0,0,0,0]
[null,null,null,null,null,null,null,null,null,"Power Quality High case",null,0,0,0,0,0,0,0,0,0,0,0,0,0,0,0,0,0,0,0,0,0,0,0,0,0,0,0,0,0,0,0,0]
[null,null,null,null,null,null,null,null,null,"Reliability Reference",null,555,1112.22,1671.6688799999999,2233.3555555200001,2797.2889777420801,3388.6639258754358,4008.8157301464121,4659.1446991946959,5341.1192819834678,6056.2793835710527,6806.2398422311035,7592.6940757726998,8417.4179052937761,9282.2735650019567,10189.213907157011,11140.28681162973,12137.639810034038,13183.524934873692,14280.303804652982,15430.452956433637,16636.569437878949,17901.376671411948,19227.730603729007,20618.62615455448,22077.203979197773,23606.757560182741,23606.757560182741,23606.757560182741,23606.757560182741,23606.757560182741,23606.757560182741,23606.757560182741]
[null,null,null,null,null,null,null,null,null,"Reliability Low case",null,0,181849.16136361286,3910062.4759087991,7731794.2932360265,11649390.431469094,15757620.448988184,20065760.768030126,24583539.21018343,29321156.961901415,34289311.608877748,39499221.29129608,44962650.034496702,50691934.312257066,56700010.902666181,63000446.099491999,69607466.345000952,76535990.353399232,83801662.79743056,91420889.634195149,99410875.149956122,107789660.80758053,116576165.98433317,125790230.69200942,135452660.37586951,145585272.8935307,156210947.77989614,156210947.77989614,156210947.77989614,156210947.77989614,156210947.77989614,156210947.77989614,156210947.77989614]
[null,null,null,null,null,null,null,null,null,"Reliability High case",null,0,609294.08370535821,13100846.413725808,25905736.842392497,39031825.142571859,52796641.132952243,67231265.898233041,82368292.957662672,98241901.861513361,114887935.36882892,132343980.38071369,150649452.81191069,169845686.59231007,189976026.99935356,211085928.53208101,233223057.54781926,256437399.89326757,280781373.77301246,306309948.11032933,333080766.66753131,361154278.20612967,390593872.98070896,421466025.87472159,453840446.50140333,487790236.6087395,523392055.14390302,523392055.14390302,523392055.14390302,523392055.14390302,523392055.14390302,523392055.14390302,523392055.14390302]
[null,null,null,null,null,null,null,null,null,"Environmental Reference",null,0,{"$f":"L84+M36","v":0},0,0,0,0,0,0,0,0,0,0,0,0,0,0,0,0,0,0,0,0,0,0,0,0,0,0,0,0,0,0]
[null,null,null,null,null,null,null,null,null,"Environmental Low case",null,0,0,0,0,0,0,0,0,0,0,0,0,0,0,0,0,0,0,0,0,0,0,0,0,0,0,0,0,0,0,0,0]
[null,null,null,null,null,null,null,null,null,"Environmental High case",null,0,0,0,0,0,0,0,0,0,0,0,0,0,0,0,0,0,0,0,0,0,0,0,0,0,0,0,0,0,0,0,0]
[null,null,null,null,null,null,null,null,null,"Security Reference",null,0,0,0,0,0,0,0,0,0,0,0,0,0,0,0,0,0,0,0,0,0,0,0,0,0,0,0,0,0,0,0,0]
[null,null,null,null,null,null,null,null,null,"Security Low case",null,0,0,0,0,0,0,0,0,0,0,0,0,0,0,0,0,0,0,0,0,0,0,0,0,0,0,0,0,0,0,0,0]
[null,null,null,null,null,null,null,null,null,"Security High case",null,0,0,0,0,0,0,0,0,0,0,0,0,0,0,0,0,0,0,0,0,0,0,0,0,0,0,0,0,0,0,0,0]
[null,null,null,null,null,null,null,null,null,"GROSS BENEFITS Reference",null,555,1112.22,1671.6688799999999,2233.3555555200001,2797.2889777420801,3388.6639258754358,4008.8157301464121,4659.1446991946959,5341.1192819834678,6056.2793835710527,6806.2398422311035,7592.6940757726998,8417.4179052937761,9282.2735650019567,10189.213907157011,11140.28681162973,12137.639810034038,13183.524934873692,14280.303804652982,15430.452956433637,16636.569437878949,17901.376671411948,19227.730603729007,20618.62615455448,22077.203979197773,23606.757560182741,23606.757560182741,23606.757560182741,23606.757560182741,23606.757560182741,{"$f":"AO90+AP42","v":23606.757560182741},23606.757560182741]
[null,null,null,null,null,null,null,null,null,"GROSS BENEFITS Low case",null,0,521849.16136361286,5610062.4759087991,10791794.293236027,16069390.431469094,21564140.448988184,27285838.928030126,33244741.99510343,39451589.485552371,45917628.18089772,52654636.171042889,59674948.395967185,66991483.424183153,74617771.528019875,82567984.118714735,90856964.607357979,99500260.760946259,108514158.6261685,117915718.09707904,127722810.20651612,137954156.225007,148629368.65497321,159768994.21232,171394558.89197186,183528615.2186119,196194791.78880739,196194791.78880739,196194791.78880739,196194791.78880739,196194791.78880739,196194791.78880739,196194791.78880739]
[null,null,null,null,null,null,null,null,null,"GROSS BENEFITS High case",null,0,1069294.0837053587,15400846.413725808,30045736.842392497,45011825.142571859,60652521.132952243,76999606.938233048,94086390.843142673,111947781.15821761,130620363.67215006,150142482.86507702,170554327.06566489,191898017.74373949,214217703.13953796,237559656.44044119,261972378.7263023,287506706.91524291,314215926.95306963,342155892.50128984,371385149.39111245,401965066.12382424,433959970.71157485,467437294.16690648,502467720.96436536,539125346.81326115,577487844.0971359,577487844.0971359,577487844.0971359,577487844.0971359,577487844.0971359,577487844.0971359,577487844.0971359]
[null,null,null,null,null,null,null,null,null,"TOTAL COST Reference",null,0,0,0,0,0,0,0,0,0,0,0,0,0,0,0,0,0,0,0,0,0,0,0,0,0,0,0,0,0,0,0,0]
[null,null,null,null,null,null,null,null,null,"TOTAL COST Low case",null,0,{"$f":"L94+M46","v":0},0,0,0,0,0,0,0,0,0,0,0,0,0,0,0,0,0,0,0,0,0,0,0,0,0,0,0,0,0,0]
[null,null,null,null,null,null,null,null,null,"TOTAL COST High case",null,0,0,0,0,0,0,0,0,0,0,0,0,0,0,0,0,0,0,0,0,0,0,0,0,0,0,0,0,0,0,0,0]
[null,null,null,null,null,null,null,null,null,"NET BENEFIT Reference",null,{"$f":"L90-L93","v":555},1112.22,1671.6688799999999,2233.3555555200001,2797.2889777420801,3388.6639258754358,{"$f":"R90-R93","v":4008.8157301464121},{"$f":"S90-S93","v":4659.1446991946959},5341.1192819834678,6056.2793835710527,6806.2398422311035,7592.6940757726998,8417.4179052937761,9282.2735650019567,10189.213907157011,11140.28681162973,12137.639810034038,13183.524934873692,14280.303804652982,15430.452956433637,16636.569437878949,17901.376671411948,19227.730603729007,20618.62615455448,22077.203979197773,23606.757560182741,23606.757560182741,23606.757560182741,23606.757560182741,23606.757560182741,23606.757560182741,23606.757560182741]
[null,null,null,null,null,null,null,null,null,"NET BENEFIT Low case",null,0,521849.16136361286,5610062.4759087991,10791794.293236027,16069390.431469094,21564140.448988184,{"$f":"R91-R94","v":27285838.928030126},{"$f":"S91-S94","v":33244741.99510343},39451589.485552371,45917628.18089772,52654636.171042889,59674948.395967185,66991483.424183153,74617771.528019875,82567984.118714735,90856964.607357979,99500260.760946259,108514158.6261685,117915718.09707904,127722810.20651612,137954156.225007,148629368.65497321,159768994.21232,171394558.89197186,183528615.2186119,196194791.78880739,196194791.78880739,196194791.78880739,196194791.78880739,196194791.78880739,196194791.78880739,196194791.78880739]
[null,null,null,null,null,null,null,null,null,"NET BENEFIT High case",null,0,1069294.0837053587,15400846.413725808,30045736.842392497,45011825.142571859,60652521.132952243,{"$f":"R92-R95","v":76999606.938233048},{"$f":"S92-S95","v":94086390.843142673},111947781.15821761,130620363.67215006,150142482.86507702,170554327.06566489,191898017.74373949,214217703.13953796,237559656.44044119,261972378.7263023,287506706.91524291,314215926.95306963,342155892.50128984,371385149.39111245,401965066.12382424,433959970.71157485,467437294.16690648,502467720.96436536,539125346.81326115,577487844.0971359,577487844.0971359,577487844.0971359,577487844.0971359,577487844.0971359,577487844.0971359,577487844.0971359]
[]
[]
[null,null,null,null,null,null,null,null,null,null,null,1,{"$f":"L101*(1-discount_rate)","v":1},1,1,1,1,1,1,1,1,1,1,1,1,1,1,1,1,1,1,1,1,1,1,1,1,1,1,1,1,1]
[null,null,null,null,null,null,null,null,null,"ANNUAL Benefit (Present Value)",{"$f":"K5","v":0},0,1,2,3,4,5,6,7,8,9,10,11,12,13,14,15,16,17,18,19,20,21,22,23,24,25,26,27,28,29,30,"Cumulative"]
[null,null,null,null,null,null,null,null,null,{"$f":"J6","v":"Improved Asset Utilization Reference"},0,{"$f":"L6*L$101","v":0},0,0,0,{"$f":"P6*P$101","v":0},{"$f":"Q6*Q$101","v":0},0,0,0,0,0,0,0,0,0,0,0,0,0,0,0,0,0,0,0,0,0,0,0,0,0,{"$f":"SUM(L103:AP103)","v":0}]
[null,null,null,null,null,null,null,null,null,"Improved Asset Utilization Low case",0,{"$f":"L7*L$101","v":0},0,0,0,0,0,0,0,0,0,0,0,0,0,0,0,0,0,0,0,0,0,0,0,0,0,0,0,0,0,0,{"$f":"SUM(L104:AP104)","v":0}]
[null,null,null,null,null,null,null,null,null,"Improved Asset Utilization High case",0,{"$f":"L8*L$101","v":0},0,0,0,0,0,0,0,0,0,0,0,0,0,0,0,0,0,0,0,0,0,0,0,0,0,0,0,0,0,0,0]
[null,null,null,null,null,null,null,null,null,"T&D Capital Savings Reference",0,{"$f":"L9*L$101","v":0},0,0,0,0,0,0,0,0,0,0,0,0,0,0,0,0,0,0,0,0,0,0,0,0,0,0,0,0,0,0,0]
[null,null,null,null,null,null,null,null,null,"T&D Capital Savings Low case",0,{"$f":"L10*L$101","v":0},0,0,0,0,0,0,0,0,0,0,0,0,0,0,0,0,0,0,0,0,0,0,0,0,0,0,0,0,0,0,0]
[null,null,null,null,null,null,null,null,null,"T&D Capital Savings High case",0,{"$f":"L11*L$101","v":0},0,0,0,0,0,0,0,0,0,0,0,0,0,0,0,0,0,0,0,0,0,0,0,0,0,0,0,0,0,0,0]
[null,null,null,null,null,null,null,null,null,"T&D O&M Savings Reference",0,{"$f":"L12*L$101","v":0},0,0,0,0,0,0,0,0,0,0,0,0,0,0,0,0,0,0,0,0,0,0,0,0,0,0,0,0,0,0,0]
[null,null,null,null,null,null,null,null,null,"T&D O&M Savings Low case",0,{"$f":"L13*L$101","v":0},85000,340000.00000000012,340000.00000000012,340000.00000000012,347140,354429.93999999983,361872.96873999981,369472.30108353985,377231.21940629429,385153.07501382648,393241.2895891167,401499.35667048814,409930.84316056827,418539.39086694026,427328.71807514608,436302.62115472404,445464.97619897325,454819.74069915165,464370.95525383367,474122.7453141642,484079.32296576153,494244.98874804215,504624.13351175108,515221.24031549774,526040.88636212319,0,0,0,0,0,10150130.713129941]
[null,null,null,null,null,null,null,null,null,"T&D O&M Savings High case",0,{"$f":"L14*L$101","v":0},115000.00000000012,460000.00000000023,460000.00000000023,460000.00000000023,469660,479522.86,489592.84005999996,499874.28970125993,510371.6497849864,521089.45443047117,532032.33297351084,543205.01196595444,554612.31721723953,566259.17587880162,578150.61857225618,590291.78156227351,602687.9089750814,615344.35506355821,628266.58651989279,641460.18483681034,654930.84871838323,668684.39654146903,682726.76886883972,697064.03101508541,711702.37566640181,0,0,0,0,0,13732529.788352273]
[null,null,null,null,null,null,null,null,null,"Theft Reduction Reference",0,{"$f":"L15*L$101","v":0},0,0,0,0,0,0,0,0,0,0,0,0,0,0,0,0,0,0,0,0,0,0,0,0,0,0,0,0,0,0,0]
[null,null,null,null,null,null,null,null,null,"Theft Reduction Low case",0,{"$f":"L16*L$101","v":0},0,0,0,0,0,0,0,0,0,0,0,0,0,0,0,0,0,0,0,0,0,0,0,0,0,0,0,0,0,0,0]
[null,null,null,null,null,null,null,null,null,"Theft Reduction High case",0,{"$f":"L17*L$101","v":0},0,0,0,0,0,0,0,0,0,0,0,0,0,0,0,0,0,0,0,0,0,0,0,0,0,0,0,0,0,0,0]
[null,null,null,null,null,null,null,null,null,"Energy Efficiency Reference",0,{"$f":"L18*L$101","v":0},0,0,0,0,0,0,0,0,0,0,0,0,0,0,0,0,0,0,0,0,0,0,0,0,0,0,0,0,0,0,0]
[null,null,null,null,null,null,null,null,null,"Energy Efficiency Low case",0,{"$f":"L19*L$101","v":0},0,0,0,0,0,0,0,0,0,0,0,0,0,0,0,0,0,0,0,0,0,0,0,0,0,0,0,0,0,0,0]
[null,null,null,null,null,null,null,null,null,"Energy Efficiency High case",0,{"$f":"L20*L$101","v":0},0,0,0,0,0,0,0,0,0,0,0,0,0,0,0,0,0,0,0,0,0,0,0,0,0,0,0,0,0,0,0]
[null,null,null,null,null,null,null,null,null,"Electricity Cost Savings Reference",0,{"$f":"L21*L$101","v":0},0,0,0,0,0,0,0,0,0,0,0,0,0,0,0,0,0,0,0,0,0,0,0,0,0,0,0,0,0,0,0]
[null,null,null,null,null,null,null,null,null,"Electricity Cost Savings Low case",0,{"$f":"L22*L$101","v":0},255000,1020000.0000000005,1020000.0000000005,1020000.0000000005,1039380,1059128.2199999995,1079251.6561799995,1099757.4376474195,1120652.82896272,1141945.232713012,1163642.1921345594,1185751.3937851158,1208280.6702670332,1231238.0030021067,1254631.5250591466,1278469.5240352703,1302760.4449919406,1327512.8934467877,1352735.6384222759,1378437.6155522987,1404627.930247792,1431315.8609225,1458510.8622800275,1486222.5686633475,1514460.7974679507,0,0,0,0,0,29833713.295781303]
[null,null,null,null,null,null,null,null,null,"Electricity Cost Savings High case",0,{"$f":"L23*L$101","v":0},345000.00000000047,1380000.0000000007,1380000.0000000007,1380000.0000000007,1406220,1432938.1799999997,1460164.0054199998,1487907.1215229793,1516177.3568319161,1544984.7266117223,1574339.436417345,1604251.8857092741,1634732.6715377509,1665792.5922969677,1697442.6515506101,1729694.061930072,1762558.2491067424,1796046.8558397703,1830171.7461007261,1864945.0092766397,1900378.9644528953,1936486.1647775001,1973279.4019082719,2010771.7105445294,2048976.3730448745,0,0,0,0,0,40363259.164880589]
[null,null,null,null,null,null,null,null,null,"Economic Reference",0,{"$f":"L24*L$101","v":0},0,0,0,0,0,0,0,0,0,0,0,0,0,0,0,0,0,0,0,0,0,0,0,0,0,0,0,0,0,0,0]
[null,null,null,null,null,null,null,null,null,"Economic Low case",0,{"$f":"L25*L$101","v":0},340000,1360000.0000000005,1360000.0000000005,1360000.0000000005,1386520,1413558.1599999992,1441124.6249199994,1469229.7387309594,1497884.0483690142,1527098.3077268386,1556883.481723676,1587250.7504556039,1618211.5134276014,1649777.3938690471,1681960.2431342928,1714772.1451899945,1748225.4211909138,1782332.6341459393,1817106.5936761096,1852560.3608664628,1888707.2532135537,1925560.8496705422,1963134.9957917784,2001443.8089788454,2040501.683830074,0,0,0,0,0,39983844.008911252]
[null,null,null,null,null,null,null,null,null,{"$f":"J26","v":"Economic High case"},0,{"$f":"L26*L$101","v":0},460000.00000000058,1840000.0000000009,1840000.0000000009,1840000.0000000009,1875880,1912461.0399999996,1949756.8454799997,1987781.4112242393,2026549.0066169025,2066074.1810421934,2106371.7693908559,2147456.8976752283,2189344.9887549905,2232051.7681757696,2275593.2701228661,2319985.8434923454,2365246.158081824,2411391.2109033284,2458438.3326206189,2506405.1941134501,2555309.8131712787,2605170.5613189694,2656006.1707771118,2707835.7415596149,2760678.7487112763,0,0,0,0,0,54095788.95323287]
[null,null,null,null,null,null,null,null,null,"Power Interruptions Reference",0,{"$f":"L27*L$101","v":555},557.22,559.44887999999992,561.68667551999999,563.93342222207991,591.37494813335582,620.15180427097641,650.32896904828362,681.97458278877207,715.16010158758468,749.96045866005102,786.4542335415963,824.72382952107591,864.85565970818027,906.94034215505496,951.07290447271885,997.35299840430798,1045.8851248396556,1096.7788697792896,1150.1491517806562,1206.1164814453123,1264.8072335330016,1326.3539323170592,1390.8955508254717,1458.5778246432922,1529.5535809849673,0,0,0,0,0,23606.757560182741]
[null,null,null,null,null,null,null,null,null,"Power Interruptions Low case",0,{"$f":"L28*L$101","v":0},181849.16136361286,3728213.3145451862,3821731.8173272274,3917596.1382330675,4108230.0175190903,4308140.3190419413,4517778.4421533048,4737617.7517179847,4968154.6469763368,5209909.6824183315,5463428.7432006225,5729284.2777603604,6008076.590409115,6300435.1968258135,6607020.2455089502,6928524.0083982833,7265672.444031328,7619226.8367645964,7989985.5157609768,8378785.6576244049,8786505.1767526418,9214064.7076762542,9662429.6838600859,10132612.517661184,10625674.886365436,0,0,0,0,0,156210947.77989614]
[null,null,null,null,null,null,null,null,null,"Power Interruptions High case",0,{"$f":"L29*L$101","v":0},609294.08370535821,12491552.33002045,12804890.428666689,13126088.300179362,13764815.990380384,14434624.765280798,15137027.059429623,15873608.90385069,16646033.507315554,17456045.011884764,18305472.431197017,19196233.780399367,20130340.407043487,21109901.532727465,22137129.015738234,23214342.3454483,24343973.879744872,25528574.337316871,26770818.557201996,28073511.538598374,29439594.774579316,30872152.89401263,32374420.626681775,33949790.107336134,35601818.535163492,0,0,0,0,0,523392055.14390302]
[null,null,null,null,null,null,null,null,null,"Power Quality Reference",0,{"$f":"L30*L$101","v":0},0,0,0,0,0,0,0,0,0,0,0,0,0,0,0,0,0,0,0,0,0,0,0,0,0,0,0,0,0,0,0]
[null,null,null,null,null,null,null,null,null,"Power Quality Low case",0,{"$f":"L31*L$101","v":0},0,0,0,0,0,0,0,0,0,0,0,0,0,0,0,0,0,0,0,0,0,0,0,0,0,0,0,0,0,0,0]
[null,null,null,null,null,null,null,null,null,"Power Quality High case",0,{"$f":"L32*L$101","v":0},0,0,0,0,0,0,0,0,0,0,0,0,0,0,0,0,0,0,0,0,0,0,0,0,0,0,0,0,0,0,0]
[null,null,null,null,null,null,null,null,null,"Reliability Reference",0,{"$f":"L33*L$101","v":555},557.22,559.44887999999992,561.68667551999999,563.93342222207991,591.37494813335582,620.15180427097641,650.32896904828362,681.97458278877207,715.16010158758468,749.96045866005102,786.4542335415963,824.72382952107591,864.85565970818027,906.94034215505496,951.07290447271885,997.35299840430798,1045.8851248396556,1096.7788697792896,1150.1491517806562,1206.1164814453123,1264.8072335330016,1326.3539323170592,1390.8955508254717,1458.5778246432922,1529.5535809849673,0,0,0,0,0,23606.757560182741]
[null,null,null,null,null,null,null,null,null,"Reliability Low case",0,{"$f":"L34*L$101","v":0},181849.16136361286,3728213.3145451862,3821731.8173272274,3917596.1382330675,4108230.0175190903,4308140.3190419413,4517778.4421533048,4737617.7517179847,4968154.6469763368,5209909.6824183315,5463428.7432006225,5729284.2777603604,6008076.590409115,6300435.1968258135,6607020.2455089502,6928524.0083982833,7265672.444031328,7619226.8367645964,7989985.5157609768,8378785.6576244049,8786505.1767526418,9214064.7076762542,9662429.6838600859,10132612.517661184,10625674.886365436,0,0,0,0,0,156210947.77989614]
[null,null,null,null,null,null,null,null,null,"Reliability High case",0,{"$f":"L35*L$101","v":0},609294.08370535821,12491552.33002045,12804890.428666689,13126088.300179362,13764815.990380384,14434624.765280798,15137027.059429623,15873608.90385069,16646033.507315554,17456045.011884764,18305472.431197017,19196233.780399367,20130340.407043487,21109901.532727465,22137129.015738234,23214342.3454483,24343973.879744872,25528574.337316871,26770818.557201996,28073511.538598374,29439594.774579316,30872152.89401263,32374420.626681775,33949790.107336134,35601818.535163492,0,0,0,0,0,523392055.14390302]
[null,null,null,null,null,null,null,null,null,"Environmental Reference",0,{"$f":"L36*L$101","v":0},0,0,0,0,0,0,0,0,0,0,0,0,0,0,0,0,0,0,0,0,0,0,0,0,0,0,0,0,0,0,0]
[null,null,null,null,null,null,null,null,null,"Environmental Low case",0,{"$f":"L37*L$101","v":0},0,0,0,0,0,0,0,0,0,0,0,0,0,0,0,0,0,0,0,0,0,0,0,0,0,0,0,0,0,0,0]
[null,null,null,null,null,null,null,null,null,"Environmental High case",0,{"$f":"L38*L$101","v":0},0,0,0,0,0,0,0,0,0,0,0,0,0,0,0,0,0,0,0,0,0,0,0,0,0,0,0,0,0,0,0]
[null,null,null,null,null,null,null,null,null,"Security Reference",0,{"$f":"L39*L$101","v":0},0,0,0,0,0,0,0,0,0,0,0,0,0,0,0,0,0,0,0,0,0,0,0,0,0,0,0,0,0,0,0]
[null,null,null,null,null,null,null,null,null,"Security Low case",0,{"$f":"L40*L$101","v":0},0,0,0,0,0,0,0,0,0,0,0,0,0,0,0,0,0,0,0,0,0,0,0,0,0,0,0,0,0,0,0]
[null,null,null,null,null,null,null,null,null,"Security High case",0,{"$f":"L41*L$101","v":0},0,0,0,0,0,0,0,0,0,0,0,0,0,0,0,0,0,0,0,0,0,0,0,0,0,0,0,0,0,0,0]
[null,null,null,null,null,null,null,null,null,"GROSS BENEFITS Reference",0,{"$f":"L42*L$101","v":555},557.22,559.44887999999992,561.68667551999999,563.93342222207991,591.37494813335582,620.15180427097641,650.32896904828362,681.97458278877207,715.16010158758468,749.96045866005102,786.4542335415963,824.72382952107591,864.85565970818027,906.94034215505496,951.07290447271885,997.35299840430798,1045.8851248396556,1096.7788697792896,1150.1491517806562,1206.1164814453123,1264.8072335330016,1326.3539323170592,1390.8955508254717,1458.5778246432922,1529.5535809849673,0,0,0,0,0,23606.757560182741]
[null,null,null,null,null,null,null,null,null,"GROSS BENEFITS Low case",0,{"$f":"L43*L$101","v":0},521849.16136361286,5088213.3145451862,5181731.8173272274,5277596.1382330675,5494750.0175190903,5721698.4790419405,5958903.0670733042,6206847.4904489443,6466038.6953453515,6737007.9901451701,7020312.224924298,7316535.0282159643,7626288.1038367162,7950212.5906948606,8288980.488643243,8643296.1535882782,9013897.8652222417,9401559.4709105361,9807092.1094370857,10231346.018490868,10675212.429966196,11139625.557346797,11625564.679651864,12134056.326640029,12666176.570195511,0,0,0,0,0,196194791.78880739]
[null,null,null,null,null,null,null,null,null,"GROSS BENEFITS High case",0,{"$f":"L44*L$101","v":0},1069294.0837053587,14331552.33002045,14644890.428666689,14966088.300179362,15640695.990380384,16347085.805280797,17086783.904909622,17861390.315074928,18672582.513932455,19522119.192926958,20411844.200587872,21343690.678074595,22319685.395798478,23341953.300903235,24412722.285861101,25534328.188940644,26709220.037826695,27939965.548220199,29229256.889822617,30579916.732711822,31994904.587750595,33477323.455331601,35030426.797458887,36657625.848895751,38362497.283874765,0,0,0,0,0,577487844.0971359]
[null,null,null,null,null,null,null,null,null,"TOTAL COST Reference",0,{"$f":"L45*L$101","v":0},0,0,0,0,0,0,0,0,0,0,0,0,0,0,0,0,0,0,0,0,0,0,0,0,0,0,0,0,0,0,0]
[null,null,null,null,null,null,null,null,null,{"$f":"J46","v":"TOTAL COST Low case"},0,{"$f":"L46*L$101","v":0},0,0,0,0,0,0,0,0,0,0,0,0,0,0,0,0,0,0,0,0,0,0,0,0,0,0,0,0,0,0,0]
[null,null,null,null,null,null,null,null,null,"TOTAL COST High case",0,{"$f":"L47*L$101","v":0},0,0,0,0,0,0,0,0,0,0,0,0,0,0,0,0,0,0,0,0,0,0,0,0,0,0,0,0,0,0,0]
[null,null,null,null,null,null,null,null,null,"NET BENEFIT Reference",0,{"$f":"L48*L$101","v":555},557.22,559.44887999999992,561.68667551999999,563.93342222207991,591.37494813335582,620.15180427097641,650.32896904828362,681.97458278877207,715.16010158758468,749.96045866005102,786.4542335415963,824.72382952107591,864.85565970818027,906.94034215505496,951.07290447271885,997.35299840430798,1045.8851248396556,1096.7788697792896,1150.1491517806562,1206.1164814453123,1264.8072335330016,1326.3539323170592,1390.8955508254717,1458.5778246432922,1529.5535809849673,0,0,0,0,0,23606.757560182741]
[null,null,null,null,null,null,null,null,null,{"$f":"J49","v":"NET BENEFIT Low case"},null,{"$f":"L49*L$101","v":0},521849.16136361286,5088213.3145451862,5181731.8173272274,5277596.1382330675,5494750.0175190903,5721698.4790419405,5958903.0670733042,6206847.4904489443,6466038.6953453515,6737007.9901451701,7020312.224924298,7316535.0282159643,7626288.1038367162,7950212.5906948606,8288980.488643243,8643296.1535882782,9013897.8652222417,9401559.4709105361,9807092.1094370857,10231346.018490868,10675212.429966196,11139625.557346797,11625564.679651864,12134056.326640029,12666176.570195511,0,0,0,0,0,196194791.78880739]
[null,null,null,null,null,null,null,null,null,{"$f":"J50","v":"NET BENEFIT High case"},null,{"$f":"L50*L$101","v":0},1069294.0837053587,14331552.33002045,14644890.428666689,14966088.300179362,15640695.990380384,16347085.805280797,17086783.904909622,17861390.315074928,18672582.513932455,19522119.192926958,20411844.200587872,21343690.678074595,22319685.395798478,23341953.300903235,24412722.285861101,25534328.188940644,26709220.037826695,27939965.548220199,29229256.889822617,30579916.732711822,31994904.587750595,33477323.455331601,35030426.797458887,36657625.848895751,38362497.283874765,0,0,0,0,0,577487844.0971359]
[]
[]
[null,null,null,null,null,null,null,null,null,"CUMULATIVE Benefit (Present Value)",{"$f":"K53","v":0},0,1,2,3,4,5,6,7,8,9,10,11,12,13,14,15,16,17,18,19,20,21,22,23,24,25,26,27,28,29,30,"checksum"]
[null,null,null,null,null,null,null,null,null,{"$f":"J54","v":"Improved Asset Utilization Reference"},0,{"$f":"L103","v":0},{"$f":"L151+M103","v":0},{"$f":"M151+N103","v":0},0,0,0,0,0,0,0,0,0,0,0,0,0,0,0,0,0,0,0,0,0,0,0,0,0,0,0,0,{"$f":"AQ103","v":0}]
[null,null,null,null,null,null,null,null,null,"Improved Asset Utilization Low case",0,{"$f":"L104","v":0},{"$f":"L152+M104","v":0},0,0,0,0,0,0,0,0,0,0,0,0,0,0,0,0,0,0,0,0,0,0,0,0,0,0,0,0,0,{"$f":"AQ104","v":0}]
[null,null,null,null,null,null,null,null,null,"Improved Asset Utilization High case",0,0,{"$f":"L153+M105","v":0},0,0,0,0,0,0,0,0,0,0,0,0,0,0,0,0,0,0,0,0,0,0,0,0,0,0,0,0,0,0]
[null,null,null,null,null,null,null,null,null,"T&D Capital Savings Reference",0,0,{"$f":"L154+M106","v":0},0,0,0,0,0,0,0,0,0,0,0,0,0,0,0,0,0,0,0,0,0,0,0,0,0,0,0,0,0,0]
[null,null,null,null,null,null,null,null,null,"T&D Capital Savings Low case",0,0,{"$f":"L155+M107","v":0},0,0,0,0,0,0,0,0,0,0,0,0,0,0,0,0,0,0,0,0,0,0,0,0,0,0,0,0,0,0]
[null,null,null,null,null,null,null,null,null,"T&D Capital Savings High case",0,0,{"$f":"L156+M108","v":0},0,0,0,0,0,0,0,0,0,0,0,0,0,0,0,0,0,0,0,0,0,0,0,0,0,0,0,0,0,0]
[null,null,null,null,null,null,null,null,null,"T&D O&M Savings Reference",0,0,{"$f":"L157+M109","v":0},0,0,0,0,0,0,0,0,0,0,0,0,0,0,0,0,0,0,0,0,0,0,0,0,0,0,0,0,0,0]
[null,null,null,null,null,null,null,null,null,"T&D O&M Savings Low case",0,0,{"$f":"L158+M110","v":85000},425000.00000000012,765000.00000000023,1105000.0000000005,1452140.0000000005,1806569.9400000004,2168442.9087400003,2537915.2098235404,2915146.4292298346,3300299.5042436612,3693540.793832778,4095040.1505032661,4504970.9936638344,4923510.3845307743,5350839.1026059203,5787141.723760644,6232606.6999596171,6687426.4406587686,7151797.3959126025,7625920.1412267666,8109999.4641925283,8604244.4529405702,9108868.5864523221,9624089.826767819,10150130.713129941,10150130.713129941,10150130.713129941,10150130.713129941,10150130.713129941,10150130.713129941,10150130.713129941]
[null,null,null,null,null,null,null,null,null,"T&D O&M Savings High case",0,0,{"$f":"L159+M111","v":115000.00000000012},575000.00000000035,1035000.0000000006,1495000.0000000009,1964660.0000000009,2444182.8600000008,2933775.7000600006,3433649.9897612603,3944021.6395462467,4465111.0939767174,4997143.4269502284,5540348.4389161831,6094960.7561334223,6661219.9320122236,7239370.5505844802,7829662.3321467536,8432350.2411218341,9047694.5961853918,9675961.182705285,10317421.367542095,10972352.216260478,11641036.612801947,12323763.381670786,13020827.412685871,13732529.788352273,13732529.788352273,13732529.788352273,13732529.788352273,13732529.788352273,13732529.788352273,13732529.788352273]
[null,null,null,null,null,null,null,null,null,"Theft Reduction Reference",0,0,{"$f":"L160+M112","v":0},0,0,0,0,0,0,0,0,0,0,0,0,0,0,0,0,0,0,0,0,0,0,0,0,0,0,0,0,0,0]
[null,null,null,null,null,null,null,null,null,"Theft Reduction Low case",0,0,{"$f":"L161+M113","v":0},0,0,0,0,0,0,0,0,0,0,0,0,0,0,0,0,0,0,0,0,0,0,0,0,0,0,0,0,0,0]
[null,null,null,null,null,null,null,null,null,"Theft Reduction High case",0,0,{"$f":"L162+M114","v":0},0,0,0,0,0,0,0,0,0,0,0,0,0,0,0,0,0,0,0,0,0,0,0,0,0,0,0,0,0,0]
[null,null,null,null,null,null,null,null,null,"Energy Efficiency Reference",0,0,{"$f":"L163+M115","v":0},0,0,0,0,0,0,0,0,0,0,0,0,0,0,0,0,0,0,0,0,0,0,0,0,0,0,0,0,0,0]
[null,null,null,null,null,null,null,null,null,"Energy Efficiency Low case",0,0,{"$f":"L164+M116","v":0},0,0,0,0,0,0,0,0,0,0,0,0,0,0,0,0,0,0,0,0,0,0,0,0,0,0,0,0,0,0]
[null,null,null,null,null,null,null,null,null,"Energy Efficiency High case",0,0,{"$f":"L165+M117","v":0},0,0,0,0,0,0,0,0,0,0,0,0,0,0,0,0,0,0,0,0,0,0,0,0,0,0,0,0,0,0]
[null,null,null,null,null,null,null,null,null,"Electricity Cost Savings Reference",0,0,{"$f":"L166+M118","v":0},0,0,0,0,0,0,0,0,0,0,0,0,0,0,0,0,0,0,0,0,0,0,0,0,0,0,0,0,0,0]
[null,null,null,null,null,null,null,null,null,"Electricity Cost Savings Low case",0,0,{"$f":"L167+M119","v":255000},1275000.0000000005,2295000.0000000009,3315000.0000000014,4354380.0000000019,5413508.2200000016,6492759.8761800006,7592517.3138274197,8713170.1427901387,9855115.3755031507,11018757.56763771,12204508.961422825,13412789.631689858,14644027.634691965,15898659.159751112,17177128.683786381,18479889.128778324,19807402.022225112,21160137.660647389,22538575.276199687,23943203.206447478,25374519.067369979,26833029.929650005,28319252.498313352,29833713.295781303,29833713.295781303,29833713.295781303,29833713.295781303,29833713.295781303,29833713.295781303,29833713.295781303]
[null,null,null,null,null,null,null,null,null,"Electricity Cost Savings High case",0,0,{"$f":"L168+M120","v":345000.00000000047},1725000.0000000012,3105000.0000000019,4485000.0000000028,5891220.0000000028,7324158.1800000025,8784322.1854200028,10272229.306942983,11788406.663774898,13333391.390386621,14907730.826803965,16511982.71251324,18146715.384050991,19812507.976347961,21509950.62789857,23239644.689828642,25002202.938935384,26798249.794775154,28628421.540875882,30493366.550152522,32393745.514605418,34330231.67938292,36303511.081291191,38314282.791835718,40363259.164880589,40363259.164880589,40363259.164880589,40363259.164880589,40363259.164880589,40363259.164880589,40363259.164880589]
[null,null,null,null,null,null,null,null,null,"Economic Reference",0,0,{"$f":"L169+M121","v":0},0,0,0,0,0,0,0,0,0,0,0,0,0,0,0,0,0,0,0,0,0,0,0,0,0,0,0,0,0,0]
[null,null,null,null,null,null,null,null,null,"Economic Low case",0,0,{"$f":"L170+M122","v":340000},1700000.0000000005,3060000.0000000009,4420000.0000000019,5806520.0000000019,7220078.1600000011,8661202.7849199995,10130432.523650959,11628316.572019974,13155414.879746813,14712298.361470489,16299549.111926094,17917760.625353694,19567538.01922274,21249498.262357034,22964270.407547027,24712495.828737941,26494828.462883878,28311935.056559987,30164495.417426452,32053202.670640007,33978763.520310551,35941898.516102329,37943342.325081177,39983844.008911252,39983844.008911252,39983844.008911252,39983844.008911252,39983844.008911252,39983844.008911252,39983844.008911252]
[null,null,null,null,null,null,null,null,null,{"$f":"J74","v":"Economic High case"},0,0,{"$f":"L171+M123","v":460000.00000000058},2300000.0000000014,4140000.0000000023,5980000.0000000037,7855880.0000000037,9768341.0400000028,11718097.885480002,13705879.29670424,15732428.303321142,17798502.484363336,19904874.253754191,22052331.151429418,24241676.14018441,26473727.90836018,28749321.178483047,31069307.021975391,33434553.180057213,35845944.390960544,38304382.723581165,40810787.917694613,43366097.730865896,45971268.292184867,48627274.462961979,51335110.204521596,54095788.95323287,54095788.95323287,54095788.95323287,54095788.95323287,54095788.95323287,54095788.95323287,54095788.95323287]
[null,null,null,null,null,null,null,null,null,"Power Interruptions Reference",0,555,{"$f":"L172+M124","v":1112.22},1671.6688799999999,2233.3555555200001,2797.2889777420801,3388.6639258754358,4008.8157301464121,4659.1446991946959,5341.1192819834678,6056.2793835710527,6806.2398422311035,7592.6940757726998,8417.4179052937761,9282.2735650019567,10189.213907157011,11140.28681162973,12137.639810034038,13183.524934873692,14280.303804652982,15430.452956433637,16636.569437878949,17901.376671411948,19227.730603729007,20618.62615455448,22077.203979197773,23606.757560182741,23606.757560182741,23606.757560182741,23606.757560182741,23606.757560182741,23606.757560182741,23606.757560182741]
[null,null,null,null,null,null,null,null,null,"Power Interruptions Low case",0,0,{"$f":"L173+M125","v":181849.16136361286},3910062.4759087991,7731794.2932360265,11649390.431469094,15757620.448988184,20065760.768030126,24583539.21018343,29321156.961901415,34289311.608877748,39499221.29129608,44962650.034496702,50691934.312257066,56700010.902666181,63000446.099491999,69607466.345000952,76535990.353399232,83801662.79743056,91420889.634195149,99410875.149956122,107789660.80758053,116576165.98433317,125790230.69200942,135452660.37586951,145585272.8935307,156210947.77989614,156210947.77989614,156210947.77989614,156210947.77989614,156210947.77989614,156210947.77989614,156210947.77989614]
[null,null,null,null,null,null,null,null,null,"Power Interruptions High case",0,0,{"$f":"L174+M126","v":609294.08370535821},13100846.413725808,25905736.842392497,39031825.142571859,52796641.132952243,67231265.898233041,82368292.957662672,98241901.861513361,114887935.36882892,132343980.38071369,150649452.81191069,169845686.59231007,189976026.99935356,211085928.53208101,233223057.54781926,256437399.89326757,280781373.77301246,306309948.11032933,333080766.66753131,361154278.20612967,390593872.98070896,421466025.87472159,453840446.50140333,487790236.6087395,523392055.14390302,523392055.14390302,523392055.14390302,523392055.14390302,523392055.14390302,523392055.14390302,523392055.14390302]
[null,null,null,null,null,null,null,null,null,"Power Quality Reference",0,0,{"$f":"L175+M127","v":0},0,0,0,0,0,0,0,0,0,0,0,0,0,0,0,0,0,0,0,0,0,0,0,0,0,0,0,0,0,0]
[null,null,null,null,null,null,null,null,null,"Power Quality Low case",0,0,{"$f":"L176+M128","v":0},0,0,0,0,0,0,0,0,0,0,0,0,0,0,0,0,0,0,0,0,0,0,0,0,0,0,0,0,0,0]
[null,null,null,null,null,null,null,null,null,"Power Quality High case",0,0,{"$f":"L177+M129","v":0},0,0,0,0,0,0,0,0,0,0,0,0,0,0,0,0,0,0,0,0,0,0,0,0,0,0,0,0,0,0]
[null,null,null,null,null,null,null,null,null,"Reliability Reference",0,555,{"$f":"L178+M130","v":1112.22},1671.6688799999999,2233.3555555200001,2797.2889777420801,3388.6639258754358,4008.8157301464121,4659.1446991946959,5341.1192819834678,6056.2793835710527,6806.2398422311035,7592.6940757726998,8417.4179052937761,9282.2735650019567,10189.213907157011,11140.28681162973,12137.639810034038,13183.524934873692,14280.303804652982,15430.452956433637,16636.569437878949,17901.376671411948,19227.730603729007,20618.62615455448,22077.203979197773,23606.757560182741,23606.757560182741,23606.757560182741,23606.757560182741,23606.757560182741,23606.757560182741,23606.757560182741]
[null,null,null,null,null,null,null,null,null,"Reliability Low case",0,0,{"$f":"L179+M131","v":181849.16136361286},3910062.4759087991,7731794.2932360265,11649390.431469094,15757620.448988184,20065760.768030126,24583539.21018343,29321156.961901415,34289311.608877748,39499221.29129608,44962650.034496702,50691934.312257066,56700010.902666181,63000446.099491999,69607466.345000952,76535990.353399232,83801662.79743056,91420889.634195149,99410875.149956122,107789660.80758053,116576165.98433317,125790230.69200942,135452660.37586951,145585272.8935307,156210947.77989614,156210947.77989614,156210947.77989614,156210947.77989614,156210947.77989614,156210947.77989614,156210947.77989614]
[null,null,null,null,null,null,null,null,null,"Reliability High case",0,0,{"$f":"L180+M132","v":609294.08370535821},13100846.413725808,25905736.842392497,39031825.142571859,52796641.132952243,67231265.898233041,82368292.957662672,98241901.861513361,114887935.36882892,132343980.38071369,150649452.81191069,169845686.59231007,189976026.99935356,211085928.53208101,233223057.54781926,256437399.89326757,280781373.77301246,306309948.11032933,333080766.66753131,361154278.20612967,390593872.98070896,421466025.87472159,453840446.50140333,487790236.6087395,523392055.14390302,523392055.14390302,523392055.14390302,523392055.14390302,523392055.14390302,523392055.14390302,523392055.14390302]
[null,null,null,null,null,null,null,null,null,"Environmental Reference",0,0,{"$f":"L181+M133","v":0},0,0,0,0,0,0,0,0,0,0,0,0,0,0,0,0,0,0,0,0,0,0,0,0,0,0,0,0,0,0]
[null,null,null,null,null,null,null,null,null,"Environmental Low case",0,0,{"$f":"L182+M134","v":0},0,0,0,0,0,0,0,0,0,0,0,0,0,0,0,0,0,0,0,0,0,0,0,0,0,0,0,0,0,0]
[null,null,null,null,null,null,null,null,null,"Environmental High case",0,0,{"$f":"L183+M135","v":0},0,0,0,0,0,0,0,0,0,0,0,0,0,0,0,0,0,0,0,0,0,0,0,0,0,0,0,0,0,0]
[null,null,null,null,null,null,null,null,null,"Security Reference",0,0,{"$f":"L184+M136","v":0},0,0,0,0,0,0,0,0,0,0,0,0,0,0,0,0,0,0,0,0,0,0,0,0,0,0,0,0,0,0]
[null,null,null,null,null,null,null,null,null,"Security Low case",0,0,{"$f":"L185+M137","v":0},0,0,0,0,0,0,0,0,0,0,0,0,0,0,0,0,0,0,0,0,0,0,0,0,0,0,0,0,0,0]
[null,null,null,null,null,null,null,null,null,"Security High case",0,0,{"$f":"L186+M138","v":0},0,0,0,0,0,0,0,0,0,0,0,0,0,0,0,0,0,0,0,0,0,0,0,0,0,0,0,0,0,0]
[null,null,null,null,null,null,null,null,null,"GROSS BENEFITS Reference",0,555,{"$f":"L187+M139","v":1112.22},1671.6688799999999,2233.3555555200001,2797.2889777420801,3388.6639258754358,4008.8157301464121,4659.1446991946959,5341.1192819834678,6056.2793835710527,6806.2398422311035,7592.6940757726998,8417.4179052937761,9282.2735650019567,10189.213907157011,11140.28681162973,12137.639810034038,13183.524934873692,14280.303804652982,15430.452956433637,16636.569437878949,17901.376671411948,19227.730603729007,20618.62615455448,22077.203979197773,23606.757560182741,23606.757560182741,23606.757560182741,23606.757560182741,23606.757560182741,23606.757560182741,23606.757560182741]
[null,null,null,null,null,null,null,null,null,"GROSS BENEFITS Low case",0,0,{"$f":"L188+M140","v":521849.16136361286},5610062.4759087991,10791794.293236027,16069390.431469094,21564140.448988184,27285838.928030126,33244741.99510343,39451589.485552371,45917628.18089772,52654636.171042889,59674948.395967185,66991483.424183153,74617771.528019875,82567984.118714735,90856964.607357979,99500260.760946259,108514158.6261685,117915718.09707904,127722810.20651612,137954156.225007,148629368.65497321,159768994.21232,171394558.89197186,183528615.2186119,196194791.78880739,196194791.78880739,196194791.78880739,196194791.78880739,196194791.78880739,196194791.78880739,196194791.78880739]
[null,null,null,null,null,null,null,null,null,"GROSS BENEFITS High case",0,0,{"$f":"L189+M141","v":1069294.0837053587},15400846.413725808,30045736.842392497,45011825.142571859,60652521.132952243,76999606.938233048,94086390.843142673,111947781.15821761,130620363.67215006,150142482.86507702,170554327.06566489,191898017.74373949,214217703.13953796,237559656.44044119,261972378.7263023,287506706.91524291,314215926.95306963,342155892.50128984,371385149.39111245,401965066.12382424,433959970.71157485,467437294.16690648,502467720.96436536,539125346.81326115,577487844.0971359,577487844.0971359,577487844.0971359,577487844.0971359,577487844.0971359,577487844.0971359,577487844.0971359]
[null,null,null,null,null,null,null,null,null,"TOTAL COST Reference",0,0,{"$f":"L190+M142","v":0},0,0,0,0,0,0,0,0,0,0,0,0,0,0,0,0,0,0,0,0,0,0,0,0,0,0,0,0,0,0]
[null,null,null,null,null,null,null,null,null,{"$f":"J94","v":"TOTAL COST Low case"},0,0,{"$f":"L191+M143","v":0},0,0,0,0,0,0,0,0,0,0,0,0,0,0,0,0,0,0,0,0,0,0,0,0,0,0,0,0,0,0]
[null,null,null,null,null,null,null,null,null,"TOTAL COST High case",0,0,{"$f":"L192+M144","v":0},0,0,0,0,0,0,0,0,0,0,0,0,0,0,0,0,0,0,0,0,0,0,0,0,0,0,0,0,0,0]
[null,null,null,null,null,null,null,null,null,"NET BENEFIT Reference",0,555,{"$f":"L193+M145","v":1112.22},1671.6688799999999,2233.3555555200001,2797.2889777420801,3388.6639258754358,4008.8157301464121,4659.1446991946959,5341.1192819834678,6056.2793835710527,6806.2398422311035,7592.6940757726998,8417.4179052937761,9282.2735650019567,10189.213907157011,11140.28681162973,12137.639810034038,13183.524934873692,14280.303804652982,15430.452956433637,16636.569437878949,17901.376671411948,19227.730603729007,20618.62615455448,22077.203979197773,23606.757560182741,23606.757560182741,23606.757560182741,23606.757560182741,23606.757560182741,23606.757560182741,23606.757560182741]
[null,null,null,null,null,null,null,null,null,{"$f":"J97","v":"NET BENEFIT Low case"},null,0,{"$f":"L194+M146","v":521849.16136361286},5610062.4759087991,10791794.293236027,16069390.431469094,21564140.448988184,27285838.928030126,33244741.99510343,39451589.485552371,45917628.18089772,52654636.171042889,59674948.395967185,66991483.424183153,74617771.528019875,82567984.118714735,90856964.607357979,99500260.760946259,108514158.6261685,117915718.09707904,127722810.20651612,137954156.225007,148629368.65497321,159768994.21232,171394558.89197186,183528615.2186119,196194791.78880739,196194791.78880739,196194791.78880739,196194791.78880739,196194791.78880739,196194791.78880739,196194791.78880739]
[null,null,null,null,null,null,null,null,null,{"$f":"J98","v":"NET BENEFIT High case"},null,0,{"$f":"L195+M147","v":1069294.0837053587},15400846.413725808,30045736.842392497,45011825.142571859,60652521.132952243,76999606.938233048,94086390.843142673,111947781.15821761,130620363.67215006,150142482.86507702,170554327.06566489,191898017.74373949,214217703.13953796,237559656.44044119,261972378.7263023,287506706.91524291,314215926.95306963,342155892.50128984,371385149.39111245,401965066.12382424,433959970.71157485,467437294.16690648,502467720.96436536,539125346.81326115,577487844.0971359,577487844.0971359,577487844.0971359,577487844.0971359,577487844.0971359,577487844.0971359,577487844.0971359]

{"sheet":"MACRO OUTPUT","index":41,"n_rows":140,"n_cols":111,"rows_kept":140,"cut":false,"hidden":true,"merged":[]}
[]
[]
[null,null,null,"ACTUAL BENEFITS AND COST FORECAST",null,null,null,null,null,null,null,null,null,null,null,null,null,null,null,null,null,null,null,null,null,null,null,null,null,null,null,null,null,null,null,null,null,null,null,"S Curve = 1/(1+e^(b*[t-X]); where: t = year, X = build parity year, b = 0.5 - 4",null,null,null,null,null,null,null,null,null,null,null,null,null,null,null,null,null,null,null,null,null,null,null,null,null,null,null,null,null,null,null,null,null,null,null,null,"Output of Calculation -Escalation from Last Year with Drop to Zero"]
[]
[null,null,null,"Reference",null,null,null,null,null,null,null,null,null,null,null,null,null,null,null,null,null,null,null,null,null,null,null,null,null,null,null,null,null,null,null,null,null,null,null,null,null,null,null,null,null,null,null,null,null,null,null,null,null,null,null,null,null,null,null,null,null,null,null,null,null,null,null,null,null,null,null,null,null,null,null,null,"Reference"]
[null,null,null,null,null,{"$f":"proj_start_yr","v":0},{"$f":"IF(F6+1<=2040,F6+1,\"\")","v":1},{"$f":"IF(G6+1<=2040,G6+1,\"\")","v":2},3,4,5,6,7,8,9,10,11,12,13,14,15,16,17,18,19,20,21,22,23,24,25,26,27,28,29,30,31,{"$f":"'Results Table'!AL7","v":"Cumulative"},null,"Year",null,{"$f":"proj_start_yr","v":0},{"$f":"IF(AP6+1<=2040,AP6+1,\"\")","v":1},{"$f":"IF(AQ6+1<=2040,AQ6+1,\"\")","v":2},3,4,5,6,7,8,9,10,11,12,13,14,15,16,17,18,19,20,21,22,23,24,25,26,27,28,29,30,31,32,null,null,null,null,2011,2012,2013,2014,2015,2016,2017,2018,2019,2020,2021,2022,2023,2024,2025,2026,2027,2028,2029,2030,2031,2032,2033,2034,2035,2036,2037,2038,2039,2040,"","",{"$f":"'Results Table'!EP7","v":0}]
[null,null,null,"Optimized Generator Operation",null,{"$f":"IFERROR(AP$7*CA7,0)","v":0},{"$f":"IFERROR(AQ$7*CB7,0)","v":0},0,0,0,0,0,0,0,0,0,0,0,0,0,0,0,0,0,0,0,0,0,0,0,0,0,0,{"$f":"IFERROR(BR$7*DC7,0)","v":0},0,0,0,{"$f":"SUM(F7:AK7)","v":0},null,"S-Curve Value",null,1,1,1,1,1,{"$f":"IF(AU6>=zero_out_year,0,1)","v":1},1,1,1,1,1,1,1,1,1,1,1,1,1,1,1,1,1,1,1,1,{"$f":"IF(BP6>=zero_out_year,0,1)","v":0},0,0,0,0,0,0,null,null,"Optimized Generator Operation",null,0,0,0,0,0,0,0,0,0,0,0,0,0,0,0,0,0,0,0,0,0,0,0,0,0,0,0,0,0,0,0,0,{"$f":"SUM(CA7:DF7)","v":0}]
[null,null,null,"Deferred Generation Capacity Investment",null,{"$f":"IFERROR(AP$7*CA8,0)","v":0},0,0,0,0,0,0,0,0,0,0,0,0,0,0,0,0,0,0,0,0,0,0,0,0,0,0,0,0,0,0,0,{"$f":"SUM(F8:AK8)","v":0},null,null,null,null,null,null,null,null,null,null,null,null,null,null,null,null,null,null,null,null,null,null,null,null,null,null,null,null,null,null,null,null,null,null,null,null,null,null,"Deferred Generation Capacity Investment",null,0,0,0,0,0,0,0,0,0,0,0,0,0,0,0,0,0,0,0,0,0,0,0,0,0,0,0,0,0,0,0,0,{"$f":"SUM(CA8:DF8)","v":0}]
[null,null,null,"Reduced Ancillary Services Cost",null,0,0,0,0,0,0,0,0,0,0,0,0,0,0,0,0,0,0,0,0,0,0,0,0,0,0,0,0,0,0,0,0,0,null,null,null,null,null,null,null,null,null,null,null,null,null,null,null,null,null,null,null,null,null,null,null,null,null,null,null,null,null,null,null,null,null,null,null,null,null,null,"Reduced Ancillary Services Cost",null,0,0,0,0,0,0,0,0,0,0,0,0,0,0,0,0,0,0,0,0,0,0,0,0,0,0,0,0,0,0,0,0,0]
[null,null,null,"Reduced Congestion Costs",null,0,0,0,0,0,0,0,0,0,0,0,0,0,0,0,0,0,0,0,0,0,0,0,0,0,0,0,0,0,0,0,0,0,null,null,null,null,null,null,null,null,null,null,null,null,null,null,null,null,null,null,null,null,null,null,null,null,null,null,null,null,null,null,null,null,null,null,null,null,null,null,"Reduced Congestion Costs",null,0,0,0,0,0,0,0,0,0,0,0,0,0,0,0,0,0,0,0,0,0,0,0,0,0,0,0,0,0,0,0,0,0]
[null,null,null,"Improved Asset Utilization TOTAL",null,{"$f":"SUM(F7:F10)","v":0},{"$f":"SUM(G7:G10)","v":0},0,0,0,0,0,0,0,0,0,0,0,0,0,0,0,0,0,0,0,0,0,0,0,0,0,0,0,0,0,0,{"$f":"SUM(F11:AK11)","v":0},null,null,null,null,null,null,null,null,null,null,null,null,null,null,null,null,null,null,null,null,null,null,null,null,null,null,null,null,null,null,null,null,null,null,null,null,null,null,"Improved Asset Utilization TOTAL",null,0,0,0,0,0,0,0,0,0,0,0,0,0,0,0,0,0,0,0,0,0,0,0,0,0,0,0,0,0,0,0,0,0]
[null,null,null,"Deferred Transmission Capacity Investments",null,{"$f":"IFERROR(AP$7*CA12,0)","v":0},{"$f":"IFERROR(AQ$7*CB12,0)","v":0},{"$f":"IFERROR(AR$7*CC12,0)","v":0},{"$f":"IFERROR(AS$7*CD12,0)","v":0},{"$f":"IFERROR(AT$7*CE12,0)","v":0},{"$f":"IFERROR(AU$7*CF12,0)","v":0},{"$f":"IFERROR(AV$7*CG12,0)","v":0},{"$f":"IFERROR(AW$7*CH12,0)","v":0},{"$f":"IFERROR(AX$7*CI12,0)","v":0},{"$f":"IFERROR(AY$7*CJ12,0)","v":0},{"$f":"IFERROR(AZ$7*CK12,0)","v":0},{"$f":"IFERROR(BA$7*CL12,0)","v":0},{"$f":"IFERROR(BB$7*CM12,0)","v":0},{"$f":"IFERROR(BC$7*CN12,0)","v":0},{"$f":"IFERROR(BD$7*CO12,0)","v":0},{"$f":"IFERROR(BE$7*CP12,0)","v":0},{"$f":"IFERROR(BF$7*CQ12,0)","v":0},{"$f":"IFERROR(BG$7*CR12,0)","v":0},{"$f":"IFERROR(BH$7*CS12,0)","v":0},{"$f":"IFERROR(BI$7*CT12,0)","v":0},{"$f":"IFERROR(BJ$7*CU12,0)","v":0},{"$f":"IFERROR(BK$7*CV12,0)","v":0},{"$f":"IFERROR(BL$7*CW12,0)","v":0},{"$f":"IFERROR(BM$7*CX12,0)","v":0},{"$f":"IFERROR(BN$7*CY12,0)","v":0},{"$f":"IFERROR(BO$7*CZ12,0)","v":0},{"$f":"IFERROR(BP$7*DA12,0)","v":0},{"$f":"IFERROR(BQ$7*DB12,0)","v":0},{"$f":"IFERROR(BR$7*DC12,0)","v":0},{"$f":"IFERROR(BS$7*DD12,0)","v":0},{"$f":"IFERROR(BT$7*DE12,0)","v":0},{"$f":"IFERROR(BU$7*DF12,0)","v":0},0,null,null,null,null,null,null,null,null,null,null,null,null,null,null,null,null,null,null,null,null,null,null,null,null,null,null,null,null,null,null,null,null,null,null,null,null,null,null,"Deferred Transmission Capacity Investments",null,0,0,0,0,0,0,0,0,0,0,0,0,0,0,0,0,0,0,0,0,0,0,0,0,0,0,0,0,0,0,0,0,0]
[null,null,null,"Deferred Distribution Capacity Investments",null,0,0,0,0,0,0,0,0,0,0,0,0,0,0,0,0,0,0,0,0,0,0,0,0,0,0,0,0,0,0,0,0,0,null,null,null,null,null,null,null,null,null,null,null,null,null,null,null,null,null,null,null,null,null,null,null,null,null,null,null,null,null,null,null,null,null,null,null,null,null,null,"Deferred Distribution Capacity Investments",null,0,0,0,0,0,0,0,0,0,0,0,0,0,0,0,0,0,0,0,0,0,0,0,0,0,0,0,0,0,0,0,0,0]
[null,null,null,"Reduced Equipment Failures ",null,0,0,0,0,0,0,0,0,0,0,0,0,0,0,0,0,0,0,0,0,0,0,0,0,0,0,0,0,0,0,0,0,0,null,null,null,null,null,null,null,null,null,null,null,null,null,null,null,null,null,null,null,null,null,null,null,null,null,null,null,null,null,null,null,null,null,null,null,null,null,null,"Reduced Equipment Failures ",null,0,0,0,0,0,0,0,0,0,0,0,0,0,0,0,0,0,0,0,0,0,0,0,0,0,0,0,0,0,0,0,0,0]
[null,null,null,"T&D Capital Savings TOTAL",null,{"$f":"SUM(F12:F14)","v":0},{"$f":"SUM(G12:G14)","v":0},0,0,0,0,0,0,0,0,0,0,0,0,0,0,0,0,0,0,0,0,0,0,0,0,0,0,0,0,0,0,0,null,null,null,null,null,null,null,null,null,null,null,null,null,null,null,null,null,null,null,null,null,null,null,null,null,null,null,null,null,null,null,null,null,null,null,null,null,null,"T&D Capital Savings TOTAL",null,0,0,0,0,0,0,0,0,0,0,0,0,0,0,0,0,0,0,0,0,0,0,0,0,0,0,0,0,0,0,0,0,0]
[null,null,null,"Reduced Distribution Equipment Maintenance Cost",null,{"$f":"IFERROR(AP$7*CA16,0)","v":0},{"$f":"IFERROR(AQ$7*CB16,0)","v":0},{"$f":"IFERROR(AR$7*CC16,0)","v":0},{"$f":"IFERROR(AS$7*CD16,0)","v":0},{"$f":"IFERROR(AT$7*CE16,0)","v":0},{"$f":"IFERROR(AU$7*CF16,0)","v":0},{"$f":"IFERROR(AV$7*CG16,0)","v":0},{"$f":"IFERROR(AW$7*CH16,0)","v":0},{"$f":"IFERROR(AX$7*CI16,0)","v":0},{"$f":"IFERROR(AY$7*CJ16,0)","v":0},{"$f":"IFERROR(AZ$7*CK16,0)","v":0},{"$f":"IFERROR(BA$7*CL16,0)","v":0},{"$f":"IFERROR(BB$7*CM16,0)","v":0},{"$f":"IFERROR(BC$7*CN16,0)","v":0},{"$f":"IFERROR(BD$7*CO16,0)","v":0},{"$f":"IFERROR(BE$7*CP16,0)","v":0},{"$f":"IFERROR(BF$7*CQ16,0)","v":0},{"$f":"IFERROR(BG$7*CR16,0)","v":0},{"$f":"IFERROR(BH$7*CS16,0)","v":0},{"$f":"IFERROR(BI$7*CT16,0)","v":0},{"$f":"IFERROR(BJ$7*CU16,0)","v":0},{"$f":"IFERROR(BK$7*CV16,0)","v":0},{"$f":"IFERROR(BL$7*CW16,0)","v":0},{"$f":"IFERROR(BM$7*CX16,0)","v":0},{"$f":"IFERROR(BN$7*CY16,0)","v":0},{"$f":"IFERROR(BO$7*CZ16,0)","v":0},{"$f":"IFERROR(BP$7*DA16,0)","v":0},{"$f":"IFERROR(BQ$7*DB16,0)","v":0},{"$f":"IFERROR(BR$7*DC16,0)","v":0},{"$f":"IFERROR(BS$7*DD16,0)","v":0},{"$f":"IFERROR(BT$7*DE16,0)","v":0},{"$f":"IFERROR(BU$7*DF16,0)","v":0},0,null,null,null,null,null,null,null,null,null,null,null,null,null,null,null,null,null,null,null,null,null,null,null,null,null,null,null,null,null,null,null,null,null,null,null,null,null,null,"Reduced Distribution Equipment Maintenance Cost",null,0,0,0,0,0,0,0,0,0,0,0,0,0,0,0,0,0,0,0,0,0,0,0,0,0,0,0,0,0,0,0,0,0]
[null,null,null,"Reduced Distribution Operations Cost",null,0,0,0,0,0,0,0,0,0,0,0,0,0,0,0,0,0,0,0,0,0,0,0,0,0,0,0,0,0,0,0,0,0,null,null,null,null,null,null,null,null,null,null,null,null,null,null,null,null,null,null,null,null,null,null,null,null,null,null,null,null,null,null,null,null,null,null,null,null,null,null,"Reduced Distribution Operations Cost",null,0,0,0,0,0,0,0,0,0,0,0,0,0,0,0,0,0,0,0,0,0,0,0,0,0,0,0,0,0,0,0,0,0]
[null,null,null,"Reduced Meter Reading Cost",null,0,0,0,0,0,0,0,0,0,0,0,0,0,0,0,0,0,0,0,0,0,0,0,0,0,0,0,0,0,0,0,0,0,null,null,null,null,null,null,null,null,null,null,null,null,null,null,null,null,null,null,null,null,null,null,null,null,null,null,null,null,null,null,null,null,null,null,null,null,null,null,"Reduced Meter Reading Cost",null,0,0,0,0,0,0,0,0,0,0,0,0,0,0,0,0,0,0,0,0,0,0,0,0,0,0,0,0,0,0,0,0,0]
[null,null,null,"T&D O&M Savings TOTAL",null,{"$f":"SUM(F16:F18)","v":0},{"$f":"SUM(G16:G18)","v":0},0,0,0,0,0,0,0,0,0,0,0,0,0,0,0,0,0,0,0,0,0,0,0,0,0,0,0,0,0,0,0,null,null,null,null,null,null,null,null,null,null,null,null,null,null,null,null,null,null,null,null,null,null,null,null,null,null,null,null,null,null,null,null,null,null,null,null,null,null,"T&D O&M Savings TOTAL",null,0,0,0,0,0,0,0,0,0,0,0,0,0,0,0,0,0,0,0,0,0,0,0,0,0,0,0,0,0,0,0,0,0]
[null,null,null,"Reduced Electricity Theft",null,{"$f":"IFERROR(AP$7*CA20,0)","v":0},{"$f":"IFERROR(AQ$7*CB20,0)","v":0},{"$f":"IFERROR(AR$7*CC20,0)","v":0},{"$f":"IFERROR(AS$7*CD20,0)","v":0},{"$f":"IFERROR(AT$7*CE20,0)","v":0},{"$f":"IFERROR(AU$7*CF20,0)","v":0},{"$f":"IFERROR(AV$7*CG20,0)","v":0},{"$f":"IFERROR(AW$7*CH20,0)","v":0},{"$f":"IFERROR(AX$7*CI20,0)","v":0},{"$f":"IFERROR(AY$7*CJ20,0)","v":0},{"$f":"IFERROR(AZ$7*CK20,0)","v":0},{"$f":"IFERROR(BA$7*CL20,0)","v":0},{"$f":"IFERROR(BB$7*CM20,0)","v":0},{"$f":"IFERROR(BC$7*CN20,0)","v":0},{"$f":"IFERROR(BD$7*CO20,0)","v":0},{"$f":"IFERROR(BE$7*CP20,0)","v":0},{"$f":"IFERROR(BF$7*CQ20,0)","v":0},{"$f":"IFERROR(BG$7*CR20,0)","v":0},{"$f":"IFERROR(BH$7*CS20,0)","v":0},{"$f":"IFERROR(BI$7*CT20,0)","v":0},{"$f":"IFERROR(BJ$7*CU20,0)","v":0},{"$f":"IFERROR(BK$7*CV20,0)","v":0},{"$f":"IFERROR(BL$7*CW20,0)","v":0},{"$f":"IFERROR(BM$7*CX20,0)","v":0},{"$f":"IFERROR(BN$7*CY20,0)","v":0},{"$f":"IFERROR(BO$7*CZ20,0)","v":0},{"$f":"IFERROR(BP$7*DA20,0)","v":0},{"$f":"IFERROR(BQ$7*DB20,0)","v":0},{"$f":"IFERROR(BR$7*DC20,0)","v":0},{"$f":"IFERROR(BS$7*DD20,0)","v":0},{"$f":"IFERROR(BT$7*DE20,0)","v":0},{"$f":"IFERROR(BU$7*DF20,0)","v":0},0,null,null,null,null,null,null,null,null,null,null,null,null,null,null,null,null,null,null,null,null,null,null,null,null,null,null,null,null,null,null,null,null,null,null,null,null,null,null,"Reduced Electricity Theft",null,0,0,0,0,0,0,0,0,0,0,0,0,0,0,0,0,0,0,0,0,0,0,0,0,0,0,0,0,0,0,0,0,0]
[null,null,null,"Reduced Electricity Losses",null,0,0,0,0,0,0,0,0,0,0,0,0,0,0,0,0,0,0,0,0,0,0,0,0,0,0,0,0,0,0,0,0,0,null,null,null,null,null,null,null,null,null,null,null,null,null,null,null,null,null,null,null,null,null,null,null,null,null,null,null,null,null,null,null,null,null,null,null,null,null,null,"Reduced Electricity Losses",null,0,0,0,0,0,0,0,0,0,0,0,0,0,0,0,0,0,0,0,0,0,0,0,0,0,0,0,0,0,0,0,0,0]
[null,null,null,"Reduced Electricity Costs",null,0,0,0,0,0,0,0,0,0,0,0,0,0,0,0,0,0,0,0,0,0,0,0,0,0,0,0,0,0,0,0,0,0,null,null,null,null,null,null,null,null,null,null,null,null,null,null,null,null,null,null,null,null,null,null,null,null,null,null,null,null,null,null,null,null,null,null,null,null,null,null,"Reduced Electricity Costs",null,0,0,0,0,0,0,0,0,0,0,0,0,0,0,0,0,0,0,0,0,0,0,0,0,0,0,0,0,0,0,0,0,0]
[null,null,null,"ECONOMIC TOTAL",null,{"$f":"SUM(F20:F22,F19,F15,F11)","v":0},{"$f":"SUM(G20:G22,G19,G15,G11)","v":0},0,0,0,0,0,0,0,0,0,0,0,0,0,0,0,0,0,0,0,0,0,0,0,0,0,0,0,0,0,0,0,null,null,null,null,null,null,null,null,null,null,null,null,null,null,null,null,null,null,null,null,null,null,null,null,null,null,null,null,null,null,null,null,null,null,null,null,null,null,"ECONOMIC TOTAL",null,0,0,0,0,0,0,0,0,0,0,0,0,0,0,0,0,0,0,0,0,0,0,0,0,0,0,0,0,0,0,0,0,0]
[null,null,null,"Reduced Sustained Outages – Consumers",null,{"$f":"IFERROR(AP$7*CA24,0)","v":555},{"$f":"IFERROR(AQ$7*CB24,0)","v":557.22},{"$f":"IFERROR(AR$7*CC24,0)","v":559.44887999999992},{"$f":"IFERROR(AS$7*CD24,0)","v":561.68667551999999},{"$f":"IFERROR(AT$7*CE24,0)","v":563.93342222207991},{"$f":"IFERROR(AU$7*CF24,0)","v":591.37494813335582},{"$f":"IFERROR(AV$7*CG24,0)","v":620.15180427097641},{"$f":"IFERROR(AW$7*CH24,0)","v":650.32896904828362},{"$f":"IFERROR(AX$7*CI24,0)","v":681.97458278877207},{"$f":"IFERROR(AY$7*CJ24,0)","v":715.16010158758468},{"$f":"IFERROR(AZ$7*CK24,0)","v":749.96045866005102},{"$f":"IFERROR(BA$7*CL24,0)","v":786.4542335415963},{"$f":"IFERROR(BB$7*CM24,0)","v":824.72382952107591},{"$f":"IFERROR(BC$7*CN24,0)","v":864.85565970818027},{"$f":"IFERROR(BD$7*CO24,0)","v":906.94034215505496},{"$f":"IFERROR(BE$7*CP24,0)","v":951.07290447271885},{"$f":"IFERROR(BF$7*CQ24,0)","v":997.35299840430798},{"$f":"IFERROR(BG$7*CR24,0)","v":1045.8851248396556},{"$f":"IFERROR(BH$7*CS24,0)","v":1096.7788697792896},{"$f":"IFERROR(BI$7*CT24,0)","v":1150.1491517806562},{"$f":"IFERROR(BJ$7*CU24,0)","v":1206.1164814453123},{"$f":"IFERROR(BK$7*CV24,0)","v":1264.8072335330016},{"$f":"IFERROR(BL$7*CW24,0)","v":1326.3539323170592},{"$f":"IFERROR(BM$7*CX24,0)","v":1390.8955508254717},{"$f":"IFERROR(BN$7*CY24,0)","v":1458.5778246432922},{"$f":"IFERROR(BO$7*CZ24,0)","v":1529.5535809849673},{"$f":"IFERROR(BP$7*DA24,0)","v":0},{"$f":"IFERROR(BQ$7*DB24,0)","v":0},{"$f":"IFERROR(BR$7*DC24,0)","v":0},{"$f":"IFERROR(BS$7*DD24,0)","v":0},{"$f":"IFERROR(BT$7*DE24,0)","v":0},{"$f":"IFERROR(BU$7*DF24,0)","v":0},23606.757560182741,null,null,null,null,null,null,null,null,null,null,null,null,null,null,null,null,null,null,null,null,null,null,null,null,null,null,null,null,null,null,null,null,null,null,null,null,null,null,"Reduced Sustained Outages – Consumers",null,555,557.22,559.44887999999992,561.68667551999999,563.93342222207991,591.37494813335582,620.15180427097641,650.32896904828362,681.97458278877207,715.16010158758468,749.96045866005102,786.4542335415963,824.72382952107591,864.85565970818027,906.94034215505496,951.07290447271885,997.35299840430798,1045.8851248396556,1096.7788697792896,1150.1491517806562,1206.1164814453123,1264.8072335330016,1326.3539323170592,1390.8955508254717,1458.5778246432922,1529.5535809849673,1603.983083779633,0,0,0,0,0,25210.740643962374]
[null,null,null,"Reduced Major Outages – Consumers",null,0,0,0,0,0,0,0,0,0,0,0,0,0,0,0,0,0,0,0,0,0,0,0,0,0,0,{"$f":"IFERROR(BP$7*DA25,0)","v":0},0,0,0,0,0,0,null,null,null,null,null,null,null,null,null,null,null,null,null,null,null,null,null,null,null,null,null,null,null,null,null,null,null,null,null,null,null,null,null,null,null,null,null,null,"Reduced Major Outages – Consumers",null,0,0,0,0,0,0,0,0,0,0,0,0,0,0,0,0,0,0,0,0,0,0,0,0,0,0,0,0,0,0,0,0,0]
[null,null,null,"Reduced Restoration Costs ",null,0,0,0,0,0,0,0,0,0,0,0,0,0,0,0,0,0,0,0,0,0,0,0,0,0,0,0,0,0,0,0,0,0,null,null,null,null,null,null,null,null,null,null,null,null,null,null,null,null,null,null,null,null,null,null,null,null,null,null,null,null,null,null,null,null,null,null,null,null,null,null,"Reduced Restoration Costs ",null,0,0,0,0,0,0,0,0,0,0,0,0,0,0,0,0,0,0,0,0,0,0,0,0,0,0,0,0,0,0,0,0,0]
[null,null,null,"Power Interruptions TOTAL",null,{"$f":"SUM(F24:F26)","v":555},{"$f":"SUM(G24:G26)","v":557.22},559.44887999999992,561.68667551999999,563.93342222207991,591.37494813335582,620.15180427097641,650.32896904828362,681.97458278877207,715.16010158758468,749.96045866005102,786.4542335415963,824.72382952107591,864.85565970818027,906.94034215505496,951.07290447271885,997.35299840430798,1045.8851248396556,1096.7788697792896,1150.1491517806562,1206.1164814453123,1264.8072335330016,1326.3539323170592,1390.8955508254717,1458.5778246432922,1529.5535809849673,0,0,0,0,0,0,23606.757560182741,null,null,null,null,null,null,null,null,null,null,null,null,null,null,null,null,null,null,null,null,null,null,null,null,null,null,null,null,null,null,null,null,null,null,null,null,null,null,"Power Interruptions TOTAL",null,555,557.22,559.44887999999992,561.68667551999999,563.93342222207991,591.37494813335582,620.15180427097641,650.32896904828362,681.97458278877207,715.16010158758468,749.96045866005102,786.4542335415963,824.72382952107591,864.85565970818027,906.94034215505496,951.07290447271885,997.35299840430798,1045.8851248396556,1096.7788697792896,1150.1491517806562,1206.1164814453123,1264.8072335330016,1326.3539323170592,1390.8955508254717,1458.5778246432922,1529.5535809849673,1603.983083779633,0,0,0,0,0,25210.740643962374]
[null,null,null,"Reduced Momentary Outages",null,{"$f":"IFERROR(AP$7*CA28,0)","v":0},{"$f":"IFERROR(AQ$7*CB28,0)","v":0},{"$f":"IFERROR(AR$7*CC28,0)","v":0},{"$f":"IFERROR(AS$7*CD28,0)","v":0},{"$f":"IFERROR(AT$7*CE28,0)","v":0},{"$f":"IFERROR(AU$7*CF28,0)","v":0},{"$f":"IFERROR(AV$7*CG28,0)","v":0},{"$f":"IFERROR(AW$7*CH28,0)","v":0},{"$f":"IFERROR(AX$7*CI28,0)","v":0},{"$f":"IFERROR(AY$7*CJ28,0)","v":0},{"$f":"IFERROR(AZ$7*CK28,0)","v":0},{"$f":"IFERROR(BA$7*CL28,0)","v":0},{"$f":"IFERROR(BB$7*CM28,0)","v":0},{"$f":"IFERROR(BC$7*CN28,0)","v":0},{"$f":"IFERROR(BD$7*CO28,0)","v":0},{"$f":"IFERROR(BE$7*CP28,0)","v":0},{"$f":"IFERROR(BF$7*CQ28,0)","v":0},{"$f":"IFERROR(BG$7*CR28,0)","v":0},{"$f":"IFERROR(BH$7*CS28,0)","v":0},{"$f":"IFERROR(BI$7*CT28,0)","v":0},{"$f":"IFERROR(BJ$7*CU28,0)","v":0},{"$f":"IFERROR(BK$7*CV28,0)","v":0},{"$f":"IFERROR(BL$7*CW28,0)","v":0},{"$f":"IFERROR(BM$7*CX28,0)","v":0},{"$f":"IFERROR(BN$7*CY28,0)","v":0},{"$f":"IFERROR(BO$7*CZ28,0)","v":0},{"$f":"IFERROR(BP$7*DA28,0)","v":0},{"$f":"IFERROR(BQ$7*DB28,0)","v":0},{"$f":"IFERROR(BR$7*DC28,0)","v":0},{"$f":"IFERROR(BS$7*DD28,0)","v":0},{"$f":"IFERROR(BT$7*DE28,0)","v":0},{"$f":"IFERROR(BU$7*DF28,0)","v":0},0,null,null,null,null,null,null,null,null,null,null,null,null,null,null,null,null,null,null,null,null,null,null,null,null,null,null,null,null,null,null,null,null,null,null,null,null,null,null,"Reduced Momentary Outages",null,0,0,0,0,0,0,0,0,0,0,0,0,0,0,0,0,0,0,0,0,0,0,0,0,0,0,0,0,0,0,0,0,0]
[null,null,null,"Reduced Sags and Swells",null,0,0,0,0,0,0,0,0,0,0,0,0,0,0,0,0,0,0,0,0,0,0,0,0,0,0,0,0,0,0,0,0,0,null,null,null,null,null,null,null,null,null,null,null,null,null,null,null,null,null,null,null,null,null,null,null,null,null,null,null,null,null,null,null,null,null,null,null,null,null,null,"Reduced Sags and Swells",null,0,0,0,0,0,0,0,0,0,0,0,0,0,0,0,0,0,0,0,0,0,0,0,0,0,0,0,0,0,0,0,0,0]
[null,null,null,"Power Quality TOTAL",null,{"$f":"SUM(F28:F29)","v":0},{"$f":"SUM(G28:G29)","v":0},0,0,0,0,0,0,0,0,0,0,0,0,0,0,0,0,0,0,0,0,0,0,0,0,0,0,0,0,0,0,0,null,null,null,null,null,null,null,null,null,null,null,null,null,null,null,null,null,null,null,null,null,null,null,null,null,null,null,null,null,null,null,null,null,null,null,null,null,null,"Power Quality TOTAL",null,0,0,0,0,0,0,0,0,0,0,0,0,0,0,0,0,0,0,0,0,0,0,0,0,0,0,0,0,0,0,0,0,0]
[null,null,null,"RELIABILITY TOTAL",null,{"$f":"SUM(F30,F27)","v":555},{"$f":"SUM(G30,G27)","v":557.22},559.44887999999992,561.68667551999999,563.93342222207991,591.37494813335582,620.15180427097641,650.32896904828362,681.97458278877207,715.16010158758468,749.96045866005102,786.4542335415963,824.72382952107591,864.85565970818027,906.94034215505496,951.07290447271885,997.35299840430798,1045.8851248396556,1096.7788697792896,1150.1491517806562,1206.1164814453123,1264.8072335330016,1326.3539323170592,1390.8955508254717,1458.5778246432922,1529.5535809849673,0,0,0,0,0,0,23606.757560182741,null,null,null,null,null,null,null,null,null,null,null,null,null,null,null,null,null,null,null,null,null,null,null,null,null,null,null,null,null,null,null,null,null,null,null,null,null,null,"RELIABILITY TOTAL",null,555,557.22,559.44887999999992,561.68667551999999,563.93342222207991,591.37494813335582,620.15180427097641,650.32896904828362,681.97458278877207,715.16010158758468,749.96045866005102,786.4542335415963,824.72382952107591,864.85565970818027,906.94034215505496,951.07290447271885,997.35299840430798,1045.8851248396556,1096.7788697792896,1150.1491517806562,1206.1164814453123,1264.8072335330016,1326.3539323170592,1390.8955508254717,1458.5778246432922,1529.5535809849673,1603.983083779633,0,0,0,0,0,25210.740643962374]
[null,null,null,"Reduced CO2 Emissions",null,{"$f":"IFERROR(AP$7*CA32,0)","v":0},{"$f":"IFERROR(AQ$7*CB32,0)","v":0},{"$f":"IFERROR(AR$7*CC32,0)","v":0},{"$f":"IFERROR(AS$7*CD32,0)","v":0},{"$f":"IFERROR(AT$7*CE32,0)","v":0},{"$f":"IFERROR(AU$7*CF32,0)","v":0},{"$f":"IFERROR(AV$7*CG32,0)","v":0},{"$f":"IFERROR(AW$7*CH32,0)","v":0},{"$f":"IFERROR(AX$7*CI32,0)","v":0},{"$f":"IFERROR(AY$7*CJ32,0)","v":0},{"$f":"IFERROR(AZ$7*CK32,0)","v":0},{"$f":"IFERROR(BA$7*CL32,0)","v":0},{"$f":"IFERROR(BB$7*CM32,0)","v":0},{"$f":"IFERROR(BC$7*CN32,0)","v":0},{"$f":"IFERROR(BD$7*CO32,0)","v":0},{"$f":"IFERROR(BE$7*CP32,0)","v":0},{"$f":"IFERROR(BF$7*CQ32,0)","v":0},{"$f":"IFERROR(BG$7*CR32,0)","v":0},{"$f":"IFERROR(BH$7*CS32,0)","v":0},{"$f":"IFERROR(BI$7*CT32,0)","v":0},{"$f":"IFERROR(BJ$7*CU32,0)","v":0},{"$f":"IFERROR(BK$7*CV32,0)","v":0},{"$f":"IFERROR(BL$7*CW32,0)","v":0},{"$f":"IFERROR(BM$7*CX32,0)","v":0},{"$f":"IFERROR(BN$7*CY32,0)","v":0},{"$f":"IFERROR(BO$7*CZ32,0)","v":0},{"$f":"IFERROR(BP$7*DA32,0)","v":0},{"$f":"IFERROR(BQ$7*DB32,0)","v":0},{"$f":"IFERROR(BR$7*DC32,0)","v":0},{"$f":"IFERROR(BS$7*DD32,0)","v":0},{"$f":"IFERROR(BT$7*DE32,0)","v":0},{"$f":"IFERROR(BU$7*DF32,0)","v":0},0,null,null,null,null,null,null,null,null,null,null,null,null,null,null,null,null,null,null,null,null,null,null,null,null,null,null,null,null,null,null,null,null,null,null,null,null,null,null,"Reduced CO2 Emissions",null,0,0,0,0,0,0,0,0,0,0,0,0,0,0,0,0,0,0,0,0,0,0,0,0,0,0,0,0,0,0,0,0,0]
[null,null,null,"Reduced SOx, NOx, and PM-10 Emissions",null,0,0,0,0,0,0,0,0,0,0,0,0,0,0,0,0,0,0,0,0,0,0,0,0,0,0,0,0,0,0,0,0,0,null,null,null,null,null,null,null,null,null,null,null,null,null,null,null,null,null,null,null,null,null,null,null,null,null,null,null,null,null,null,null,null,null,null,null,null,null,null,"Reduced SOx, NOx, and PM-10 Emissions",null,0,0,0,0,0,0,0,0,0,0,0,0,0,0,0,0,0,0,0,0,0,0,0,0,0,0,0,0,0,0,0,0,0]
[null,null,null,"ENVIRONMENTAL TOTAL",null,{"$f":"SUM(F32:F33)","v":0},{"$f":"SUM(G32:G33)","v":0},0,0,0,0,0,0,0,0,0,0,0,0,0,0,0,0,0,0,0,0,0,0,0,0,0,0,0,0,0,0,0,null,null,null,null,null,null,null,null,null,null,null,null,null,null,null,null,null,null,null,null,null,null,null,null,null,null,null,null,null,null,null,null,null,null,null,null,null,null,"ENVIRONMENTAL TOTAL",null,0,0,0,0,0,0,0,0,0,0,0,0,0,0,0,0,0,0,0,0,0,0,0,0,0,0,0,0,0,0,0,0,0]
[null,null,null,"Reduced Oil Usage",null,{"$f":"IFERROR(AP$7*CA35,0)","v":0},{"$f":"IFERROR(AQ$7*CB35,0)","v":0},{"$f":"IFERROR(AR$7*CC35,0)","v":0},{"$f":"IFERROR(AS$7*CD35,0)","v":0},{"$f":"IFERROR(AT$7*CE35,0)","v":0},{"$f":"IFERROR(AU$7*CF35,0)","v":0},{"$f":"IFERROR(AV$7*CG35,0)","v":0},{"$f":"IFERROR(AW$7*CH35,0)","v":0},{"$f":"IFERROR(AX$7*CI35,0)","v":0},{"$f":"IFERROR(AY$7*CJ35,0)","v":0},{"$f":"IFERROR(AZ$7*CK35,0)","v":0},{"$f":"IFERROR(BA$7*CL35,0)","v":0},{"$f":"IFERROR(BB$7*CM35,0)","v":0},{"$f":"IFERROR(BC$7*CN35,0)","v":0},{"$f":"IFERROR(BD$7*CO35,0)","v":0},{"$f":"IFERROR(BE$7*CP35,0)","v":0},{"$f":"IFERROR(BF$7*CQ35,0)","v":0},{"$f":"IFERROR(BG$7*CR35,0)","v":0},{"$f":"IFERROR(BH$7*CS35,0)","v":0},{"$f":"IFERROR(BI$7*CT35,0)","v":0},{"$f":"IFERROR(BJ$7*CU35,0)","v":0},{"$f":"IFERROR(BK$7*CV35,0)","v":0},{"$f":"IFERROR(BL$7*CW35,0)","v":0},{"$f":"IFERROR(BM$7*CX35,0)","v":0},{"$f":"IFERROR(BN$7*CY35,0)","v":0},{"$f":"IFERROR(BO$7*CZ35,0)","v":0},{"$f":"IFERROR(BP$7*DA35,0)","v":0},{"$f":"IFERROR(BQ$7*DB35,0)","v":0},{"$f":"IFERROR(BR$7*DC35,0)","v":0},{"$f":"IFERROR(BS$7*DD35,0)","v":0},{"$f":"IFERROR(BT$7*DE35,0)","v":0},{"$f":"IFERROR(BU$7*DF35,0)","v":0},0,null,null,null,null,null,null,null,null,null,null,null,null,null,null,null,null,null,null,null,null,null,null,null,null,null,null,null,null,null,null,null,null,null,null,null,null,null,null,"Reduced Oil Usage",null,0,0,0,0,0,0,0,0,0,0,0,0,0,0,0,0,0,0,0,0,0,0,0,0,0,0,0,0,0,0,0,0,0]
[null,null,null,"Reduced Widescale Blackouts",null,0,0,0,0,0,0,0,0,0,0,0,0,0,0,0,0,0,0,0,0,0,0,0,0,0,0,0,0,0,0,0,0,0,null,null,null,null,null,null,null,null,null,null,null,null,null,null,null,null,null,null,null,null,null,null,null,null,null,null,null,null,null,null,null,null,null,null,null,null,null,null,"Reduced Widescale Blackouts",null,0,0,0,0,0,0,0,0,0,0,0,0,0,0,0,0,0,0,0,0,0,0,0,0,0,0,0,0,0,0,0,0,0]
[null,null,null,"SECURITY TOTAL",null,{"$f":"F36","v":0},{"$f":"G36","v":0},0,0,0,0,0,0,0,0,0,0,0,0,0,0,0,0,0,0,0,0,0,0,0,0,0,0,0,0,0,0,0,null,null,null,null,null,null,null,null,null,null,null,null,null,null,null,null,null,null,null,null,null,null,null,null,null,null,null,null,null,null,null,null,null,null,null,null,null,null,"SECURITY TOTAL",null,0,0,0,0,0,0,0,0,0,0,0,0,0,0,0,0,0,0,0,0,0,0,0,0,0,0,0,0,0,0,0,0,0]
[null,null,null,"GROSS BENEFITS TOTAL",null,{"$f":"SUM(F37,F34,F31,F23)","v":555},{"$f":"SUM(G37,G34,G31,G23)","v":557.22},559.44887999999992,561.68667551999999,563.93342222207991,591.37494813335582,620.15180427097641,650.32896904828362,681.97458278877207,715.16010158758468,749.96045866005102,786.4542335415963,824.72382952107591,864.85565970818027,906.94034215505496,951.07290447271885,997.35299840430798,1045.8851248396556,1096.7788697792896,1150.1491517806562,1206.1164814453123,1264.8072335330016,1326.3539323170592,1390.8955508254717,1458.5778246432922,1529.5535809849673,0,0,0,0,0,0,23606.757560182741,null,null,null,null,null,null,null,null,null,null,null,null,null,null,null,null,null,null,null,null,null,null,null,null,null,null,null,null,null,null,null,null,null,null,null,null,null,null,"GROSS BENEFITS TOTAL",null,555,557.22,559.44887999999992,561.68667551999999,563.93342222207991,591.37494813335582,620.15180427097641,650.32896904828362,681.97458278877207,715.16010158758468,749.96045866005102,786.4542335415963,824.72382952107591,864.85565970818027,906.94034215505496,951.07290447271885,997.35299840430798,1045.8851248396556,1096.7788697792896,1150.1491517806562,1206.1164814453123,1264.8072335330016,1326.3539323170592,1390.8955508254717,1458.5778246432922,1529.5535809849673,1603.983083779633,0,0,0,0,0,25210.740643962374]
[null,null,null,"TOTAL COSTS",null,{"$f":"IFERROR(CA39,0)","v":0},{"$f":"IFERROR(CB39,0)","v":0},0,0,0,0,0,0,0,0,0,0,0,0,0,0,0,0,0,0,0,0,0,0,0,0,0,0,0,0,0,0,0,null,null,null,null,null,null,null,null,null,null,null,null,null,null,null,null,null,null,null,null,null,null,null,null,null,null,null,null,null,null,null,null,null,null,null,null,null,null,"TOTAL COSTS",null,0,0,0,0,0,0,0,0,0,0,0,0,0,0,0,0,0,0,0,0,0,0,0,0,0,0,0,0,0,0,{"$error":"#DIV/0!"},{"$error":"#DIV/0!"},{"$error":"#DIV/0!"}]
[null,null,null,"NET BENEFIT",null,{"$f":"F38-F39","v":555},{"$f":"G38-G39","v":557.22},559.44887999999992,561.68667551999999,563.93342222207991,591.37494813335582,620.15180427097641,650.32896904828362,681.97458278877207,715.16010158758468,749.96045866005102,786.4542335415963,824.72382952107591,864.85565970818027,906.94034215505496,951.07290447271885,997.35299840430798,1045.8851248396556,1096.7788697792896,1150.1491517806562,1206.1164814453123,1264.8072335330016,1326.3539323170592,1390.8955508254717,1458.5778246432922,1529.5535809849673,0,0,0,0,0,0,23606.757560182741,null,null,null,null,null,null,null,null,null,null,null,null,null,null,null,null,null,null,null,null,null,null,null,null,null,null,null,null,null,null,null,null,null,null,null,null,null,null,"NET BENEFIT",null,555,557.22,559.44887999999992,561.68667551999999,563.93342222207991,591.37494813335582,620.15180427097641,650.32896904828362,681.97458278877207,715.16010158758468,749.96045866005102,786.4542335415963,824.72382952107591,864.85565970818027,906.94034215505496,951.07290447271885,997.35299840430798,1045.8851248396556,1096.7788697792896,1150.1491517806562,1206.1164814453123,1264.8072335330016,1326.3539323170592,1390.8955508254717,1458.5778246432922,1529.5535809849673,1603.983083779633,0,0,0,{"$error":"#DIV/0!"},{"$error":"#DIV/0!"},{"$error":"#DIV/0!"}]
[]
[]
[]
[]
[]
[]
[]
[]
[]
[]
[]
[]
[]
[]
[null,null,null,"Low Sensitivity",null,null,null,null,null,null,null,null,null,null,null,null,null,null,null,null,null,null,null,null,null,null,null,null,null,null,null,null,null,null,null,null,null,null,null,null,null,null,null,null,null,null,null,null,null,null,null,null,null,null,null,null,null,null,null,null,null,null,null,null,null,null,null,null,null,null,null,null,null,null,null,null,"Low Sensitivity"]
[null,null,null,null,null,{"$f":"proj_start_yr","v":0},{"$f":"IF(F56+1<=2040,F56+1,\"\")","v":1},{"$f":"IF(G56+1<=2040,G56+1,\"\")","v":2},3,4,5,6,7,8,9,10,11,12,13,14,15,16,17,18,19,20,21,22,23,24,25,26,27,28,29,30,31,{"$f":"'Results Table'!AL57","v":0},null,null,null,null,null,null,null,null,null,null,null,null,null,null,null,null,null,null,null,null,null,null,null,null,null,null,null,null,null,null,null,null,null,null,null,null,null,null,null,null,2011,2012,2013,2014,2015,2016,2017,2018,2019,2020,2021,2022,2023,2024,2025,2026,2027,2028,2029,2030,2031,2032,2033,2034,2035,2036,2037,2038,2039,2040,"","",{"$f":"DG6","v":0}]
[null,null,null,"Optimized Generator Operation",null,{"$f":"IFERROR(AP$7*CA57,0)","v":0},{"$f":"IFERROR(AQ$7*CB57,0)","v":0},{"$f":"IFERROR(AR$7*CC57,0)","v":0},{"$f":"IFERROR(AS$7*CD57,0)","v":0},{"$f":"IFERROR(AT$7*CE57,0)","v":0},{"$f":"IFERROR(AU$7*CF57,0)","v":0},{"$f":"IFERROR(AV$7*CG57,0)","v":0},{"$f":"IFERROR(AW$7*CH57,0)","v":0},{"$f":"IFERROR(AX$7*CI57,0)","v":0},{"$f":"IFERROR(AY$7*CJ57,0)","v":0},{"$f":"IFERROR(AZ$7*CK57,0)","v":0},{"$f":"IFERROR(BA$7*CL57,0)","v":0},{"$f":"IFERROR(BB$7*CM57,0)","v":0},{"$f":"IFERROR(BC$7*CN57,0)","v":0},{"$f":"IFERROR(BD$7*CO57,0)","v":0},{"$f":"IFERROR(BE$7*CP57,0)","v":0},{"$f":"IFERROR(BF$7*CQ57,0)","v":0},{"$f":"IFERROR(BG$7*CR57,0)","v":0},{"$f":"IFERROR(BH$7*CS57,0)","v":0},{"$f":"IFERROR(BI$7*CT57,0)","v":0},{"$f":"IFERROR(BJ$7*CU57,0)","v":0},{"$f":"IFERROR(BK$7*CV57,0)","v":0},{"$f":"IFERROR(BL$7*CW57,0)","v":0},{"$f":"IFERROR(BM$7*CX57,0)","v":0},{"$f":"IFERROR(BN$7*CY57,0)","v":0},{"$f":"IFERROR(BO$7*CZ57,0)","v":0},{"$f":"IFERROR(BP$7*DA57,0)","v":0},{"$f":"IFERROR(BQ$7*DB57,0)","v":0},{"$f":"IFERROR(BR$7*DC57,0)","v":0},{"$f":"IFERROR(BS$7*DD57,0)","v":0},{"$f":"IFERROR(BT$7*DE57,0)","v":0},{"$f":"IFERROR(BU$7*DF57,0)","v":0},{"$f":"SUM(F57:AK57)","v":0},null,null,null,null,null,null,null,null,null,null,null,null,null,null,null,null,null,null,null,null,null,null,null,null,null,null,null,null,null,null,null,null,null,null,null,null,null,null,"Optimized Generator Operation",null,0,0,0,0,0,0,0,0,0,0,0,0,0,0,0,0,0,0,0,0,0,0,0,0,0,0,0,0,0,0,0,0,{"$f":"SUM(CA57:DF57)","v":0}]
[null,null,null,"Deferred Generation Capacity Investment",null,{"$f":"IFERROR(AP$7*CA58,0)","v":0},0,0,0,0,0,0,0,0,0,0,0,0,0,0,0,0,0,0,0,0,0,0,0,0,0,0,0,0,0,0,0,{"$f":"SUM(F58:AK58)","v":0},null,null,null,null,null,null,null,null,null,null,null,null,null,null,null,null,null,null,null,null,null,null,null,null,null,null,null,null,null,null,null,null,null,null,null,null,null,null,"Deferred Generation Capacity Investment",null,0,0,0,0,0,0,0,0,0,0,0,0,0,0,0,0,0,0,0,0,0,0,0,0,0,0,0,0,0,0,0,0,{"$f":"SUM(CA58:DF58)","v":0}]
[null,null,null,"Reduced Ancillary Services Cost",null,0,0,0,0,0,0,0,0,0,0,0,0,0,0,0,0,0,0,0,0,0,0,0,0,0,0,0,0,0,0,0,0,0,null,null,null,null,null,null,null,null,null,null,null,null,null,null,null,null,null,null,null,null,null,null,null,null,null,null,null,null,null,null,null,null,null,null,null,null,null,null,"Reduced Ancillary Services Cost",null,0,0,0,0,0,0,0,0,0,0,0,0,0,0,0,0,0,0,0,0,0,0,0,0,0,0,0,0,0,0,0,0,0]
[null,null,null,"Reduced Congestion Costs",null,0,0,0,0,0,0,0,0,0,0,0,0,0,0,0,0,0,0,0,0,0,0,0,0,0,0,0,0,0,0,0,0,0,null,null,null,null,null,null,null,null,null,null,null,null,null,null,null,null,null,null,null,null,null,null,null,null,null,null,null,null,null,null,null,null,null,null,null,null,null,null,"Reduced Congestion Costs",null,0,0,0,0,0,0,0,0,0,0,0,0,0,0,0,0,0,0,0,0,0,0,0,0,0,0,0,0,0,0,0,0,0]
[null,null,null,"Improved Asset Utilization TOTAL",null,{"$f":"SUM(F57:F60)","v":0},{"$f":"SUM(G57:G60)","v":0},0,0,0,0,0,0,0,0,0,0,0,0,0,0,0,0,0,0,0,0,0,0,0,0,0,0,0,0,0,0,{"$f":"SUM(F61:AK61)","v":0},null,null,null,null,null,null,null,null,null,null,null,null,null,null,null,null,null,null,null,null,null,null,null,null,null,null,null,null,null,null,null,null,null,null,null,null,null,null,"Improved Asset Utilization TOTAL",null,0,0,0,0,0,0,0,0,0,0,0,0,0,0,0,0,0,0,0,0,0,0,0,0,0,0,0,0,0,0,0,0,0]
[null,null,null,"Deferred Transmission Capacity Investments",null,{"$f":"IFERROR(AP$7*CA62,0)","v":0},{"$f":"IFERROR(AQ$7*CB62,0)","v":0},{"$f":"IFERROR(AR$7*CC62,0)","v":0},{"$f":"IFERROR(AS$7*CD62,0)","v":0},{"$f":"IFERROR(AT$7*CE62,0)","v":0},{"$f":"IFERROR(AU$7*CF62,0)","v":0},{"$f":"IFERROR(AV$7*CG62,0)","v":0},{"$f":"IFERROR(AW$7*CH62,0)","v":0},{"$f":"IFERROR(AX$7*CI62,0)","v":0},{"$f":"IFERROR(AY$7*CJ62,0)","v":0},{"$f":"IFERROR(AZ$7*CK62,0)","v":0},{"$f":"IFERROR(BA$7*CL62,0)","v":0},{"$f":"IFERROR(BB$7*CM62,0)","v":0},{"$f":"IFERROR(BC$7*CN62,0)","v":0},{"$f":"IFERROR(BD$7*CO62,0)","v":0},{"$f":"IFERROR(BE$7*CP62,0)","v":0},{"$f":"IFERROR(BF$7*CQ62,0)","v":0},{"$f":"IFERROR(BG$7*CR62,0)","v":0},{"$f":"IFERROR(BH$7*CS62,0)","v":0},{"$f":"IFERROR(BI$7*CT62,0)","v":0},{"$f":"IFERROR(BJ$7*CU62,0)","v":0},{"$f":"IFERROR(BK$7*CV62,0)","v":0},{"$f":"IFERROR(BL$7*CW62,0)","v":0},{"$f":"IFERROR(BM$7*CX62,0)","v":0},{"$f":"IFERROR(BN$7*CY62,0)","v":0},{"$f":"IFERROR(BO$7*CZ62,0)","v":0},{"$f":"IFERROR(BP$7*DA62,0)","v":0},{"$f":"IFERROR(BQ$7*DB62,0)","v":0},{"$f":"IFERROR(BR$7*DC62,0)","v":0},{"$f":"IFERROR(BS$7*DD62,0)","v":0},{"$f":"IFERROR(BT$7*DE62,0)","v":0},{"$f":"IFERROR(BU$7*DF62,0)","v":0},{"$f":"SUM(F62:AK62)","v":0},null,null,null,null,null,null,null,null,null,null,null,null,null,null,null,null,null,null,null,null,null,null,null,null,null,null,null,null,null,null,null,null,null,null,null,null,null,null,"Deferred Transmission Capacity Investments",null,0,0,0,0,0,0,0,0,0,0,0,0,0,0,0,0,0,0,0,0,0,0,0,0,0,0,0,0,0,0,0,0,0]
[null,null,null,"Deferred Distribution Capacity Investments",null,0,0,0,0,0,0,0,0,0,0,0,0,0,0,0,0,0,0,0,0,0,0,0,0,0,0,0,0,0,0,0,0,0,null,null,null,null,null,null,null,null,null,null,null,null,null,null,null,null,null,null,null,null,null,null,null,null,null,null,null,null,null,null,null,null,null,null,null,null,null,null,"Deferred Distribution Capacity Investments",null,0,0,0,0,0,0,0,0,0,0,0,0,0,0,0,0,0,0,0,0,0,0,0,0,0,0,0,0,0,0,0,0,0]
[null,null,null,"Reduced Equipment Failures ",null,0,0,0,0,0,0,0,0,0,0,0,0,0,0,0,0,0,0,0,0,0,0,0,0,0,0,0,0,0,0,0,0,0,null,null,null,null,null,null,null,null,null,null,null,null,null,null,null,null,null,null,null,null,null,null,null,null,null,null,null,null,null,null,null,null,null,null,null,null,null,null,"Reduced Equipment Failures ",null,0,0,0,0,0,0,0,0,0,0,0,0,0,0,0,0,0,0,0,0,0,0,0,0,0,0,0,0,0,0,0,0,0]
[null,null,null,"T&D Capital Savings TOTAL",null,{"$f":"SUM(F62:F64)","v":0},{"$f":"SUM(G62:G64)","v":0},0,0,0,0,0,0,0,0,0,0,0,0,0,0,0,0,0,0,0,0,0,0,0,0,0,0,0,0,0,0,0,null,null,null,null,null,null,null,null,null,null,null,null,null,null,null,null,null,null,null,null,null,null,null,null,null,null,null,null,null,null,null,null,null,null,null,null,null,null,"T&D Capital Savings TOTAL",null,0,0,0,0,0,0,0,0,0,0,0,0,0,0,0,0,0,0,0,0,0,0,0,0,0,0,0,0,0,0,0,0,0]
[null,null,null,"Reduced Distribution Equipment Maintenance Cost",null,{"$f":"IFERROR(AP$7*CA66,0)","v":0},{"$f":"IFERROR(AQ$7*CB66,0)","v":0},{"$f":"IFERROR(AR$7*CC66,0)","v":0},{"$f":"IFERROR(AS$7*CD66,0)","v":0},{"$f":"IFERROR(AT$7*CE66,0)","v":0},{"$f":"IFERROR(AU$7*CF66,0)","v":0},{"$f":"IFERROR(AV$7*CG66,0)","v":0},{"$f":"IFERROR(AW$7*CH66,0)","v":0},{"$f":"IFERROR(AX$7*CI66,0)","v":0},{"$f":"IFERROR(AY$7*CJ66,0)","v":0},{"$f":"IFERROR(AZ$7*CK66,0)","v":0},{"$f":"IFERROR(BA$7*CL66,0)","v":0},{"$f":"IFERROR(BB$7*CM66,0)","v":0},{"$f":"IFERROR(BC$7*CN66,0)","v":0},{"$f":"IFERROR(BD$7*CO66,0)","v":0},{"$f":"IFERROR(BE$7*CP66,0)","v":0},{"$f":"IFERROR(BF$7*CQ66,0)","v":0},{"$f":"IFERROR(BG$7*CR66,0)","v":0},{"$f":"IFERROR(BH$7*CS66,0)","v":0},{"$f":"IFERROR(BI$7*CT66,0)","v":0},{"$f":"IFERROR(BJ$7*CU66,0)","v":0},{"$f":"IFERROR(BK$7*CV66,0)","v":0},{"$f":"IFERROR(BL$7*CW66,0)","v":0},{"$f":"IFERROR(BM$7*CX66,0)","v":0},{"$f":"IFERROR(BN$7*CY66,0)","v":0},{"$f":"IFERROR(BO$7*CZ66,0)","v":0},{"$f":"IFERROR(BP$7*DA66,0)","v":0},{"$f":"IFERROR(BQ$7*DB66,0)","v":0},{"$f":"IFERROR(BR$7*DC66,0)","v":0},{"$f":"IFERROR(BS$7*DD66,0)","v":0},{"$f":"IFERROR(BT$7*DE66,0)","v":0},{"$f":"IFERROR(BU$7*DF66,0)","v":0},0,null,null,null,null,null,null,null,null,null,null,null,null,null,null,null,null,null,null,null,null,null,null,null,null,null,null,null,null,null,null,null,null,null,null,null,null,null,null,"Reduced Distribution Equipment Maintenance Cost",null,0,0,0,0,0,0,0,0,0,0,0,0,0,0,0,0,0,0,0,0,0,0,0,0,0,0,0,0,0,0,0,0,0]
[null,null,null,"Reduced Distribution Operations Cost",null,0,0,0,0,0,0,0,0,0,0,0,0,0,0,0,0,0,0,0,0,0,0,0,0,0,0,0,0,0,0,0,0,0,null,null,null,null,null,null,null,null,null,null,null,null,null,null,null,null,null,null,null,null,null,null,null,null,null,null,null,null,null,null,null,null,null,null,null,null,null,null,"Reduced Distribution Operations Cost",null,0,0,0,0,0,0,0,0,0,0,0,0,0,0,0,0,0,0,0,0,0,0,0,0,0,0,0,0,0,0,0,0,0]
[null,null,null,"Reduced Meter Reading Cost",null,0,85000,340000.00000000012,340000.00000000012,340000.00000000012,347140,354429.93999999983,361872.96873999981,369472.30108353985,377231.21940629429,385153.07501382648,393241.2895891167,401499.35667048814,409930.84316056827,418539.39086694026,427328.71807514608,436302.62115472404,445464.97619897325,454819.74069915165,464370.95525383367,474122.7453141642,484079.32296576153,494244.98874804215,504624.13351175108,515221.24031549774,526040.88636212319,0,0,0,0,0,0,10150130.713129941,null,null,null,null,null,null,null,null,null,null,null,null,null,null,null,null,null,null,null,null,null,null,null,null,null,null,null,null,null,null,null,null,null,null,null,null,null,null,"Reduced Meter Reading Cost",null,0,85000,340000.00000000012,340000.00000000012,340000.00000000012,347140,354429.93999999983,361872.96873999981,369472.30108353985,377231.21940629429,385153.07501382648,393241.2895891167,401499.35667048814,409930.84316056827,418539.39086694026,427328.71807514608,436302.62115472404,445464.97619897325,454819.74069915165,464370.95525383367,474122.7453141642,484079.32296576153,494244.98874804215,504624.13351175108,515221.24031549774,526040.88636212319,537087.74497572763,0,0,0,0,0,10687218.458105668]
[null,null,null,"T&D O&M Savings TOTAL",null,{"$f":"SUM(F66:F68)","v":0},{"$f":"SUM(G66:G68)","v":85000},340000.00000000012,340000.00000000012,340000.00000000012,347140,354429.93999999983,361872.96873999981,369472.30108353985,377231.21940629429,385153.07501382648,393241.2895891167,401499.35667048814,409930.84316056827,418539.39086694026,427328.71807514608,436302.62115472404,445464.97619897325,454819.74069915165,464370.95525383367,474122.7453141642,484079.32296576153,494244.98874804215,504624.13351175108,515221.24031549774,526040.88636212319,0,0,0,0,0,0,10150130.713129941,null,null,null,null,null,null,null,null,null,null,null,null,null,null,null,null,null,null,null,null,null,null,null,null,null,null,null,null,null,null,null,null,null,null,null,null,null,null,"T&D O&M Savings TOTAL",null,0,85000,340000.00000000012,340000.00000000012,340000.00000000012,347140,354429.93999999983,361872.96873999981,369472.30108353985,377231.21940629429,385153.07501382648,393241.2895891167,401499.35667048814,409930.84316056827,418539.39086694026,427328.71807514608,436302.62115472404,445464.97619897325,454819.74069915165,464370.95525383367,474122.7453141642,484079.32296576153,494244.98874804215,504624.13351175108,515221.24031549774,526040.88636212319,537087.74497572763,0,0,0,0,0,10687218.458105668]
[null,null,null,"Reduced Electricity Theft",null,{"$f":"IFERROR(AP$7*CA70,0)","v":0},{"$f":"IFERROR(AQ$7*CB70,0)","v":0},{"$f":"IFERROR(AR$7*CC70,0)","v":0},{"$f":"IFERROR(AS$7*CD70,0)","v":0},{"$f":"IFERROR(AT$7*CE70,0)","v":0},{"$f":"IFERROR(AU$7*CF70,0)","v":0},{"$f":"IFERROR(AV$7*CG70,0)","v":0},{"$f":"IFERROR(AW$7*CH70,0)","v":0},{"$f":"IFERROR(AX$7*CI70,0)","v":0},{"$f":"IFERROR(AY$7*CJ70,0)","v":0},{"$f":"IFERROR(AZ$7*CK70,0)","v":0},{"$f":"IFERROR(BA$7*CL70,0)","v":0},{"$f":"IFERROR(BB$7*CM70,0)","v":0},{"$f":"IFERROR(BC$7*CN70,0)","v":0},{"$f":"IFERROR(BD$7*CO70,0)","v":0},{"$f":"IFERROR(BE$7*CP70,0)","v":0},{"$f":"IFERROR(BF$7*CQ70,0)","v":0},{"$f":"IFERROR(BG$7*CR70,0)","v":0},{"$f":"IFERROR(BH$7*CS70,0)","v":0},{"$f":"IFERROR(BI$7*CT70,0)","v":0},{"$f":"IFERROR(BJ$7*CU70,0)","v":0},{"$f":"IFERROR(BK$7*CV70,0)","v":0},{"$f":"IFERROR(BL$7*CW70,0)","v":0},{"$f":"IFERROR(BM$7*CX70,0)","v":0},{"$f":"IFERROR(BN$7*CY70,0)","v":0},{"$f":"IFERROR(BO$7*CZ70,0)","v":0},{"$f":"IFERROR(BP$7*DA70,0)","v":0},{"$f":"IFERROR(BQ$7*DB70,0)","v":0},{"$f":"IFERROR(BR$7*DC70,0)","v":0},{"$f":"IFERROR(BS$7*DD70,0)","v":0},{"$f":"IFERROR(BT$7*DE70,0)","v":0},{"$f":"IFERROR(BU$7*DF70,0)","v":0},0,null,null,null,null,null,null,null,null,null,null,null,null,null,null,null,null,null,null,null,null,null,null,null,null,null,null,null,null,null,null,null,null,null,null,null,null,null,null,"Reduced Electricity Theft",null,0,0,0,0,0,0,0,0,0,0,0,0,0,0,0,0,0,0,0,0,0,0,0,0,0,0,0,0,0,0,0,0,0]
[null,null,null,"Reduced Electricity Losses",null,0,0,0,0,0,0,0,0,0,0,0,0,0,0,0,0,0,0,0,0,0,0,0,0,0,0,0,0,0,0,0,0,0,null,null,null,null,null,null,null,null,null,null,null,null,null,null,null,null,null,null,null,null,null,null,null,null,null,null,null,null,null,null,null,null,null,null,null,null,null,null,"Reduced Electricity Losses",null,0,0,0,0,0,0,0,0,0,0,0,0,0,0,0,0,0,0,0,0,0,0,0,0,0,0,0,0,0,0,0,0,0]
[null,null,null,"Reduced Electricity Costs",null,0,255000,1020000.0000000005,1020000.0000000005,1020000.0000000005,1039380,1059128.2199999995,1079251.6561799995,1099757.4376474195,1120652.82896272,1141945.232713012,1163642.1921345594,1185751.3937851158,1208280.6702670332,1231238.0030021067,1254631.5250591466,1278469.5240352703,1302760.4449919406,1327512.8934467877,1352735.6384222759,1378437.6155522987,1404627.930247792,1431315.8609225,1458510.8622800275,1486222.5686633475,1514460.7974679507,0,0,0,0,0,0,29833713.295781303,null,null,null,null,null,null,null,null,null,null,null,null,null,null,null,null,null,null,null,null,null,null,null,null,null,null,null,null,null,null,null,null,null,null,null,null,null,null,"Reduced Electricity Costs",null,0,255000,1020000.0000000005,1020000.0000000005,1020000.0000000005,1039380,1059128.2199999995,1079251.6561799995,1099757.4376474195,1120652.82896272,1141945.232713012,1163642.1921345594,1185751.3937851158,1208280.6702670332,1231238.0030021067,1254631.5250591466,1278469.5240352703,1302760.4449919406,1327512.8934467877,1352735.6384222759,1378437.6155522987,1404627.930247792,1431315.8609225,1458510.8622800275,1486222.5686633475,1514460.7974679507,1543235.5526198419,0,0,0,0,0,31376948.848401144]
[null,null,null,"ECONOMIC TOTAL",null,{"$f":"SUM(F70:F72,F69,F65,F61)","v":0},{"$f":"SUM(G70:G72,G69,G65,G61)","v":340000},1360000.0000000005,1360000.0000000005,1360000.0000000005,1386520,1413558.1599999992,1441124.6249199994,1469229.7387309594,1497884.0483690142,1527098.3077268386,1556883.481723676,1587250.7504556039,1618211.5134276014,1649777.3938690471,1681960.2431342928,1714772.1451899945,1748225.4211909138,1782332.6341459393,1817106.5936761096,1852560.3608664628,1888707.2532135537,1925560.8496705422,1963134.9957917784,2001443.8089788454,2040501.683830074,0,0,0,0,0,0,39983844.008911252,null,null,null,null,null,null,null,null,null,null,null,null,null,null,null,null,null,null,null,null,null,null,null,null,null,null,null,null,null,null,null,null,null,null,null,null,null,null,"ECONOMIC TOTAL",null,0,340000,1360000.0000000005,1360000.0000000005,1360000.0000000005,1386520,1413558.1599999992,1441124.6249199994,1469229.7387309594,1497884.0483690142,1527098.3077268386,1556883.481723676,1587250.7504556039,1618211.5134276014,1649777.3938690471,1681960.2431342928,1714772.1451899945,1748225.4211909138,1782332.6341459393,1817106.5936761096,1852560.3608664628,1888707.2532135537,1925560.8496705422,1963134.9957917784,2001443.8089788454,2040501.683830074,2080323.2975955694,0,0,0,0,0,42064167.30650682]
[null,null,null,"Reduced Sustained Outages – Consumers",null,{"$f":"IFERROR(AP$7*CA74,0)","v":0},{"$f":"IFERROR(AQ$7*CB74,0)","v":181849.16136361286},{"$f":"IFERROR(AR$7*CC74,0)","v":3728213.3145451862},{"$f":"IFERROR(AS$7*CD74,0)","v":3821731.8173272274},{"$f":"IFERROR(AT$7*CE74,0)","v":3917596.1382330675},{"$f":"IFERROR(AU$7*CF74,0)","v":4108230.0175190903},{"$f":"IFERROR(AV$7*CG74,0)","v":4308140.3190419413},{"$f":"IFERROR(AW$7*CH74,0)","v":4517778.4421533048},{"$f":"IFERROR(AX$7*CI74,0)","v":4737617.7517179847},{"$f":"IFERROR(AY$7*CJ74,0)","v":4968154.6469763368},{"$f":"IFERROR(AZ$7*CK74,0)","v":5209909.6824183315},{"$f":"IFERROR(BA$7*CL74,0)","v":5463428.7432006225},{"$f":"IFERROR(BB$7*CM74,0)","v":5729284.2777603604},{"$f":"IFERROR(BC$7*CN74,0)","v":6008076.590409115},{"$f":"IFERROR(BD$7*CO74,0)","v":6300435.1968258135},{"$f":"IFERROR(BE$7*CP74,0)","v":6607020.2455089502},{"$f":"IFERROR(BF$7*CQ74,0)","v":6928524.0083982833},{"$f":"IFERROR(BG$7*CR74,0)","v":7265672.444031328},{"$f":"IFERROR(BH$7*CS74,0)","v":7619226.8367645964},{"$f":"IFERROR(BI$7*CT74,0)","v":7989985.5157609768},{"$f":"IFERROR(BJ$7*CU74,0)","v":8378785.6576244049},{"$f":"IFERROR(BK$7*CV74,0)","v":8786505.1767526418},{"$f":"IFERROR(BL$7*CW74,0)","v":9214064.7076762542},{"$f":"IFERROR(BM$7*CX74,0)","v":9662429.6838600859},{"$f":"IFERROR(BN$7*CY74,0)","v":10132612.517661184},{"$f":"IFERROR(BO$7*CZ74,0)","v":10625674.886365436},{"$f":"IFERROR(BP$7*DA74,0)","v":0},{"$f":"IFERROR(BQ$7*DB74,0)","v":0},{"$f":"IFERROR(BR$7*DC74,0)","v":0},{"$f":"IFERROR(BS$7*DD74,0)","v":0},{"$f":"IFERROR(BT$7*DE74,0)","v":0},{"$f":"IFERROR(BU$7*DF74,0)","v":0},156210947.77989614,null,null,null,null,null,null,null,null,null,null,null,null,null,null,null,null,null,null,null,null,null,null,null,null,null,null,null,null,null,null,null,null,null,null,null,null,null,null,"Reduced Sustained Outages – Consumers",null,0,181849.16136361286,3728213.3145451862,3821731.8173272274,3917596.1382330675,4108230.0175190903,4308140.3190419413,4517778.4421533048,4737617.7517179847,4968154.6469763368,5209909.6824183315,5463428.7432006225,5729284.2777603604,6008076.590409115,6300435.1968258135,6607020.2455089502,6928524.0083982833,7265672.444031328,7619226.8367645964,7989985.5157609768,8378785.6576244049,8786505.1767526418,9214064.7076762542,9662429.6838600859,10132612.517661184,10625674.886365436,11142730.129464962,0,0,0,0,0,167353677.90936109]
[null,null,null,"Reduced Major Outages – Consumers",null,0,0,0,0,0,0,0,0,0,0,0,0,0,0,0,0,0,0,0,0,0,0,0,0,0,0,0,0,0,0,0,0,0,null,null,null,null,null,null,null,null,null,null,null,null,null,null,null,null,null,null,null,null,null,null,null,null,null,null,null,null,null,null,null,null,null,null,null,null,null,null,"Reduced Major Outages – Consumers",null,0,0,0,0,0,0,0,0,0,0,0,0,0,0,0,0,0,0,0,0,0,0,0,0,0,0,0,0,0,0,0,0,0]
[null,null,null,"Reduced Restoration Costs ",null,0,0,0,0,0,0,0,0,0,0,0,0,0,0,0,0,0,0,0,0,0,0,0,0,0,0,0,0,0,0,0,0,0,null,null,null,null,null,null,null,null,null,null,null,null,null,null,null,null,null,null,null,null,null,null,null,null,null,null,null,null,null,null,null,null,null,null,null,null,null,null,"Reduced Restoration Costs ",null,0,0,0,0,0,0,0,0,0,0,0,0,0,0,0,0,0,0,0,0,0,0,0,0,0,0,0,0,0,0,0,0,0]
[null,null,null,"Power Interruptions TOTAL",null,{"$f":"SUM(F74:F76)","v":0},{"$f":"SUM(G74:G76)","v":181849.16136361286},3728213.3145451862,3821731.8173272274,3917596.1382330675,4108230.0175190903,4308140.3190419413,4517778.4421533048,4737617.7517179847,4968154.6469763368,5209909.6824183315,5463428.7432006225,5729284.2777603604,6008076.590409115,6300435.1968258135,6607020.2455089502,6928524.0083982833,7265672.444031328,7619226.8367645964,7989985.5157609768,8378785.6576244049,8786505.1767526418,9214064.7076762542,9662429.6838600859,10132612.517661184,10625674.886365436,0,0,0,0,0,0,156210947.77989614,null,null,null,null,null,null,null,null,null,null,null,null,null,null,null,null,null,null,null,null,null,null,null,null,null,null,null,null,null,null,null,null,null,null,null,null,null,null,"Power Interruptions TOTAL",null,0,181849.16136361286,3728213.3145451862,3821731.8173272274,3917596.1382330675,4108230.0175190903,4308140.3190419413,4517778.4421533048,4737617.7517179847,4968154.6469763368,5209909.6824183315,5463428.7432006225,5729284.2777603604,6008076.590409115,6300435.1968258135,6607020.2455089502,6928524.0083982833,7265672.444031328,7619226.8367645964,7989985.5157609768,8378785.6576244049,8786505.1767526418,9214064.7076762542,9662429.6838600859,10132612.517661184,10625674.886365436,11142730.129464962,0,0,0,0,0,167353677.90936109]
[null,null,null,"Reduced Momentary Outages",null,{"$f":"IFERROR(AP$7*CA78,0)","v":0},{"$f":"IFERROR(AQ$7*CB78,0)","v":0},{"$f":"IFERROR(AR$7*CC78,0)","v":0},{"$f":"IFERROR(AS$7*CD78,0)","v":0},{"$f":"IFERROR(AT$7*CE78,0)","v":0},{"$f":"IFERROR(AU$7*CF78,0)","v":0},{"$f":"IFERROR(AV$7*CG78,0)","v":0},{"$f":"IFERROR(AW$7*CH78,0)","v":0},{"$f":"IFERROR(AX$7*CI78,0)","v":0},{"$f":"IFERROR(AY$7*CJ78,0)","v":0},{"$f":"IFERROR(AZ$7*CK78,0)","v":0},{"$f":"IFERROR(BA$7*CL78,0)","v":0},{"$f":"IFERROR(BB$7*CM78,0)","v":0},{"$f":"IFERROR(BC$7*CN78,0)","v":0},{"$f":"IFERROR(BD$7*CO78,0)","v":0},{"$f":"IFERROR(BE$7*CP78,0)","v":0},{"$f":"IFERROR(BF$7*CQ78,0)","v":0},{"$f":"IFERROR(BG$7*CR78,0)","v":0},{"$f":"IFERROR(BH$7*CS78,0)","v":0},{"$f":"IFERROR(BI$7*CT78,0)","v":0},{"$f":"IFERROR(BJ$7*CU78,0)","v":0},{"$f":"IFERROR(BK$7*CV78,0)","v":0},{"$f":"IFERROR(BL$7*CW78,0)","v":0},{"$f":"IFERROR(BM$7*CX78,0)","v":0},{"$f":"IFERROR(BN$7*CY78,0)","v":0},{"$f":"IFERROR(BO$7*CZ78,0)","v":0},{"$f":"IFERROR(BP$7*DA78,0)","v":0},{"$f":"IFERROR(BQ$7*DB78,0)","v":0},{"$f":"IFERROR(BR$7*DC78,0)","v":0},{"$f":"IFERROR(BS$7*DD78,0)","v":0},{"$f":"IFERROR(BT$7*DE78,0)","v":0},{"$f":"IFERROR(BU$7*DF78,0)","v":0},0,null,null,null,null,null,null,null,null,null,null,null,null,null,null,null,null,null,null,null,null,null,null,null,null,null,null,null,null,null,null,null,null,null,null,null,null,null,null,"Reduced Momentary Outages",null,0,0,0,0,0,0,0,0,0,0,0,0,0,0,0,0,0,0,0,0,0,0,0,0,0,0,0,0,0,0,0,0,0]
[null,null,null,"Reduced Sags and Swells",null,0,0,0,0,0,0,0,0,0,0,0,0,0,0,0,0,0,0,0,0,0,0,0,0,0,0,0,0,0,0,0,0,0,null,null,null,null,null,null,null,null,null,null,null,null,null,null,null,null,null,null,null,null,null,null,null,null,null,null,null,null,null,null,null,null,null,null,null,null,null,null,"Reduced Sags and Swells",null,0,0,0,0,0,0,0,0,0,0,0,0,0,0,0,0,0,0,0,0,0,0,0,0,0,0,0,0,0,0,0,0,0]
[null,null,null,"Power Quality TOTAL",null,{"$f":"SUM(F78:F79)","v":0},{"$f":"SUM(G78:G79)","v":0},0,0,0,0,0,0,0,0,0,0,0,0,0,0,0,0,0,0,0,0,0,0,0,0,0,0,0,0,0,0,0,null,null,null,null,null,null,null,null,null,null,null,null,null,null,null,null,null,null,null,null,null,null,null,null,null,null,null,null,null,null,null,null,null,null,null,null,null,null,"Power Quality TOTAL",null,0,0,0,0,0,0,0,0,0,0,0,0,0,0,0,0,0,0,0,0,0,0,0,0,0,0,0,0,0,0,0,0,0]
[null,null,null,"RELIABILITY TOTAL",null,{"$f":"SUM(F80,F77)","v":0},{"$f":"SUM(G80,G77)","v":181849.16136361286},3728213.3145451862,3821731.8173272274,3917596.1382330675,4108230.0175190903,4308140.3190419413,4517778.4421533048,4737617.7517179847,4968154.6469763368,5209909.6824183315,5463428.7432006225,5729284.2777603604,6008076.590409115,6300435.1968258135,6607020.2455089502,6928524.0083982833,7265672.444031328,7619226.8367645964,7989985.5157609768,8378785.6576244049,8786505.1767526418,9214064.7076762542,9662429.6838600859,10132612.517661184,10625674.886365436,0,0,0,0,0,0,156210947.77989614,null,null,null,null,null,null,null,null,null,null,null,null,null,null,null,null,null,null,null,null,null,null,null,null,null,null,null,null,null,null,null,null,null,null,null,null,null,null,"RELIABILITY TOTAL",null,0,181849.16136361286,3728213.3145451862,3821731.8173272274,3917596.1382330675,4108230.0175190903,4308140.3190419413,4517778.4421533048,4737617.7517179847,4968154.6469763368,5209909.6824183315,5463428.7432006225,5729284.2777603604,6008076.590409115,6300435.1968258135,6607020.2455089502,6928524.0083982833,7265672.444031328,7619226.8367645964,7989985.5157609768,8378785.6576244049,8786505.1767526418,9214064.7076762542,9662429.6838600859,10132612.517661184,10625674.886365436,11142730.129464962,0,0,0,0,0,167353677.90936109]
[null,null,null,"Reduced CO2 Emissions",null,{"$f":"IFERROR(AP$7*CA82,0)","v":0},{"$f":"IFERROR(AQ$7*CB82,0)","v":0},{"$f":"IFERROR(AR$7*CC82,0)","v":0},{"$f":"IFERROR(AS$7*CD82,0)","v":0},{"$f":"IFERROR(AT$7*CE82,0)","v":0},{"$f":"IFERROR(AU$7*CF82,0)","v":0},{"$f":"IFERROR(AV$7*CG82,0)","v":0},{"$f":"IFERROR(AW$7*CH82,0)","v":0},{"$f":"IFERROR(AX$7*CI82,0)","v":0},{"$f":"IFERROR(AY$7*CJ82,0)","v":0},{"$f":"IFERROR(AZ$7*CK82,0)","v":0},{"$f":"IFERROR(BA$7*CL82,0)","v":0},{"$f":"IFERROR(BB$7*CM82,0)","v":0},{"$f":"IFERROR(BC$7*CN82,0)","v":0},{"$f":"IFERROR(BD$7*CO82,0)","v":0},{"$f":"IFERROR(BE$7*CP82,0)","v":0},{"$f":"IFERROR(BF$7*CQ82,0)","v":0},{"$f":"IFERROR(BG$7*CR82,0)","v":0},{"$f":"IFERROR(BH$7*CS82,0)","v":0},{"$f":"IFERROR(BI$7*CT82,0)","v":0},{"$f":"IFERROR(BJ$7*CU82,0)","v":0},{"$f":"IFERROR(BK$7*CV82,0)","v":0},{"$f":"IFERROR(BL$7*CW82,0)","v":0},{"$f":"IFERROR(BM$7*CX82,0)","v":0},{"$f":"IFERROR(BN$7*CY82,0)","v":0},{"$f":"IFERROR(BO$7*CZ82,0)","v":0},{"$f":"IFERROR(BP$7*DA82,0)","v":0},{"$f":"IFERROR(BQ$7*DB82,0)","v":0},{"$f":"IFERROR(BR$7*DC82,0)","v":0},{"$f":"IFERROR(BS$7*DD82,0)","v":0},{"$f":"IFERROR(BT$7*DE82,0)","v":0},{"$f":"IFERROR(BU$7*DF82,0)","v":0},0,null,null,null,null,null,null,null,null,null,null,null,null,null,null,null,null,null,null,null,null,null,null,null,null,null,null,null,null,null,null,null,null,null,null,null,null,null,null,"Reduced CO2 Emissions",null,0,0,0,0,0,0,0,0,0,0,0,0,0,0,0,0,0,0,0,0,0,0,0,0,0,0,0,0,0,0,0,0,0]
[null,null,null,"Reduced SOx, NOx, and PM-10 Emissions",null,0,0,0,0,0,0,0,0,0,0,0,0,0,0,0,0,0,0,0,0,0,0,0,0,0,0,0,0,0,0,0,0,0,null,null,null,null,null,null,null,null,null,null,null,null,null,null,null,null,null,null,null,null,null,null,null,null,null,null,null,null,null,null,null,null,null,null,null,null,null,null,"Reduced SOx, NOx, and PM-10 Emissions",null,0,0,0,0,0,0,0,0,0,0,0,0,0,0,0,0,0,0,0,0,0,0,0,0,0,0,0,0,0,0,0,0,0]
[null,null,null,"ENVIRONMENTAL TOTAL",null,{"$f":"SUM(F82:F83)","v":0},{"$f":"SUM(G82:G83)","v":0},0,0,0,0,0,0,0,0,0,0,0,0,0,0,0,0,0,0,0,0,0,0,0,0,0,0,0,0,0,0,0,null,null,null,null,null,null,null,null,null,null,null,null,null,null,null,null,null,null,null,null,null,null,null,null,null,null,null,null,null,null,null,null,null,null,null,null,null,null,"ENVIRONMENTAL TOTAL",null,0,0,0,0,0,0,0,0,0,0,0,0,0,0,0,0,0,0,0,0,0,0,0,0,0,0,0,0,0,0,0,0,0]
[null,null,null,"Reduced Oil Usage",null,{"$f":"IFERROR(AP$7*CA85,0)","v":0},{"$f":"IFERROR(AQ$7*CB85,0)","v":0},{"$f":"IFERROR(AR$7*CC85,0)","v":0},{"$f":"IFERROR(AS$7*CD85,0)","v":0},{"$f":"IFERROR(AT$7*CE85,0)","v":0},{"$f":"IFERROR(AU$7*CF85,0)","v":0},{"$f":"IFERROR(AV$7*CG85,0)","v":0},{"$f":"IFERROR(AW$7*CH85,0)","v":0},{"$f":"IFERROR(AX$7*CI85,0)","v":0},{"$f":"IFERROR(AY$7*CJ85,0)","v":0},{"$f":"IFERROR(AZ$7*CK85,0)","v":0},{"$f":"IFERROR(BA$7*CL85,0)","v":0},{"$f":"IFERROR(BB$7*CM85,0)","v":0},{"$f":"IFERROR(BC$7*CN85,0)","v":0},{"$f":"IFERROR(BD$7*CO85,0)","v":0},{"$f":"IFERROR(BE$7*CP85,0)","v":0},{"$f":"IFERROR(BF$7*CQ85,0)","v":0},{"$f":"IFERROR(BG$7*CR85,0)","v":0},{"$f":"IFERROR(BH$7*CS85,0)","v":0},{"$f":"IFERROR(BI$7*CT85,0)","v":0},{"$f":"IFERROR(BJ$7*CU85,0)","v":0},{"$f":"IFERROR(BK$7*CV85,0)","v":0},{"$f":"IFERROR(BL$7*CW85,0)","v":0},{"$f":"IFERROR(BM$7*CX85,0)","v":0},{"$f":"IFERROR(BN$7*CY85,0)","v":0},{"$f":"IFERROR(BO$7*CZ85,0)","v":0},{"$f":"IFERROR(BP$7*DA85,0)","v":0},{"$f":"IFERROR(BQ$7*DB85,0)","v":0},{"$f":"IFERROR(BR$7*DC85,0)","v":0},{"$f":"IFERROR(BS$7*DD85,0)","v":0},{"$f":"IFERROR(BT$7*DE85,0)","v":0},{"$f":"IFERROR(BU$7*DF85,0)","v":0},0,null,null,null,null,null,null,null,null,null,null,null,null,null,null,null,null,null,null,null,null,null,null,null,null,null,null,null,null,null,null,null,null,null,null,null,null,null,null,"Reduced Oil Usage",null,0,0,0,0,0,0,0,0,0,0,0,0,0,0,0,0,0,0,0,0,0,0,0,0,0,0,0,0,0,0,0,0,0]
[null,null,null,"Reduced Widescale Blackouts",null,0,0,0,0,0,0,0,0,0,0,0,0,0,0,0,0,0,0,0,0,0,0,0,0,0,0,0,0,0,0,0,0,0,null,null,null,null,null,null,null,null,null,null,null,null,null,null,null,null,null,null,null,null,null,null,null,null,null,null,null,null,null,null,null,null,null,null,null,null,null,null,"Reduced Widescale Blackouts",null,0,0,0,0,0,0,0,0,0,0,0,0,0,0,0,0,0,0,0,0,0,0,0,0,0,0,0,0,0,0,0,0,0]
[null,null,null,"SECURITY TOTAL",null,{"$f":"F86","v":0},{"$f":"G86","v":0},0,0,0,0,0,0,0,0,0,0,0,0,0,0,0,0,0,0,0,0,0,0,0,0,0,0,0,0,0,0,0,null,null,null,null,null,null,null,null,null,null,null,null,null,null,null,null,null,null,null,null,null,null,null,null,null,null,null,null,null,null,null,null,null,null,null,null,null,null,"SECURITY TOTAL",null,0,0,0,0,0,0,0,0,0,0,0,0,0,0,0,0,0,0,0,0,0,0,0,0,0,0,0,0,0,0,0,0,0]
[null,null,null,"GROSS BENEFITS TOTAL",null,{"$f":"SUM(F87,F84,F81,F73)","v":0},{"$f":"SUM(G87,G84,G81,G73)","v":521849.16136361286},5088213.3145451862,5181731.8173272274,5277596.1382330675,5494750.0175190903,5721698.4790419405,5958903.0670733042,6206847.4904489443,6466038.6953453515,6737007.9901451701,7020312.224924298,7316535.0282159643,7626288.1038367162,7950212.5906948606,8288980.488643243,8643296.1535882782,9013897.8652222417,9401559.4709105361,9807092.1094370857,10231346.018490868,10675212.429966196,11139625.557346797,11625564.679651864,12134056.326640029,12666176.570195511,0,0,0,0,0,0,196194791.78880739,null,null,null,null,null,null,null,null,null,null,null,null,null,null,null,null,null,null,null,null,null,null,null,null,null,null,null,null,null,null,null,null,null,null,null,null,null,null,"GROSS BENEFITS TOTAL",null,0,521849.16136361286,5088213.3145451862,5181731.8173272274,5277596.1382330675,5494750.0175190903,5721698.4790419405,5958903.0670733042,6206847.4904489443,6466038.6953453515,6737007.9901451701,7020312.224924298,7316535.0282159643,7626288.1038367162,7950212.5906948606,8288980.488643243,8643296.1535882782,9013897.8652222417,9401559.4709105361,9807092.1094370857,10231346.018490868,10675212.429966196,11139625.557346797,11625564.679651864,12134056.326640029,12666176.570195511,13223053.427060531,0,0,0,0,0,{"$f":"SUM(CA88:DF88)","v":209417845.21586794}]
[null,null,null,"TOTAL COSTS",null,{"$f":"IFERROR(CA89,0)","v":84561.027886463664},{"$f":"IFERROR(CB89,0)","v":84561.027886463664},{"$f":"IFERROR(CC89,0)","v":84561.027886463664},{"$f":"IFERROR(CD89,0)","v":84561.027886463664},{"$f":"IFERROR(CE89,0)","v":84561.027886463664},{"$f":"IFERROR(CF89,0)","v":84561.027886463664},{"$f":"IFERROR(CG89,0)","v":84561.027886463664},{"$f":"IFERROR(CH89,0)","v":84561.027886463664},{"$f":"IFERROR(CI89,0)","v":84561.027886463664},{"$f":"IFERROR(CJ89,0)","v":84561.027886463664},{"$f":"IFERROR(CK89,0)","v":84561.027886463664},{"$f":"IFERROR(CL89,0)","v":84561.027886463664},{"$f":"IFERROR(CM89,0)","v":84561.027886463664},{"$f":"IFERROR(CN89,0)","v":84561.027886463664},{"$f":"IFERROR(CO89,0)","v":84561.027886463664},{"$f":"IFERROR(CP89,0)","v":84561.027886463664},{"$f":"IFERROR(CQ89,0)","v":84561.027886463664},{"$f":"IFERROR(CR89,0)","v":84561.027886463664},{"$f":"IFERROR(CS89,0)","v":84561.027886463664},{"$f":"IFERROR(CT89,0)","v":84561.027886463664},{"$f":"IFERROR(CU89,0)","v":84561.027886463664},{"$f":"IFERROR(CV89,0)","v":84561.027886463664},{"$f":"IFERROR(CW89,0)","v":84561.027886463664},{"$f":"IFERROR(CX89,0)","v":84561.027886463664},{"$f":"IFERROR(CY89,0)","v":0},{"$f":"IFERROR(CZ89,0)","v":0},{"$f":"IFERROR(DA89,0)","v":0},{"$f":"IFERROR(DB89,0)","v":0},{"$f":"IFERROR(DC89,0)","v":0},{"$f":"IFERROR(DD89,0)","v":0},{"$f":"IFERROR(DE89,0)","v":0},{"$f":"IFERROR(DF89,0)","v":0},2029464.6692751269,null,null,null,null,null,null,null,null,null,null,null,null,null,null,null,null,null,null,null,null,null,null,null,null,null,null,null,null,null,null,null,null,null,null,null,null,null,null,"TOTAL COSTS",null,84561.027886463664,84561.027886463664,84561.027886463664,84561.027886463664,84561.027886463664,84561.027886463664,84561.027886463664,84561.027886463664,84561.027886463664,84561.027886463664,84561.027886463664,84561.027886463664,84561.027886463664,84561.027886463664,84561.027886463664,84561.027886463664,84561.027886463664,84561.027886463664,84561.027886463664,84561.027886463664,84561.027886463664,84561.027886463664,84561.027886463664,84561.027886463664,0,0,0,0,0,0,0,0,{"$f":"SUM(CA89:DF89)","v":2029464.6692751269}]
[null,null,null,"NET BENEFIT",null,{"$f":"F88-F89","v":-84561.027886463664},{"$f":"G88-G89","v":437288.13347714918},5003652.2866587229,5097170.7894407641,5193035.1103466041,5410188.989632627,5637137.4511554772,5874342.0391868409,6122286.4625624809,6381477.6674588881,6652446.9622587068,6935751.1970378347,7231974.000329501,7541727.0759502528,7865651.5628083972,8204419.4607567796,8558735.1257018149,8929336.8373357784,9316998.4430240728,9722531.0815506224,10146784.990604404,10590651.402079733,11055064.529460333,11541003.651765401,12134056.326640029,12666176.570195511,0,0,0,0,0,0,194165327.11953229,null,null,null,null,null,null,null,null,null,null,null,null,null,null,null,null,null,null,null,null,null,null,null,null,null,null,null,null,null,null,null,null,null,null,null,null,null,null,"NET BENEFIT",null,-84561.027886463664,437288.13347714918,5003652.2866587229,5097170.7894407641,5193035.1103466041,5410188.989632627,5637137.4511554772,5874342.0391868409,6122286.4625624809,6381477.6674588881,6652446.9622587068,6935751.1970378347,7231974.000329501,7541727.0759502528,7865651.5628083972,8204419.4607567796,8558735.1257018149,8929336.8373357784,9316998.4430240728,9722531.0815506224,10146784.990604404,10590651.402079733,11055064.529460333,11541003.651765401,12134056.326640029,12666176.570195511,13223053.427060531,0,0,0,0,0,{"$f":"SUM(CA90:DF90)","v":207388380.54659283}]
[]
[]
[]
[]
[]
[]
[]
[]
[]
[]
[]
[]
[]
[]
[null,null,null,"High Sensitivity",null,null,null,null,null,null,null,null,null,null,null,null,null,null,null,null,null,null,null,null,null,null,null,null,null,null,null,null,null,null,null,null,null,null,null,null,null,null,null,null,null,null,null,null,null,null,null,null,null,null,null,null,null,null,null,null,null,null,null,null,null,null,null,null,null,null,null,null,null,null,null,null,"High Sensitivity"]
[null,null,null,null,null,{"$f":"proj_start_yr","v":0},{"$f":"IF(F106+1<=2040,F106+1,\"\")","v":1},{"$f":"IF(G106+1<=2040,G106+1,\"\")","v":2},3,4,5,6,7,8,9,10,11,12,13,14,15,16,17,18,19,20,21,22,23,24,25,26,27,28,29,30,31,{"$f":"'Results Table'!AL107","v":0},null,null,null,null,null,null,null,null,null,null,null,null,null,null,null,null,null,null,null,null,null,null,null,null,null,null,null,null,null,null,null,null,null,null,null,null,null,null,null,null,2011,2012,2013,2014,2015,2016,2017,2018,2019,2020,2021,2022,2023,2024,2025,2026,2027,2028,2029,2030,2031,2032,2033,2034,2035,2036,2037,2038,2039,2040,"","",{"$f":"DG56","v":0}]
[null,null,null,"Optimized Generator Operation",null,{"$f":"IFERROR(AP$7*CA107,0)","v":0},{"$f":"IFERROR(AQ$7*CB107,0)","v":0},{"$f":"IFERROR(AR$7*CC107,0)","v":0},{"$f":"IFERROR(AS$7*CD107,0)","v":0},{"$f":"IFERROR(AT$7*CE107,0)","v":0},{"$f":"IFERROR(AU$7*CF107,0)","v":0},{"$f":"IFERROR(AV$7*CG107,0)","v":0},{"$f":"IFERROR(AW$7*CH107,0)","v":0},{"$f":"IFERROR(AX$7*CI107,0)","v":0},{"$f":"IFERROR(AY$7*CJ107,0)","v":0},{"$f":"IFERROR(AZ$7*CK107,0)","v":0},{"$f":"IFERROR(BA$7*CL107,0)","v":0},{"$f":"IFERROR(BB$7*CM107,0)","v":0},{"$f":"IFERROR(BC$7*CN107,0)","v":0},{"$f":"IFERROR(BD$7*CO107,0)","v":0},{"$f":"IFERROR(BE$7*CP107,0)","v":0},{"$f":"IFERROR(BF$7*CQ107,0)","v":0},{"$f":"IFERROR(BG$7*CR107,0)","v":0},{"$f":"IFERROR(BH$7*CS107,0)","v":0},{"$f":"IFERROR(BI$7*CT107,0)","v":0},{"$f":"IFERROR(BJ$7*CU107,0)","v":0},{"$f":"IFERROR(BK$7*CV107,0)","v":0},{"$f":"IFERROR(BL$7*CW107,0)","v":0},{"$f":"IFERROR(BM$7*CX107,0)","v":0},{"$f":"IFERROR(BN$7*CY107,0)","v":0},{"$f":"IFERROR(BO$7*CZ107,0)","v":0},{"$f":"IFERROR(BP$7*DA107,0)","v":0},{"$f":"IFERROR(BQ$7*DB107,0)","v":0},{"$f":"IFERROR(BR$7*DC107,0)","v":0},{"$f":"IFERROR(BS$7*DD107,0)","v":0},{"$f":"IFERROR(BT$7*DE107,0)","v":0},{"$f":"IFERROR(BU$7*DF107,0)","v":0},{"$f":"SUM(F107:AK107)","v":0},null,null,null,null,null,null,null,null,null,null,null,null,null,null,null,null,null,null,null,null,null,null,null,null,null,null,null,null,null,null,null,null,null,null,null,null,null,null,"Optimized Generator Operation",null,0,0,0,0,0,0,0,0,0,0,0,0,0,0,0,0,0,0,0,0,0,0,0,0,0,0,0,0,0,0,0,0,{"$f":"SUM(CA107:DF107)","v":0}]
[null,null,null,"Deferred Generation Capacity Investment",null,{"$f":"IFERROR(AP$7*CA108,0)","v":0},0,0,0,0,0,0,0,0,0,0,0,0,0,0,0,0,0,0,0,0,0,0,0,0,0,0,0,0,0,0,0,{"$f":"SUM(F108:AK108)","v":0},null,null,null,null,null,null,null,null,null,null,null,null,null,null,null,null,null,null,null,null,null,null,null,null,null,null,null,null,null,null,null,null,null,null,null,null,null,null,"Deferred Generation Capacity Investment",null,0,0,0,0,0,0,0,0,0,0,0,0,0,0,0,0,0,0,0,0,0,0,0,0,0,0,0,0,0,0,0,0,{"$f":"SUM(CA108:DF108)","v":0}]
[null,null,null,"Reduced Ancillary Services Cost",null,0,0,0,0,0,0,0,0,0,0,0,0,0,0,0,0,0,0,0,0,0,0,0,0,0,0,0,0,0,0,0,0,0,null,null,null,null,null,null,null,null,null,null,null,null,null,null,null,null,null,null,null,null,null,null,null,null,null,null,null,null,null,null,null,null,null,null,null,null,null,null,"Reduced Ancillary Services Cost",null,0,0,0,0,0,0,0,0,0,0,0,0,0,0,0,0,0,0,0,0,0,0,0,0,0,0,0,0,0,0,0,0,0]
[null,null,null,"Reduced Congestion Costs",null,0,0,0,0,0,0,0,0,0,0,0,0,0,0,0,0,0,0,0,0,0,0,0,0,0,0,0,0,0,0,0,0,0,null,null,null,null,null,null,null,null,null,null,null,null,null,null,null,null,null,null,null,null,null,null,null,null,null,null,null,null,null,null,null,null,null,null,null,null,null,null,"Reduced Congestion Costs",null,0,0,0,0,0,0,0,0,0,0,0,0,0,0,0,0,0,0,0,0,0,0,0,0,0,0,0,0,0,0,0,0,0]
[null,null,null,"Improved Asset Utilization TOTAL",null,{"$f":"SUM(F107:F110)","v":0},{"$f":"SUM(G107:G110)","v":0},0,0,0,0,0,0,0,0,0,0,0,0,0,0,0,0,0,0,0,0,0,0,0,0,0,0,0,0,0,0,{"$f":"SUM(F111:AK111)","v":0},null,null,null,null,null,null,null,null,null,null,null,null,null,null,null,null,null,null,null,null,null,null,null,null,null,null,null,null,null,null,null,null,null,null,null,null,null,null,"Improved Asset Utilization TOTAL",null,0,0,0,0,0,0,0,0,0,0,0,0,0,0,0,0,0,0,0,0,0,0,0,0,0,0,0,0,0,0,0,0,0]
[null,null,null,"Deferred Transmission Capacity Investments",null,{"$f":"IFERROR(AP$7*CA112,0)","v":0},{"$f":"IFERROR(AQ$7*CB112,0)","v":0},{"$f":"IFERROR(AR$7*CC112,0)","v":0},{"$f":"IFERROR(AS$7*CD112,0)","v":0},{"$f":"IFERROR(AT$7*CE112,0)","v":0},{"$f":"IFERROR(AU$7*CF112,0)","v":0},{"$f":"IFERROR(AV$7*CG112,0)","v":0},{"$f":"IFERROR(AW$7*CH112,0)","v":0},{"$f":"IFERROR(AX$7*CI112,0)","v":0},{"$f":"IFERROR(AY$7*CJ112,0)","v":0},{"$f":"IFERROR(AZ$7*CK112,0)","v":0},{"$f":"IFERROR(BA$7*CL112,0)","v":0},{"$f":"IFERROR(BB$7*CM112,0)","v":0},{"$f":"IFERROR(BC$7*CN112,0)","v":0},{"$f":"IFERROR(BD$7*CO112,0)","v":0},{"$f":"IFERROR(BE$7*CP112,0)","v":0},{"$f":"IFERROR(BF$7*CQ112,0)","v":0},{"$f":"IFERROR(BG$7*CR112,0)","v":0},{"$f":"IFERROR(BH$7*CS112,0)","v":0},{"$f":"IFERROR(BI$7*CT112,0)","v":0},{"$f":"IFERROR(BJ$7*CU112,0)","v":0},{"$f":"IFERROR(BK$7*CV112,0)","v":0},{"$f":"IFERROR(BL$7*CW112,0)","v":0},{"$f":"IFERROR(BM$7*CX112,0)","v":0},{"$f":"IFERROR(BN$7*CY112,0)","v":0},{"$f":"IFERROR(BO$7*CZ112,0)","v":0},{"$f":"IFERROR(BP$7*DA112,0)","v":0},{"$f":"IFERROR(BQ$7*DB112,0)","v":0},{"$f":"IFERROR(BR$7*DC112,0)","v":0},{"$f":"IFERROR(BS$7*DD112,0)","v":0},{"$f":"IFERROR(BT$7*DE112,0)","v":0},{"$f":"IFERROR(BU$7*DF112,0)","v":0},{"$f":"SUM(F112:AK112)","v":0},null,null,null,null,null,null,null,null,null,null,null,null,null,null,null,null,null,null,null,null,null,null,null,null,null,null,null,null,null,null,null,null,null,null,null,null,null,null,"Deferred Transmission Capacity Investments",null,0,0,0,0,0,0,0,0,0,0,0,0,0,0,0,0,0,0,0,0,0,0,0,0,0,0,0,0,0,0,0,0,0]
[null,null,null,"Deferred Distribution Capacity Investments",null,0,0,0,0,0,0,0,0,0,0,0,0,0,0,0,0,0,0,0,0,0,0,0,0,0,0,0,0,0,0,0,0,0,null,null,null,null,null,null,null,null,null,null,null,null,null,null,null,null,null,null,null,null,null,null,null,null,null,null,null,null,null,null,null,null,null,null,null,null,null,null,"Deferred Distribution Capacity Investments",null,0,0,0,0,0,0,0,0,0,0,0,0,0,0,0,0,0,0,0,0,0,0,0,0,0,0,0,0,0,0,0,0,0]
[null,null,null,"Reduced Equipment Failures ",null,0,0,0,0,0,0,0,0,0,0,0,0,0,0,0,0,0,0,0,0,0,0,0,0,0,0,0,0,0,0,0,0,0,null,null,null,null,null,null,null,null,null,null,null,null,null,null,null,null,null,null,null,null,null,null,null,null,null,null,null,null,null,null,null,null,null,null,null,null,null,null,"Reduced Equipment Failures ",null,0,0,0,0,0,0,0,0,0,0,0,0,0,0,0,0,0,0,0,0,0,0,0,0,0,0,0,0,0,0,0,0,0]
[null,null,null,"T&D Capital Savings TOTAL",null,{"$f":"SUM(F112:F114)","v":0},{"$f":"SUM(G112:G114)","v":0},0,0,0,0,0,0,0,0,0,0,0,0,0,0,0,0,0,0,0,0,0,0,0,0,0,0,0,0,0,0,0,null,null,null,null,null,null,null,null,null,null,null,null,null,null,null,null,null,null,null,null,null,null,null,null,null,null,null,null,null,null,null,null,null,null,null,null,null,null,"T&D Capital Savings TOTAL",null,0,0,0,0,0,0,0,0,0,0,0,0,0,0,0,0,0,0,0,0,0,0,0,0,0,0,0,0,0,0,0,0,0]
[null,null,null,"Reduced Distribution Equipment Maintenance Cost",null,{"$f":"IFERROR(AP$7*CA116,0)","v":0},{"$f":"IFERROR(AQ$7*CB116,0)","v":0},{"$f":"IFERROR(AR$7*CC116,0)","v":0},{"$f":"IFERROR(AS$7*CD116,0)","v":0},{"$f":"IFERROR(AT$7*CE116,0)","v":0},{"$f":"IFERROR(AU$7*CF116,0)","v":0},{"$f":"IFERROR(AV$7*CG116,0)","v":0},{"$f":"IFERROR(AW$7*CH116,0)","v":0},{"$f":"IFERROR(AX$7*CI116,0)","v":0},{"$f":"IFERROR(AY$7*CJ116,0)","v":0},{"$f":"IFERROR(AZ$7*CK116,0)","v":0},{"$f":"IFERROR(BA$7*CL116,0)","v":0},{"$f":"IFERROR(BB$7*CM116,0)","v":0},{"$f":"IFERROR(BC$7*CN116,0)","v":0},{"$f":"IFERROR(BD$7*CO116,0)","v":0},{"$f":"IFERROR(BE$7*CP116,0)","v":0},{"$f":"IFERROR(BF$7*CQ116,0)","v":0},{"$f":"IFERROR(BG$7*CR116,0)","v":0},{"$f":"IFERROR(BH$7*CS116,0)","v":0},{"$f":"IFERROR(BI$7*CT116,0)","v":0},{"$f":"IFERROR(BJ$7*CU116,0)","v":0},{"$f":"IFERROR(BK$7*CV116,0)","v":0},{"$f":"IFERROR(BL$7*CW116,0)","v":0},{"$f":"IFERROR(BM$7*CX116,0)","v":0},{"$f":"IFERROR(BN$7*CY116,0)","v":0},{"$f":"IFERROR(BO$7*CZ116,0)","v":0},{"$f":"IFERROR(BP$7*DA116,0)","v":0},{"$f":"IFERROR(BQ$7*DB116,0)","v":0},{"$f":"IFERROR(BR$7*DC116,0)","v":0},{"$f":"IFERROR(BS$7*DD116,0)","v":0},{"$f":"IFERROR(BT$7*DE116,0)","v":0},{"$f":"IFERROR(BU$7*DF116,0)","v":0},0,null,null,null,null,null,null,null,null,null,null,null,null,null,null,null,null,null,null,null,null,null,null,null,null,null,null,null,null,null,null,null,null,null,null,null,null,null,null,"Reduced Distribution Equipment Maintenance Cost",null,0,0,0,0,0,0,0,0,0,0,0,0,0,0,0,0,0,0,0,0,0,0,0,0,0,0,0,0,0,0,0,0,0]
[null,null,null,"Reduced Distribution Operations Cost",null,0,0,0,0,0,0,0,0,0,0,0,0,0,0,0,0,0,0,0,0,0,0,0,0,0,0,0,0,0,0,0,0,0,null,null,null,null,null,null,null,null,null,null,null,null,null,null,null,null,null,null,null,null,null,null,null,null,null,null,null,null,null,null,null,null,null,null,null,null,null,null,"Reduced Distribution Operations Cost",null,0,0,0,0,0,0,0,0,0,0,0,0,0,0,0,0,0,0,0,0,0,0,0,0,0,0,0,0,0,0,0,0,0]
[null,null,null,"Reduced Meter Reading Cost",null,0,115000.00000000012,460000.00000000023,460000.00000000023,460000.00000000023,469660,479522.86,489592.84005999996,499874.28970125993,510371.6497849864,521089.45443047117,532032.33297351084,543205.01196595444,554612.31721723953,566259.17587880162,578150.61857225618,590291.78156227351,602687.9089750814,615344.35506355821,628266.58651989279,641460.18483681034,654930.84871838323,668684.39654146903,682726.76886883972,697064.03101508541,711702.37566640181,0,0,0,0,0,0,13732529.788352273,null,null,null,null,null,null,null,null,null,null,null,null,null,null,null,null,null,null,null,null,null,null,null,null,null,null,null,null,null,null,null,null,null,null,null,null,null,null,"Reduced Meter Reading Cost",null,0,115000.00000000012,460000.00000000023,460000.00000000023,460000.00000000023,469660,479522.86,489592.84005999996,499874.28970125993,510371.6497849864,521089.45443047117,532032.33297351084,543205.01196595444,554612.31721723953,566259.17587880162,578150.61857225618,590291.78156227351,602687.9089750814,615344.35506355821,628266.58651989279,641460.18483681034,654930.84871838323,668684.39654146903,682726.76886883972,697064.03101508541,711702.37566640181,726648.12555539608,0,0,0,0,0,14459177.913907669]
[null,null,null,"T&D O&M Savings TOTAL",null,{"$f":"SUM(F116:F118)","v":0},{"$f":"SUM(G116:G118)","v":115000.00000000012},460000.00000000023,460000.00000000023,460000.00000000023,469660,479522.86,489592.84005999996,499874.28970125993,510371.6497849864,521089.45443047117,532032.33297351084,543205.01196595444,554612.31721723953,566259.17587880162,578150.61857225618,590291.78156227351,602687.9089750814,615344.35506355821,628266.58651989279,641460.18483681034,654930.84871838323,668684.39654146903,682726.76886883972,697064.03101508541,711702.37566640181,0,0,0,0,0,0,13732529.788352273,null,null,null,null,null,null,null,null,null,null,null,null,null,null,null,null,null,null,null,null,null,null,null,null,null,null,null,null,null,null,null,null,null,null,null,null,null,null,"T&D O&M Savings TOTAL",null,0,115000.00000000012,460000.00000000023,460000.00000000023,460000.00000000023,469660,479522.86,489592.84005999996,499874.28970125993,510371.6497849864,521089.45443047117,532032.33297351084,543205.01196595444,554612.31721723953,566259.17587880162,578150.61857225618,590291.78156227351,602687.9089750814,615344.35506355821,628266.58651989279,641460.18483681034,654930.84871838323,668684.39654146903,682726.76886883972,697064.03101508541,711702.37566640181,726648.12555539608,0,0,0,0,0,14459177.913907669]
[null,null,null,"Reduced Electricity Theft",null,{"$f":"IFERROR(AP$7*CA120,0)","v":0},{"$f":"IFERROR(AQ$7*CB120,0)","v":0},{"$f":"IFERROR(AR$7*CC120,0)","v":0},{"$f":"IFERROR(AS$7*CD120,0)","v":0},{"$f":"IFERROR(AT$7*CE120,0)","v":0},{"$f":"IFERROR(AU$7*CF120,0)","v":0},{"$f":"IFERROR(AV$7*CG120,0)","v":0},{"$f":"IFERROR(AW$7*CH120,0)","v":0},{"$f":"IFERROR(AX$7*CI120,0)","v":0},{"$f":"IFERROR(AY$7*CJ120,0)","v":0},{"$f":"IFERROR(AZ$7*CK120,0)","v":0},{"$f":"IFERROR(BA$7*CL120,0)","v":0},{"$f":"IFERROR(BB$7*CM120,0)","v":0},{"$f":"IFERROR(BC$7*CN120,0)","v":0},{"$f":"IFERROR(BD$7*CO120,0)","v":0},{"$f":"IFERROR(BE$7*CP120,0)","v":0},{"$f":"IFERROR(BF$7*CQ120,0)","v":0},{"$f":"IFERROR(BG$7*CR120,0)","v":0},{"$f":"IFERROR(BH$7*CS120,0)","v":0},{"$f":"IFERROR(BI$7*CT120,0)","v":0},{"$f":"IFERROR(BJ$7*CU120,0)","v":0},{"$f":"IFERROR(BK$7*CV120,0)","v":0},{"$f":"IFERROR(BL$7*CW120,0)","v":0},{"$f":"IFERROR(BM$7*CX120,0)","v":0},{"$f":"IFERROR(BN$7*CY120,0)","v":0},{"$f":"IFERROR(BO$7*CZ120,0)","v":0},{"$f":"IFERROR(BP$7*DA120,0)","v":0},{"$f":"IFERROR(BQ$7*DB120,0)","v":0},{"$f":"IFERROR(BR$7*DC120,0)","v":0},{"$f":"IFERROR(BS$7*DD120,0)","v":0},{"$f":"IFERROR(BT$7*DE120,0)","v":0},{"$f":"IFERROR(BU$7*DF120,0)","v":0},0,null,null,null,null,null,null,null,null,null,null,null,null,null,null,null,null,null,null,null,null,null,null,null,null,null,null,null,null,null,null,null,null,null,null,null,null,null,null,"Reduced Electricity Theft",null,0,0,0,0,0,0,0,0,0,0,0,0,0,0,0,0,0,0,0,0,0,0,0,0,0,0,0,0,0,0,0,0,0]
[null,null,null,"Reduced Electricity Losses",null,0,0,0,0,0,0,0,0,0,0,0,0,0,0,0,0,0,0,0,0,0,0,0,0,0,0,0,0,0,0,0,0,0,null,null,null,null,null,null,null,null,null,null,null,null,null,null,null,null,null,null,null,null,null,null,null,null,null,null,null,null,null,null,null,null,null,null,null,null,null,null,"Reduced Electricity Losses",null,0,0,0,0,0,0,0,0,0,0,0,0,0,0,0,0,0,0,0,0,0,0,0,0,0,0,0,0,0,0,0,0,0]
[null,null,null,"Reduced Electricity Costs",null,0,345000.00000000047,1380000.0000000007,1380000.0000000007,1380000.0000000007,1406220,1432938.1799999997,1460164.0054199998,1487907.1215229793,1516177.3568319161,1544984.7266117223,1574339.436417345,1604251.8857092741,1634732.6715377509,1665792.5922969677,1697442.6515506101,1729694.061930072,1762558.2491067424,1796046.8558397703,1830171.7461007261,1864945.0092766397,1900378.9644528953,1936486.1647775001,1973279.4019082719,2010771.7105445294,2048976.3730448745,0,0,0,0,0,0,40363259.164880589,null,null,null,null,null,null,null,null,null,null,null,null,null,null,null,null,null,null,null,null,null,null,null,null,null,null,null,null,null,null,null,null,null,null,null,null,null,null,"Reduced Electricity Costs",null,0,345000.00000000047,1380000.0000000007,1380000.0000000007,1380000.0000000007,1406220,1432938.1799999997,1460164.0054199998,1487907.1215229793,1516177.3568319161,1544984.7266117223,1574339.436417345,1604251.8857092741,1634732.6715377509,1665792.5922969677,1697442.6515506101,1729694.061930072,1762558.2491067424,1796046.8558397703,1830171.7461007261,1864945.0092766397,1900378.9644528953,1936486.1647775001,1973279.4019082719,2010771.7105445294,2048976.3730448745,2087906.9241327276,0,0,0,0,0,42451166.089013316]
[null,null,null,"ECONOMIC TOTAL",null,{"$f":"SUM(F120:F122,F119,F115,F111)","v":0},{"$f":"SUM(G120:G122,G119,G115,G111)","v":460000.00000000058},1840000.0000000009,1840000.0000000009,1840000.0000000009,1875880,1912461.0399999996,1949756.8454799997,1987781.4112242393,2026549.0066169025,2066074.1810421934,2106371.7693908559,2147456.8976752283,2189344.9887549905,2232051.7681757696,2275593.2701228661,2319985.8434923454,2365246.158081824,2411391.2109033284,2458438.3326206189,2506405.1941134501,2555309.8131712787,2605170.5613189694,2656006.1707771118,2707835.7415596149,2760678.7487112763,0,0,0,0,0,0,54095788.95323287,null,null,null,null,null,null,null,null,null,null,null,null,null,null,null,null,null,null,null,null,null,null,null,null,null,null,null,null,null,null,null,null,null,null,null,null,null,null,"ECONOMIC TOTAL",null,0,460000.00000000058,1840000.0000000009,1840000.0000000009,1840000.0000000009,1875880,1912461.0399999996,1949756.8454799997,1987781.4112242393,2026549.0066169025,2066074.1810421934,2106371.7693908559,2147456.8976752283,2189344.9887549905,2232051.7681757696,2275593.2701228661,2319985.8434923454,2365246.158081824,2411391.2109033284,2458438.3326206189,2506405.1941134501,2555309.8131712787,2605170.5613189694,2656006.1707771118,2707835.7415596149,2760678.7487112763,2814555.0496881236,0,0,0,0,0,56910344.002920993]
[null,null,null,"Reduced Sustained Outages – Consumers",null,{"$f":"IFERROR(AP$7*CA124,0)","v":0},{"$f":"IFERROR(AQ$7*CB124,0)","v":609294.08370535821},{"$f":"IFERROR(AR$7*CC124,0)","v":12491552.33002045},{"$f":"IFERROR(AS$7*CD124,0)","v":12804890.428666689},{"$f":"IFERROR(AT$7*CE124,0)","v":13126088.300179362},{"$f":"IFERROR(AU$7*CF124,0)","v":13764815.990380384},{"$f":"IFERROR(AV$7*CG124,0)","v":14434624.765280798},{"$f":"IFERROR(AW$7*CH124,0)","v":15137027.059429623},{"$f":"IFERROR(AX$7*CI124,0)","v":15873608.90385069},{"$f":"IFERROR(AY$7*CJ124,0)","v":16646033.507315554},{"$f":"IFERROR(AZ$7*CK124,0)","v":17456045.011884764},{"$f":"IFERROR(BA$7*CL124,0)","v":18305472.431197017},{"$f":"IFERROR(BB$7*CM124,0)","v":19196233.780399367},{"$f":"IFERROR(BC$7*CN124,0)","v":20130340.407043487},{"$f":"IFERROR(BD$7*CO124,0)","v":21109901.532727465},{"$f":"IFERROR(BE$7*CP124,0)","v":22137129.015738234},{"$f":"IFERROR(BF$7*CQ124,0)","v":23214342.3454483},{"$f":"IFERROR(BG$7*CR124,0)","v":24343973.879744872},{"$f":"IFERROR(BH$7*CS124,0)","v":25528574.337316871},{"$f":"IFERROR(BI$7*CT124,0)","v":26770818.557201996},{"$f":"IFERROR(BJ$7*CU124,0)","v":28073511.538598374},{"$f":"IFERROR(BK$7*CV124,0)","v":29439594.774579316},{"$f":"IFERROR(BL$7*CW124,0)","v":30872152.89401263},{"$f":"IFERROR(BM$7*CX124,0)","v":32374420.626681775},{"$f":"IFERROR(BN$7*CY124,0)","v":33949790.107336134},{"$f":"IFERROR(BO$7*CZ124,0)","v":35601818.535163492},{"$f":"IFERROR(BP$7*DA124,0)","v":0},{"$f":"IFERROR(BQ$7*DB124,0)","v":0},{"$f":"IFERROR(BR$7*DC124,0)","v":0},{"$f":"IFERROR(BS$7*DD124,0)","v":0},{"$f":"IFERROR(BT$7*DE124,0)","v":0},{"$f":"IFERROR(BU$7*DF124,0)","v":0},523392055.14390302,null,null,null,null,null,null,null,null,null,null,null,null,null,null,null,null,null,null,null,null,null,null,null,null,null,null,null,null,null,null,null,null,null,null,null,null,null,null,"Reduced Sustained Outages – Consumers",null,0,609294.08370535821,12491552.33002045,12804890.428666689,13126088.300179362,13764815.990380384,14434624.765280798,15137027.059429623,15873608.90385069,16646033.507315554,17456045.011884764,18305472.431197017,19196233.780399367,20130340.407043487,21109901.532727465,22137129.015738234,23214342.3454483,24343973.879744872,25528574.337316871,26770818.557201996,28073511.538598374,29439594.774579316,30872152.89401263,32374420.626681775,33949790.107336134,35601818.535163492,37334236.205979437,0,0,0,0,0,560726291.34988248]
[null,null,null,"Reduced Major Outages – Consumers",null,0,0,0,0,0,0,0,0,0,0,0,0,0,0,0,0,0,0,0,0,0,0,0,0,0,0,0,0,0,0,0,0,0,null,null,null,null,null,null,null,null,null,null,null,null,null,null,null,null,null,null,null,null,null,null,null,null,null,null,null,null,null,null,null,null,null,null,null,null,null,null,"Reduced Major Outages – Consumers",null,0,0,0,0,0,0,0,0,0,0,0,0,0,0,0,0,0,0,0,0,0,0,0,0,0,0,0,0,0,0,0,0,0]
[null,null,null,"Reduced Restoration Costs ",null,0,0,0,0,0,0,0,0,0,0,0,0,0,0,0,0,0,0,0,0,0,0,0,0,0,0,0,0,0,0,0,0,0,null,null,null,null,null,null,null,null,null,null,null,null,null,null,null,null,null,null,null,null,null,null,null,null,null,null,null,null,null,null,null,null,null,null,null,null,null,null,"Reduced Restoration Costs ",null,0,0,0,0,0,0,0,0,0,0,0,0,0,0,0,0,0,0,0,0,0,0,0,0,0,0,0,0,0,0,0,0,0]
[null,null,null,"Power Interruptions TOTAL",null,{"$f":"SUM(F124:F126)","v":0},{"$f":"SUM(G124:G126)","v":609294.08370535821},12491552.33002045,12804890.428666689,13126088.300179362,13764815.990380384,14434624.765280798,15137027.059429623,15873608.90385069,16646033.507315554,17456045.011884764,18305472.431197017,19196233.780399367,20130340.407043487,21109901.532727465,22137129.015738234,23214342.3454483,24343973.879744872,25528574.337316871,26770818.557201996,28073511.538598374,29439594.774579316,30872152.89401263,32374420.626681775,33949790.107336134,35601818.535163492,0,0,0,0,0,0,523392055.14390302,null,null,null,null,null,null,null,null,null,null,null,null,null,null,null,null,null,null,null,null,null,null,null,null,null,null,null,null,null,null,null,null,null,null,null,null,null,null,"Power Interruptions TOTAL",null,0,609294.08370535821,12491552.33002045,12804890.428666689,13126088.300179362,13764815.990380384,14434624.765280798,15137027.059429623,15873608.90385069,16646033.507315554,17456045.011884764,18305472.431197017,19196233.780399367,20130340.407043487,21109901.532727465,22137129.015738234,23214342.3454483,24343973.879744872,25528574.337316871,26770818.557201996,28073511.538598374,29439594.774579316,30872152.89401263,32374420.626681775,33949790.107336134,35601818.535163492,37334236.205979437,0,0,0,0,0,560726291.34988248]
[null,null,null,"Reduced Momentary Outages",null,{"$f":"IFERROR(AP$7*CA128,0)","v":0},{"$f":"IFERROR(AQ$7*CB128,0)","v":0},{"$f":"IFERROR(AR$7*CC128,0)","v":0},{"$f":"IFERROR(AS$7*CD128,0)","v":0},{"$f":"IFERROR(AT$7*CE128,0)","v":0},{"$f":"IFERROR(AU$7*CF128,0)","v":0},{"$f":"IFERROR(AV$7*CG128,0)","v":0},{"$f":"IFERROR(AW$7*CH128,0)","v":0},{"$f":"IFERROR(AX$7*CI128,0)","v":0},{"$f":"IFERROR(AY$7*CJ128,0)","v":0},{"$f":"IFERROR(AZ$7*CK128,0)","v":0},{"$f":"IFERROR(BA$7*CL128,0)","v":0},{"$f":"IFERROR(BB$7*CM128,0)","v":0},{"$f":"IFERROR(BC$7*CN128,0)","v":0},{"$f":"IFERROR(BD$7*CO128,0)","v":0},{"$f":"IFERROR(BE$7*CP128,0)","v":0},{"$f":"IFERROR(BF$7*CQ128,0)","v":0},{"$f":"IFERROR(BG$7*CR128,0)","v":0},{"$f":"IFERROR(BH$7*CS128,0)","v":0},{"$f":"IFERROR(BI$7*CT128,0)","v":0},{"$f":"IFERROR(BJ$7*CU128,0)","v":0},{"$f":"IFERROR(BK$7*CV128,0)","v":0},{"$f":"IFERROR(BL$7*CW128,0)","v":0},{"$f":"IFERROR(BM$7*CX128,0)","v":0},{"$f":"IFERROR(BN$7*CY128,0)","v":0},{"$f":"IFERROR(BO$7*CZ128,0)","v":0},{"$f":"IFERROR(BP$7*DA128,0)","v":0},{"$f":"IFERROR(BQ$7*DB128,0)","v":0},{"$f":"IFERROR(BR$7*DC128,0)","v":0},{"$f":"IFERROR(BS$7*DD128,0)","v":0},{"$f":"IFERROR(BT$7*DE128,0)","v":0},{"$f":"IFERROR(BU$7*DF128,0)","v":0},0,null,null,null,null,null,null,null,null,null,null,null,null,null,null,null,null,null,null,null,null,null,null,null,null,null,null,null,null,null,null,null,null,null,null,null,null,null,null,"Reduced Momentary Outages",null,0,0,0,0,0,0,0,0,0,0,0,0,0,0,0,0,0,0,0,0,0,0,0,0,0,0,0,0,0,0,0,0,0]
[null,null,null,"Reduced Sags and Swells",null,0,0,0,0,0,0,0,0,0,0,0,0,0,0,0,0,0,0,0,0,0,0,0,0,0,0,0,0,0,0,0,0,0,null,null,null,null,null,null,null,null,null,null,null,null,null,null,null,null,null,null,null,null,null,null,null,null,null,null,null,null,null,null,null,null,null,null,null,null,null,null,"Reduced Sags and Swells",null,0,0,0,0,0,0,0,0,0,0,0,0,0,0,0,0,0,0,0,0,0,0,0,0,0,0,0,0,0,0,0,0,0]
[null,null,null,"Power Quality TOTAL",null,{"$f":"SUM(F128:F129)","v":0},{"$f":"SUM(G128:G129)","v":0},0,0,0,0,0,0,0,0,0,0,0,0,0,0,0,0,0,0,0,0,0,0,0,0,0,0,0,0,0,0,0,null,null,null,null,null,null,null,null,null,null,null,null,null,null,null,null,null,null,null,null,null,null,null,null,null,null,null,null,null,null,null,null,null,null,null,null,null,null,"Power Quality TOTAL",null,0,0,0,0,0,0,0,0,0,0,0,0,0,0,0,0,0,0,0,0,0,0,0,0,0,0,0,0,0,0,0,0,0]
[null,null,null,"RELIABILITY TOTAL",null,{"$f":"SUM(F130,F127)","v":0},{"$f":"SUM(G130,G127)","v":609294.08370535821},12491552.33002045,12804890.428666689,13126088.300179362,13764815.990380384,14434624.765280798,15137027.059429623,15873608.90385069,16646033.507315554,17456045.011884764,18305472.431197017,19196233.780399367,20130340.407043487,21109901.532727465,22137129.015738234,23214342.3454483,24343973.879744872,25528574.337316871,26770818.557201996,28073511.538598374,29439594.774579316,30872152.89401263,32374420.626681775,33949790.107336134,35601818.535163492,0,0,0,0,0,0,523392055.14390302,null,null,null,null,null,null,null,null,null,null,null,null,null,null,null,null,null,null,null,null,null,null,null,null,null,null,null,null,null,null,null,null,null,null,null,null,null,null,"RELIABILITY TOTAL",null,0,609294.08370535821,12491552.33002045,12804890.428666689,13126088.300179362,13764815.990380384,14434624.765280798,15137027.059429623,15873608.90385069,16646033.507315554,17456045.011884764,18305472.431197017,19196233.780399367,20130340.407043487,21109901.532727465,22137129.015738234,23214342.3454483,24343973.879744872,25528574.337316871,26770818.557201996,28073511.538598374,29439594.774579316,30872152.89401263,32374420.626681775,33949790.107336134,35601818.535163492,37334236.205979437,0,0,0,0,0,560726291.34988248]
[null,null,null,"Reduced CO2 Emissions",null,{"$f":"IFERROR(AP$7*CA132,0)","v":0},{"$f":"IFERROR(AQ$7*CB132,0)","v":0},{"$f":"IFERROR(AR$7*CC132,0)","v":0},{"$f":"IFERROR(AS$7*CD132,0)","v":0},{"$f":"IFERROR(AT$7*CE132,0)","v":0},{"$f":"IFERROR(AU$7*CF132,0)","v":0},{"$f":"IFERROR(AV$7*CG132,0)","v":0},{"$f":"IFERROR(AW$7*CH132,0)","v":0},{"$f":"IFERROR(AX$7*CI132,0)","v":0},{"$f":"IFERROR(AY$7*CJ132,0)","v":0},{"$f":"IFERROR(AZ$7*CK132,0)","v":0},{"$f":"IFERROR(BA$7*CL132,0)","v":0},{"$f":"IFERROR(BB$7*CM132,0)","v":0},{"$f":"IFERROR(BC$7*CN132,0)","v":0},{"$f":"IFERROR(BD$7*CO132,0)","v":0},{"$f":"IFERROR(BE$7*CP132,0)","v":0},{"$f":"IFERROR(BF$7*CQ132,0)","v":0},{"$f":"IFERROR(BG$7*CR132,0)","v":0},{"$f":"IFERROR(BH$7*CS132,0)","v":0},{"$f":"IFERROR(BI$7*CT132,0)","v":0},{"$f":"IFERROR(BJ$7*CU132,0)","v":0},{"$f":"IFERROR(BK$7*CV132,0)","v":0},{"$f":"IFERROR(BL$7*CW132,0)","v":0},{"$f":"IFERROR(BM$7*CX132,0)","v":0},{"$f":"IFERROR(BN$7*CY132,0)","v":0},{"$f":"IFERROR(BO$7*CZ132,0)","v":0},{"$f":"IFERROR(BP$7*DA132,0)","v":0},{"$f":"IFERROR(BQ$7*DB132,0)","v":0},{"$f":"IFERROR(BR$7*DC132,0)","v":0},{"$f":"IFERROR(BS$7*DD132,0)","v":0},{"$f":"IFERROR(BT$7*DE132,0)","v":0},{"$f":"IFERROR(BU$7*DF132,0)","v":0},0,null,null,null,null,null,null,null,null,null,null,null,null,null,null,null,null,null,null,null,null,null,null,null,null,null,null,null,null,null,null,null,null,null,null,null,null,null,null,"Reduced CO2 Emissions",null,0,0,0,0,0,0,0,0,0,0,0,0,0,0,0,0,0,0,0,0,0,0,0,0,0,0,0,0,0,0,0,0,0]
[null,null,null,"Reduced SOx, NOx, and PM-10 Emissions",null,0,0,0,0,0,0,0,0,0,0,0,0,0,0,0,0,0,0,0,0,0,0,0,0,0,0,0,0,0,0,0,0,0,null,null,null,null,null,null,null,null,null,null,null,null,null,null,null,null,null,null,null,null,null,null,null,null,null,null,null,null,null,null,null,null,null,null,null,null,null,null,"Reduced SOx, NOx, and PM-10 Emissions",null,0,0,0,0,0,0,0,0,0,0,0,0,0,0,0,0,0,0,0,0,0,0,0,0,0,0,0,0,0,0,0,0,0]
[null,null,null,"ENVIRONMENTAL TOTAL",null,{"$f":"SUM(F132:F133)","v":0},{"$f":"SUM(G132:G133)","v":0},0,0,0,0,0,0,0,0,0,0,0,0,0,0,0,0,0,0,0,0,0,0,0,0,0,0,0,0,0,0,0,null,null,null,null,null,null,null,null,null,null,null,null,null,null,null,null,null,null,null,null,null,null,null,null,null,null,null,null,null,null,null,null,null,null,null,null,null,null,"ENVIRONMENTAL TOTAL",null,0,0,0,0,0,0,0,0,0,0,0,0,0,0,0,0,0,0,0,0,0,0,0,0,0,0,0,0,0,0,0,0,0]
[null,null,null,"Reduced Oil Usage",null,{"$f":"IFERROR(AP$7*CA135,0)","v":0},{"$f":"IFERROR(AQ$7*CB135,0)","v":0},{"$f":"IFERROR(AR$7*CC135,0)","v":0},{"$f":"IFERROR(AS$7*CD135,0)","v":0},{"$f":"IFERROR(AT$7*CE135,0)","v":0},{"$f":"IFERROR(AU$7*CF135,0)","v":0},{"$f":"IFERROR(AV$7*CG135,0)","v":0},{"$f":"IFERROR(AW$7*CH135,0)","v":0},{"$f":"IFERROR(AX$7*CI135,0)","v":0},{"$f":"IFERROR(AY$7*CJ135,0)","v":0},{"$f":"IFERROR(AZ$7*CK135,0)","v":0},{"$f":"IFERROR(BA$7*CL135,0)","v":0},{"$f":"IFERROR(BB$7*CM135,0)","v":0},{"$f":"IFERROR(BC$7*CN135,0)","v":0},{"$f":"IFERROR(BD$7*CO135,0)","v":0},{"$f":"IFERROR(BE$7*CP135,0)","v":0},{"$f":"IFERROR(BF$7*CQ135,0)","v":0},{"$f":"IFERROR(BG$7*CR135,0)","v":0},{"$f":"IFERROR(BH$7*CS135,0)","v":0},{"$f":"IFERROR(BI$7*CT135,0)","v":0},{"$f":"IFERROR(BJ$7*CU135,0)","v":0},{"$f":"IFERROR(BK$7*CV135,0)","v":0},{"$f":"IFERROR(BL$7*CW135,0)","v":0},{"$f":"IFERROR(BM$7*CX135,0)","v":0},{"$f":"IFERROR(BN$7*CY135,0)","v":0},{"$f":"IFERROR(BO$7*CZ135,0)","v":0},{"$f":"IFERROR(BP$7*DA135,0)","v":0},{"$f":"IFERROR(BQ$7*DB135,0)","v":0},{"$f":"IFERROR(BR$7*DC135,0)","v":0},{"$f":"IFERROR(BS$7*DD135,0)","v":0},{"$f":"IFERROR(BT$7*DE135,0)","v":0},{"$f":"IFERROR(BU$7*DF135,0)","v":0},0,null,null,null,null,null,null,null,null,null,null,null,null,null,null,null,null,null,null,null,null,null,null,null,null,null,null,null,null,null,null,null,null,null,null,null,null,null,null,"Reduced Oil Usage",null,0,0,0,0,0,0,0,0,0,0,0,0,0,0,0,0,0,0,0,0,0,0,0,0,0,0,0,0,0,0,0,0,0]
[null,null,null,"Reduced Widescale Blackouts",null,0,0,0,0,0,0,0,0,0,0,0,0,0,0,0,0,0,0,0,0,0,0,0,0,0,0,0,0,0,0,0,0,0,null,null,null,null,null,null,null,null,null,null,null,null,null,null,null,null,null,null,null,null,null,null,null,null,null,null,null,null,null,null,null,null,null,null,null,null,null,null,"Reduced Widescale Blackouts",null,0,0,0,0,0,0,0,0,0,0,0,0,0,0,0,0,0,0,0,0,0,0,0,0,0,0,0,0,0,0,0,0,0]
[null,null,null,"SECURITY TOTAL",null,{"$f":"F136","v":0},{"$f":"G136","v":0},0,0,0,0,0,0,0,0,0,0,0,0,0,0,0,0,0,0,0,0,0,0,0,0,0,0,0,0,0,0,0,null,null,null,null,null,null,null,null,null,null,null,null,null,null,null,null,null,null,null,null,null,null,null,null,null,null,null,null,null,null,null,null,null,null,null,null,null,null,"SECURITY TOTAL",null,0,0,0,0,0,0,0,0,0,0,0,0,0,0,0,0,0,0,0,0,0,0,0,0,0,0,0,0,0,0,0,0,0]
[null,null,null,"GROSS BENEFITS TOTAL",null,{"$f":"SUM(F137,F134,F131,F123)","v":0},{"$f":"SUM(G137,G134,G131,G123)","v":1069294.0837053587},14331552.33002045,14644890.428666689,14966088.300179362,15640695.990380384,16347085.805280797,17086783.904909622,17861390.315074928,18672582.513932455,19522119.192926958,20411844.200587872,21343690.678074595,22319685.395798478,23341953.300903235,24412722.285861101,25534328.188940644,26709220.037826695,27939965.548220199,29229256.889822617,30579916.732711822,31994904.587750595,33477323.455331601,35030426.797458887,36657625.848895751,38362497.283874765,0,0,0,0,0,0,577487844.0971359,null,null,null,null,null,null,null,null,null,null,null,null,null,null,null,null,null,null,null,null,null,null,null,null,null,null,null,null,null,null,null,null,null,null,null,null,null,null,"GROSS BENEFITS TOTAL",null,0,1069294.0837053587,14331552.33002045,14644890.428666689,14966088.300179362,15640695.990380384,16347085.805280797,17086783.904909622,17861390.315074928,18672582.513932455,19522119.192926958,20411844.200587872,21343690.678074595,22319685.395798478,23341953.300903235,24412722.285861101,25534328.188940644,26709220.037826695,27939965.548220199,29229256.889822617,30579916.732711822,31994904.587750595,33477323.455331601,35030426.797458887,36657625.848895751,38362497.283874765,40148791.25566756,0,0,0,0,0,617636635.35280347]
[null,null,null,"TOTAL COSTS",null,{"$f":"IFERROR(CA139,0)","v":84561.027886463664},{"$f":"IFERROR(CB139,0)","v":84561.027886463664},{"$f":"IFERROR(CC139,0)","v":84561.027886463664},{"$f":"IFERROR(CD139,0)","v":84561.027886463664},{"$f":"IFERROR(CE139,0)","v":84561.027886463664},{"$f":"IFERROR(CF139,0)","v":84561.027886463664},{"$f":"IFERROR(CG139,0)","v":84561.027886463664},{"$f":"IFERROR(CH139,0)","v":84561.027886463664},{"$f":"IFERROR(CI139,0)","v":84561.027886463664},{"$f":"IFERROR(CJ139,0)","v":84561.027886463664},{"$f":"IFERROR(CK139,0)","v":84561.027886463664},{"$f":"IFERROR(CL139,0)","v":84561.027886463664},{"$f":"IFERROR(CM139,0)","v":84561.027886463664},{"$f":"IFERROR(CN139,0)","v":84561.027886463664},{"$f":"IFERROR(CO139,0)","v":84561.027886463664},{"$f":"IFERROR(CP139,0)","v":84561.027886463664},{"$f":"IFERROR(CQ139,0)","v":84561.027886463664},{"$f":"IFERROR(CR139,0)","v":84561.027886463664},{"$f":"IFERROR(CS139,0)","v":84561.027886463664},{"$f":"IFERROR(CT139,0)","v":84561.027886463664},{"$f":"IFERROR(CU139,0)","v":84561.027886463664},{"$f":"IFERROR(CV139,0)","v":84561.027886463664},{"$f":"IFERROR(CW139,0)","v":84561.027886463664},{"$f":"IFERROR(CX139,0)","v":84561.027886463664},{"$f":"IFERROR(CY139,0)","v":0},{"$f":"IFERROR(CZ139,0)","v":0},{"$f":"IFERROR(DA139,0)","v":0},{"$f":"IFERROR(DB139,0)","v":0},{"$f":"IFERROR(DC139,0)","v":0},{"$f":"IFERROR(DD139,0)","v":0},{"$f":"IFERROR(DE139,0)","v":0},{"$f":"IFERROR(DF139,0)","v":0},2029464.6692751269,null,null,null,null,null,null,null,null,null,null,null,null,null,null,null,null,null,null,null,null,null,null,null,null,null,null,null,null,null,null,null,null,null,null,null,null,null,null,"TOTAL COSTS",null,84561.027886463664,84561.027886463664,84561.027886463664,84561.027886463664,84561.027886463664,84561.027886463664,84561.027886463664,84561.027886463664,84561.027886463664,84561.027886463664,84561.027886463664,84561.027886463664,84561.027886463664,84561.027886463664,84561.027886463664,84561.027886463664,84561.027886463664,84561.027886463664,84561.027886463664,84561.027886463664,84561.027886463664,84561.027886463664,84561.027886463664,84561.027886463664,0,0,0,0,0,0,0,0,2029464.6692751269]
[null,null,null,"NET BENEFIT",null,{"$f":"F138-F139","v":-84561.027886463664},{"$f":"G138-G139","v":984733.05581889499},14246991.302133987,14560329.400780225,14881527.272292899,15556134.962493921,16262524.777394334,17002222.877023157,17776829.287188463,18588021.48604599,19437558.165040493,20327283.172701407,21259129.650188129,22235124.367912013,23257392.273016769,24328161.257974636,25449767.161054179,26624659.009940229,27855404.520333733,29144695.861936152,30495355.704825357,31910343.55986413,33392762.427445136,34945865.769572422,36657625.848895751,38362497.283874765,0,0,0,0,0,0,575458379.42786062,null,null,null,null,null,null,null,null,null,null,null,null,null,null,null,null,null,null,null,null,null,null,null,null,null,null,null,null,null,null,null,null,null,null,null,null,null,null,"NET BENEFIT",null,-84561.027886463664,984733.05581889499,14246991.302133987,14560329.400780225,14881527.272292899,15556134.962493921,16262524.777394334,17002222.877023157,17776829.287188463,18588021.48604599,19437558.165040493,20327283.172701407,21259129.650188129,22235124.367912013,23257392.273016769,24328161.257974636,25449767.161054179,26624659.009940229,27855404.520333733,29144695.861936152,30495355.704825357,31910343.55986413,33392762.427445136,34945865.769572422,36657625.848895751,38362497.283874765,40148791.25566756,0,0,0,0,0,615607170.68352818]

{"sheet":"Project Summary - Template","index":42,"n_rows":238,"n_cols":239,"rows_kept":238,"cut":false,"hidden":true,"merged":[]}
["Project Information"]
["Parameter","Range Name","Input"]
["Project ID ","proj_id",{"$f":"INDIRECT(B3)","v":0}]
["Project Start Year","proj_start_yr",{"$f":"INDIRECT(B4)","v":0}]
["Size","size",0]
["NERC Region","nerc_reg",0]
["State","state",0]
["City","city",0]
["Utility","utility",0]
[]
["IPSM INPUTS"]
["Assets","Range Name","Will asset be installed? (1 = Yes, 0 = No)"]
[{"$f":"INDIRECT(B13)","v":"Advanced Interrupting Switch"},"asset1",{"$f":"OFFSET(INDIRECT(B13),0,1)","v":0}]
[{"$f":"INDIRECT(B14)","v":"AMI/Smart Meters"},"asset2",{"$f":"OFFSET(INDIRECT(B14),0,1)","v":0}]
["Controllable/regulating Inverter","asset3",{"$f":"OFFSET(INDIRECT(B15),0,1)","v":0}]
["Customer EMS/Display/Portal","asset4",0]
["Distribution Automation","asset5",0]
["Distribution Management System","asset6",0]
["Enhanced Fault Detection Technology","asset7",0]
["Equipment Health Sensor","asset8",0]
["Flexible Alternating Current Transmission System (FACTS)  Device","asset9",0]
["Fault Current Limiter","asset10",0]
["Loading Monitor","asset11",0]
["Microgrid Controller","asset12",0]
["Phase Angle Regulating Transformer","asset13",0]
["Phasor Measurement Technology","asset14",0]
["Smart Appliances and Equipment (Customer)","asset15",0]
["Software - Advanced Analysis/Visualization","asset16",0]
["Two-way Communications (high bandwidth)","asset17",0]
["Vehicle to Grid Charging Station","asset18",0]
["Very Low Impedance (High Temperature Superconducting) cables","asset19",0]
["Distributed Generator (diesel, PV, wind)","asset20",0]
[]
["Functions","Range Name","Is function achieved? (1 = Yes, 0 = No)"]
[{"$f":"INDIRECT(B35)","v":"Fault Current Limiting"},"function1",{"$f":"OFFSET(INDIRECT(B35),0,1)","v":0}]
[{"$f":"INDIRECT(B36)","v":"Wide Area Monitoring, Visualization, and Control"},"function2",0]
["Dynamic Capability Rating","function3",0]
["Power Flow Control","function4",0]
["Adaptive Protection","function5",0]
["Automated Feeder and Line Switching","function6",0]
["Automated Islanding and Reconnection","function7",0]
["Automated Voltage and VAR Control","function8",0]
["Diagnosis & Notification of Equipment Condition","function9",0]
["Enhanced Fault Protection","function10",0]
["Real-Time Load Measurement & Management","function11",0]
["Real-time Load Transfer","function12",0]
["Customer Electricity Use Optimization","function13",0]
["Storing Electricity for Later Use","function14",0]
["Distributed Production of Electricity","function15",0]
["SLOT NOT USED","function16",0]
[]
["Function-Mechanism Pairs","Range Name","Is the function-mechanism pair realized?"]
[{"$f":"INDIRECT(B53)","v":{"$error":"#REF!"}},"function1_mech20",{"$f":"OFFSET(INDIRECT(B53),0,1)","v":{"$error":"#REF!"}}]
[{"$f":"INDIRECT(B54)","v":{"$error":"#REF!"}},"function1_mech21",{"$f":"OFFSET(INDIRECT(B54),0,1)","v":{"$error":"#REF!"}}]
[{"$error":"#REF!"},"function2_mech4",{"$error":"#REF!"}]
[{"$error":"#REF!"},"function2_mech22",{"$error":"#REF!"}]
[{"$error":"#REF!"},"function2_mech25",{"$error":"#REF!"}]
[{"$error":"#REF!"},"function3_mech4",{"$error":"#REF!"}]
[{"$error":"#REF!"},"function3_mech25",{"$error":"#REF!"}]
[{"$error":"#REF!"},"function4_mech6",{"$error":"#REF!"}]
[{"$error":"#REF!"},"function4_mech22",{"$error":"#REF!"}]
[{"$error":"#REF!"},"function5_mech8",{"$error":"#REF!"}]
[{"$error":"#REF!"},"function6_mech3",{"$error":"#REF!"}]
[{"$error":"#REF!"},"function6_mech18",{"$error":"#REF!"}]
[{"$error":"#REF!"},"function7_mech9",{"$error":"#REF!"}]
[{"$error":"#REF!"},"function8_mech1",{"$error":"#REF!"}]
[{"$error":"#REF!"},"function8_mech2",{"$error":"#REF!"}]
[{"$error":"#REF!"},"function8_mech7",{"$error":"#REF!"}]
[{"$error":"#REF!"},"function8_mech19",{"$error":"#REF!"}]
[{"$error":"#REF!"},"function9_mech10",{"$error":"#REF!"}]
[{"$error":"#REF!"},"function9_mech11",{"$error":"#REF!"}]
[{"$error":"#REF!"},"function9_mech18",{"$error":"#REF!"}]
[{"$error":"#REF!"},"function10_mech12",{"$error":"#REF!"}]
[{"$error":"#REF!"},"function10_mech17",{"$error":"#REF!"}]
[{"$error":"#REF!"},"function11_mech3",{"$error":"#REF!"}]
[{"$error":"#REF!"},"function11_mech4",{"$error":"#REF!"}]
[{"$error":"#REF!"},"function11_mech18",{"$error":"#REF!"}]
[{"$error":"#REF!"},"function11_mech23",{"$error":"#REF!"}]
[{"$error":"#REF!"},"function11_mech24",{"$error":"#REF!"}]
[{"$error":"#REF!"},"function11_mech28",{"$error":"#REF!"}]
[{"$error":"#REF!"},"function12_mech5",{"$error":"#REF!"}]
[{"$error":"#REF!"},"function12_mech6",{"$error":"#REF!"}]
[{"$error":"#REF!"},"function13_mech6",{"$error":"#REF!"}]
[{"$error":"#REF!"},"function13_mech13",{"$error":"#REF!"}]
[{"$error":"#REF!"},"function13_mech14",{"$error":"#REF!"}]
[{"$error":"#REF!"},"function13_mech21",{"$error":"#REF!"}]
[{"$error":"#REF!"},"function13_mech27",{"$error":"#REF!"}]
[{"$error":"#REF!"},"function14_mech2",{"$error":"#REF!"}]
[{"$error":"#REF!"},"function14_mech9",{"$error":"#REF!"}]
[{"$error":"#REF!"},"function14_mech13",{"$error":"#REF!"}]
[{"$error":"#REF!"},"function14_mech14",{"$error":"#REF!"}]
[{"$error":"#REF!"},"function14_mech25",{"$error":"#REF!"}]
[{"$error":"#REF!"},"function14_mech27",{"$error":"#REF!"}]
[{"$error":"#REF!"},"function15_mech2",{"$error":"#REF!"}]
[{"$error":"#REF!"},"function15_mech6",{"$error":"#REF!"}]
[{"$error":"#REF!"},"function15_mech9",{"$error":"#REF!"}]
[{"$error":"#REF!"},"function15_mech14",{"$error":"#REF!"}]
[{"$error":"#REF!"},"function15_mech25",{"$error":"#REF!"}]
[{"$error":"#REF!"},"function15_mech26",{"$error":"#REF!"}]
[{"$error":"#REF!"},"function15_mech27",{"$error":"#REF!"}]
[{"$error":"#REF!"},"function16_mech2",{"$error":"#REF!"}]
[{"$error":"#REF!"},"function16_mech9",{"$error":"#REF!"}]
[{"$error":"#REF!"},"function16_mech13",{"$error":"#REF!"}]
[{"$error":"#REF!"},"function16_mech14",{"$error":"#REF!"}]
[{"$error":"#REF!"},"function16_mech16",{"$error":"#REF!"}]
[{"$error":"#REF!"},"function16_mech25",{"$error":"#REF!"}]
[{"$error":"#REF!"},"function16_mech27",{"$error":"#REF!"}]
[]
["DATA INPUTS"]
["Rate Data","Average Energy Rate ($/kWh)","Average Demand Charge ($/kW)"]
["Residential Customer Class"]
["Residential Rate Sub-Class 1",{"$f":"rate_data_sto_all","v":0},0]
["Residential Rate Sub-Class 2",0,0]
["Residential Rate Sub-Class 3",0,0]
["Residential Rate Sub-Class 4",0,0]
["Residential Rate Sub-Class 5",0,0]
["Average Residential Rate",0,0]
["Commercial Customer Class",0,0]
["Commercial Rate Sub-Class 1",0,0]
["Commercial Rate Sub-Class 2",0,0]
["Commercial Rate Sub-Class 3",0,0]
["Commercial Rate Sub-Class 4",0,0]
["Commercial Rate Sub-Class 5",0,0]
["Average Commercial Rate",0,0]
["Industrial Customer Class",0,0]
["Industrial Sub-Class 1",0,0]
["Industrial Sub-Class 2",0,0]
["Industrial Sub-Class 3",0,0]
["Industrial Sub-Class 4",0,0]
["Industrial Sub-Class 5",0,0]
["Average Industrial Rate",0,0]
["Average Retail Electricity Rate",0,0]
[]
["Load Curve Data"]
[{"$f":"y_0","v":"Data Entry Year: "},"Residential Sub-Class 1 (kW)","Residential Sub-Class 2 (kW)","Residential Sub-Class 3 (kW)","Residential Sub-Class 4 (kW)","Residential Sub-Class 5 (kW)","Average of Residential Sub-Classes (kW)","Commercial Sub-Class 1 (kW)","Commercial Sub-Class 2 (kW)","Commercial Sub-Class 3 (kW)","Commercial Sub-Class 4 (kW)","Commercial Sub-Class 5 (kW)","Average of Commercial Sub-Classes (kW)","Industrial Sub-Class 1 (kW)","Industrial Sub-Class 2 (kW)","Industrial Sub-Class 3 (kW)","Industrial Sub-Class 4 (kW)","Industrial Sub-Class 5 (kW)","Average of Industrial Sub-Classes (kW)",null,{"$f":"base0","v":"Data Entry Year: Baseline "},"Residential Sub-Class 1 (kW)","Residential Sub-Class 2 (kW)","Residential Sub-Class 3 (kW)","Residential Sub-Class 4 (kW)","Residential Sub-Class 5 (kW)","Average of Residential Sub-Classes (kW)","Commercial Sub-Class 1 (kW)","Commercial Sub-Class 2 (kW)","Commercial Sub-Class 3 (kW)","Commercial Sub-Class 4 (kW)","Commercial Sub-Class 5 (kW)","Average of Commercial Sub-Classes (kW)","Industrial Sub-Class 1 (kW)","Industrial Sub-Class 2 (kW)","Industrial Sub-Class 3 (kW)","Industrial Sub-Class 4 (kW)","Industrial Sub-Class 5 (kW)","Average of Industrial Sub-Classes (kW)",null,{"$f":"y_1","v":"Data Entry Year: 1"},"Residential Sub-Class 1 (kW)","Residential Sub-Class 2 (kW)","Residential Sub-Class 3 (kW)","Residential Sub-Class 4 (kW)","Residential Sub-Class 5 (kW)","Average of Residential Sub-Classes (kW)","Commercial Sub-Class 1 (kW)","Commercial Sub-Class 2 (kW)","Commercial Sub-Class 3 (kW)","Commercial Sub-Class 4 (kW)","Commercial Sub-Class 5 (kW)","Average of Commercial Sub-Classes (kW)","Industrial Sub-Class 1 (kW)","Industrial Sub-Class 2 (kW)","Industrial Sub-Class 3 (kW)","Industrial Sub-Class 4 (kW)","Industrial Sub-Class 5 (kW)","Average of Industrial Sub-Classes (kW)",null,{"$f":"base1","v":"Data Entry Year: Baseline 1"},"Residential Sub-Class 1 (kW)","Residential Sub-Class 2 (kW)","Residential Sub-Class 3 (kW)","Residential Sub-Class 4 (kW)","Residential Sub-Class 5 (kW)","Average of Residential Sub-Classes (kW)","Commercial Sub-Class 1 (kW)","Commercial Sub-Class 2 (kW)","Commercial Sub-Class 3 (kW)","Commercial Sub-Class 4 (kW)","Commercial Sub-Class 5 (kW)","Average of Commercial Sub-Classes (kW)","Industrial Sub-Class 1 (kW)","Industrial Sub-Class 2 (kW)","Industrial Sub-Class 3 (kW)","Industrial Sub-Class 4 (kW)","Industrial Sub-Class 5 (kW)","Average of Industrial Sub-Classes (kW)",null,{"$f":"y_2","v":"Data Entry Year: 2"},"Residential Sub-Class 1 (kW)","Residential Sub-Class 2 (kW)","Residential Sub-Class 3 (kW)","Residential Sub-Class 4 (kW)","Residential Sub-Class 5 (kW)","Average of Residential Sub-Classes (kW)","Commercial Sub-Class 1 (kW)","Commercial Sub-Class 2 (kW)","Commercial Sub-Class 3 (kW)","Commercial Sub-Class 4 (kW)","Commercial Sub-Class 5 (kW)","Average of Commercial Sub-Classes (kW)","Industrial Sub-Class 1 (kW)","Industrial Sub-Class 2 (kW)","Industrial Sub-Class 3 (kW)","Industrial Sub-Class 4 (kW)","Industrial Sub-Class 5 (kW)","Average of Industrial Sub-Classes (kW)",null,{"$f":"base2","v":"Data Entry Year: Baseline 2"},"Residential Sub-Class 1 (kW)","Residential Sub-Class 2 (kW)","Residential Sub-Class 3 (kW)","Residential Sub-Class 4 (kW)","Residential Sub-Class 5 (kW)","Average of Residential Sub-Classes (kW)","Commercial Sub-Class 1 (kW)","Commercial Sub-Class 2 (kW)","Commercial Sub-Class 3 (kW)","Commercial Sub-Class 4 (kW)","Commercial Sub-Class 5 (kW)","Average of Commercial Sub-Classes (kW)","Industrial Sub-Class 1 (kW)","Industrial Sub-Class 2 (kW)","Industrial Sub-Class 3 (kW)","Industrial Sub-Class 4 (kW)","Industrial Sub-Class 5 (kW)","Average of Industrial Sub-Classes (kW)",null,{"$f":"y_3","v":"Data Entry Year: 3"},"Residential Sub-Class 1 (kW)","Residential Sub-Class 2 (kW)","Residential Sub-Class 3 (kW)","Residential Sub-Class 4 (kW)","Residential Sub-Class 5 (kW)","Average of Residential Sub-Classes (kW)","Commercial Sub-Class 1 (kW)","Commercial Sub-Class 2 (kW)","Commercial Sub-Class 3 (kW)","Commercial Sub-Class 4 (kW)","Commercial Sub-Class 5 (kW)","Average of Commercial Sub-Classes (kW)","Industrial Sub-Class 1 (kW)","Industrial Sub-Class 2 (kW)","Industrial Sub-Class 3 (kW)","Industrial Sub-Class 4 (kW)","Industrial Sub-Class 5 (kW)","Average of Industrial Sub-Classes (kW)",null,{"$f":"base3","v":"Data Entry Year: Baseline 3"},"Residential Sub-Class 1 (kW)","Residential Sub-Class 2 (kW)","Residential Sub-Class 3 (kW)","Residential Sub-Class 4 (kW)","Residential Sub-Class 5 (kW)","Average of Residential Sub-Classes (kW)","Commercial Sub-Class 1 (kW)","Commercial Sub-Class 2 (kW)","Commercial Sub-Class 3 (kW)","Commercial Sub-Class 4 (kW)","Commercial Sub-Class 5 (kW)","Average of Commercial Sub-Classes (kW)","Industrial Sub-Class 1 (kW)","Industrial Sub-Class 2 (kW)","Industrial Sub-Class 3 (kW)","Industrial Sub-Class 4 (kW)","Industrial Sub-Class 5 (kW)","Average of Industrial Sub-Classes (kW)",null,{"$f":"y_4","v":"Data Entry Year: 4"},"Residential Sub-Class 1 (kW)","Residential Sub-Class 2 (kW)","Residential Sub-Class 3 (kW)","Residential Sub-Class 4 (kW)","Residential Sub-Class 5 (kW)","Average of Residential Sub-Classes (kW)","Commercial Sub-Class 1 (kW)","Commercial Sub-Class 2 (kW)","Commercial Sub-Class 3 (kW)","Commercial Sub-Class 4 (kW)","Commercial Sub-Class 5 (kW)","Average of Commercial Sub-Classes (kW)","Industrial Sub-Class 1 (kW)","Industrial Sub-Class 2 (kW)","Industrial Sub-Class 3 (kW)","Industrial Sub-Class 4 (kW)","Industrial Sub-Class 5 (kW)","Average of Industrial Sub-Classes (kW)",null,{"$f":"base4","v":"Data Entry Year: Baseline 4"},"Residential Sub-Class 1 (kW)","Residential Sub-Class 2 (kW)","Residential Sub-Class 3 (kW)","Residential Sub-Class 4 (kW)","Residential Sub-Class 5 (kW)","Average of Residential Sub-Classes (kW)","Commercial Sub-Class 1 (kW)","Commercial Sub-Class 2 (kW)","Commercial Sub-Class 3 (kW)","Commercial Sub-Class 4 (kW)","Commercial Sub-Class 5 (kW)","Average of Commercial Sub-Classes (kW)","Industrial Sub-Class 1 (kW)","Industrial Sub-Class 2 (kW)","Industrial Sub-Class 3 (kW)","Industrial Sub-Class 4 (kW)","Industrial Sub-Class 5 (kW)","Average of Industrial Sub-Classes (kW)",null,{"$f":"y_5","v":{"$error":"#REF!"}},"Residential Sub-Class 1 (kW)","Residential Sub-Class 2 (kW)","Residential Sub-Class 3 (kW)","Residential Sub-Class 4 (kW)","Residential Sub-Class 5 (kW)","Average of Residential Sub-Classes (kW)","Commercial Sub-Class 1 (kW)","Commercial Sub-Class 2 (kW)","Commercial Sub-Class 3 (kW)","Commercial Sub-Class 4 (kW)","Commercial Sub-Class 5 (kW)","Average of Commercial Sub-Classes (kW)","Industrial Sub-Class 1 (kW)","Industrial Sub-Class 2 (kW)","Industrial Sub-Class 3 (kW)","Industrial Sub-Class 4 (kW)","Industrial Sub-Class 5 (kW)","Average of Industrial Sub-Classes (kW)",null,{"$f":"base5","v":{"$error":"#REF!"}},"Residential Sub-Class 1 (kW)","Residential Sub-Class 2 (kW)","Residential Sub-Class 3 (kW)","Residential Sub-Class 4 (kW)","Residential Sub-Class 5 (kW)","Average of Residential Sub-Classes (kW)","Commercial Sub-Class 1 (kW)","Commercial Sub-Class 2 (kW)","Commercial Sub-Class 3 (kW)","Commercial Sub-Class 4 (kW)","Commercial Sub-Class 5 (kW)","Average of Commercial Sub-Classes (kW)","Industrial Sub-Class 1 (kW)","Industrial Sub-Class 2 (kW)","Industrial Sub-Class 3 (kW)","Industrial Sub-Class 4 (kW)","Industrial Sub-Class 5 (kW)","Average of Industrial Sub-Classes (kW)"]
[]
["Data Inputs","Range Name",{"$f":"\"Baseline \"&'DIM MAIN'!$C$20","v":"Baseline 0"},{"$f":"\"Baseline \"&'DIM MAIN'!$C$20+1","v":"Baseline 1"},{"$f":"\"Baseline \"&'DIM MAIN'!$C$20+2","v":"Baseline 2"},{"$f":"\"Baseline \"&'DIM MAIN'!$C$20+3","v":"Baseline 3"},{"$f":"\"Baseline \"&'DIM MAIN'!$C$20+4","v":"Baseline 4"},{"$f":"'DIM MAIN'!$C$20","v":0},{"$f":"'DIM MAIN'!$C$20+1","v":1},{"$f":"'DIM MAIN'!$C$20+2","v":2},{"$f":"'DIM MAIN'!$C$20+3","v":3},{"$f":"'DIM MAIN'!$C$20+4","v":4}]
[{"$f":"INDIRECT(B138)","v":"Annual Generation Cost"},"input45",{"$f":"IF(OFFSET(INDIRECT($B138),0,3)=0,\"\",IF(INDEX('Data Input Sheet'!$B$7:$S$116,MATCH($B138,'Data Input Sheet'!$B$7:$B$116,0),MATCH(C$137,'Data Input Sheet'!$B$6:$S$6,0))=\"\",\"\",INDEX('Data Input Sheet'!$B$7:$S$116,MATCH($B138,'Data Input Sheet'!$B$7:$B$116,0),MATCH(C$137,'Data Input Sheet'!$B$6:$S$6,0))))","v":""},{"$f":"IF(OFFSET(INDIRECT($B138),0,3)=0,\"\",IF(INDEX('Data Input Sheet'!$B$7:$S$116,MATCH($B138,'Data Input Sheet'!$B$7:$B$116,0),MATCH(D$137,'Data Input Sheet'!$B$6:$S$6,0))=\"\",\"\",INDEX('Data Input Sheet'!$B$7:$S$116,MATCH($B138,'Data Input Sheet'!$B$7:$B$116,0),MATCH(D$137,'Data Input Sheet'!$B$6:$S$6,0))))","v":""},{"$f":"IF(OFFSET(INDIRECT($B138),0,3)=0,\"\",IF(INDEX('Data Input Sheet'!$B$7:$S$116,MATCH($B138,'Data Input Sheet'!$B$7:$B$116,0),MATCH(E$137,'Data Input Sheet'!$B$6:$S$6,0))=\"\",\"\",INDEX('Data Input Sheet'!$B$7:$S$116,MATCH($B138,'Data Input Sheet'!$B$7:$B$116,0),MATCH(E$137,'Data Input Sheet'!$B$6:$S$6,0))))","v":""},{"$f":"IF(OFFSET(INDIRECT($B138),0,3)=0,\"\",IF(INDEX('Data Input Sheet'!$B$7:$S$116,MATCH($B138,'Data Input Sheet'!$B$7:$B$116,0),MATCH(F$137,'Data Input Sheet'!$B$6:$S$6,0))=\"\",\"\",INDEX('Data Input Sheet'!$B$7:$S$116,MATCH($B138,'Data Input Sheet'!$B$7:$B$116,0),MATCH(F$137,'Data Input Sheet'!$B$6:$S$6,0))))","v":""},{"$f":"IF(OFFSET(INDIRECT($B138),0,3)=0,\"\",IF(INDEX('Data Input Sheet'!$B$7:$S$116,MATCH($B138,'Data Input Sheet'!$B$7:$B$116,0),MATCH(G$137,'Data Input Sheet'!$B$6:$S$6,0))=\"\",\"\",INDEX('Data Input Sheet'!$B$7:$S$116,MATCH($B138,'Data Input Sheet'!$B$7:$B$116,0),MATCH(G$137,'Data Input Sheet'!$B$6:$S$6,0))))","v":""},{"$f":"IF(OFFSET(INDIRECT($B138),0,3)=0,\"\",IF(INDEX('Data Input Sheet'!$B$7:$S$116,MATCH($B138,'Data Input Sheet'!$B$7:$B$116,0),MATCH(H$137,'Data Input Sheet'!$B$6:$S$6,0))=\"\",\"\",INDEX('Data Input Sheet'!$B$7:$S$116,MATCH($B138,'Data Input Sheet'!$B$7:$B$116,0),MATCH(H$137,'Data Input Sheet'!$B$6:$S$6,0))))","v":""},{"$f":"IF(OFFSET(INDIRECT($B138),0,3)=0,\"\",IF(INDEX('Data Input Sheet'!$B$7:$S$116,MATCH($B138,'Data Input Sheet'!$B$7:$B$116,0),MATCH(I$137,'Data Input Sheet'!$B$6:$S$6,0))=\"\",\"\",INDEX('Data Input Sheet'!$B$7:$S$116,MATCH($B138,'Data Input Sheet'!$B$7:$B$116,0),MATCH(I$137,'Data Input Sheet'!$B$6:$S$6,0))))","v":""},{"$f":"IF(OFFSET(INDIRECT($B138),0,3)=0,\"\",IF(INDEX('Data Input Sheet'!$B$7:$S$116,MATCH($B138,'Data Input Sheet'!$B$7:$B$116,0),MATCH(J$137,'Data Input Sheet'!$B$6:$S$6,0))=\"\",\"\",INDEX('Data Input Sheet'!$B$7:$S$116,MATCH($B138,'Data Input Sheet'!$B$7:$B$116,0),MATCH(J$137,'Data Input Sheet'!$B$6:$S$6,0))))","v":""},{"$f":"IF(OFFSET(INDIRECT($B138),0,3)=0,\"\",IF(INDEX('Data Input Sheet'!$B$7:$S$116,MATCH($B138,'Data Input Sheet'!$B$7:$B$116,0),MATCH(K$137,'Data Input Sheet'!$B$6:$S$6,0))=\"\",\"\",INDEX('Data Input Sheet'!$B$7:$S$116,MATCH($B138,'Data Input Sheet'!$B$7:$B$116,0),MATCH(K$137,'Data Input Sheet'!$B$6:$S$6,0))))","v":""},{"$f":"IF(OFFSET(INDIRECT($B138),0,3)=0,\"\",IF(INDEX('Data Input Sheet'!$B$7:$S$116,MATCH($B138,'Data Input Sheet'!$B$7:$B$116,0),MATCH(L$137,'Data Input Sheet'!$B$6:$S$6,0))=\"\",\"\",INDEX('Data Input Sheet'!$B$7:$S$116,MATCH($B138,'Data Input Sheet'!$B$7:$B$116,0),MATCH(L$137,'Data Input Sheet'!$B$6:$S$6,0))))","v":""}]
[{"$f":"INDIRECT(B139)","v":"Annual Energy Storage Efficiency"},"input3",{"$f":"IF(OFFSET(INDIRECT($B139),0,3)=0,\"\",IF(INDEX('Data Input Sheet'!$B$7:$S$116,MATCH($B139,'Data Input Sheet'!$B$7:$B$116,0),MATCH(C$137,'Data Input Sheet'!$B$6:$S$6,0))=\"\",\"\",INDEX('Data Input Sheet'!$B$7:$S$116,MATCH($B139,'Data Input Sheet'!$B$7:$B$116,0),MATCH(C$137,'Data Input Sheet'!$B$6:$S$6,0))))","v":""},{"$f":"IF(OFFSET(INDIRECT($B139),0,3)=0,\"\",IF(INDEX('Data Input Sheet'!$B$7:$S$116,MATCH($B139,'Data Input Sheet'!$B$7:$B$116,0),MATCH(D$137,'Data Input Sheet'!$B$6:$S$6,0))=\"\",\"\",INDEX('Data Input Sheet'!$B$7:$S$116,MATCH($B139,'Data Input Sheet'!$B$7:$B$116,0),MATCH(D$137,'Data Input Sheet'!$B$6:$S$6,0))))","v":""},{"$f":"IF(OFFSET(INDIRECT($B139),0,3)=0,\"\",IF(INDEX('Data Input Sheet'!$B$7:$S$116,MATCH($B139,'Data Input Sheet'!$B$7:$B$116,0),MATCH(E$137,'Data Input Sheet'!$B$6:$S$6,0))=\"\",\"\",INDEX('Data Input Sheet'!$B$7:$S$116,MATCH($B139,'Data Input Sheet'!$B$7:$B$116,0),MATCH(E$137,'Data Input Sheet'!$B$6:$S$6,0))))","v":""},{"$f":"IF(OFFSET(INDIRECT($B139),0,3)=0,\"\",IF(INDEX('Data Input Sheet'!$B$7:$S$116,MATCH($B139,'Data Input Sheet'!$B$7:$B$116,0),MATCH(F$137,'Data Input Sheet'!$B$6:$S$6,0))=\"\",\"\",INDEX('Data Input Sheet'!$B$7:$S$116,MATCH($B139,'Data Input Sheet'!$B$7:$B$116,0),MATCH(F$137,'Data Input Sheet'!$B$6:$S$6,0))))","v":""},{"$f":"IF(OFFSET(INDIRECT($B139),0,3)=0,\"\",IF(INDEX('Data Input Sheet'!$B$7:$S$116,MATCH($B139,'Data Input Sheet'!$B$7:$B$116,0),MATCH(G$137,'Data Input Sheet'!$B$6:$S$6,0))=\"\",\"\",INDEX('Data Input Sheet'!$B$7:$S$116,MATCH($B139,'Data Input Sheet'!$B$7:$B$116,0),MATCH(G$137,'Data Input Sheet'!$B$6:$S$6,0))))","v":""},{"$f":"IF(OFFSET(INDIRECT($B139),0,3)=0,\"\",IF(INDEX('Data Input Sheet'!$B$7:$S$116,MATCH($B139,'Data Input Sheet'!$B$7:$B$116,0),MATCH(H$137,'Data Input Sheet'!$B$6:$S$6,0))=\"\",\"\",INDEX('Data Input Sheet'!$B$7:$S$116,MATCH($B139,'Data Input Sheet'!$B$7:$B$116,0),MATCH(H$137,'Data Input Sheet'!$B$6:$S$6,0))))","v":""},{"$f":"IF(OFFSET(INDIRECT($B139),0,3)=0,\"\",IF(INDEX('Data Input Sheet'!$B$7:$S$116,MATCH($B139,'Data Input Sheet'!$B$7:$B$116,0),MATCH(I$137,'Data Input Sheet'!$B$6:$S$6,0))=\"\",\"\",INDEX('Data Input Sheet'!$B$7:$S$116,MATCH($B139,'Data Input Sheet'!$B$7:$B$116,0),MATCH(I$137,'Data Input Sheet'!$B$6:$S$6,0))))","v":""},{"$f":"IF(OFFSET(INDIRECT($B139),0,3)=0,\"\",IF(INDEX('Data Input Sheet'!$B$7:$S$116,MATCH($B139,'Data Input Sheet'!$B$7:$B$116,0),MATCH(J$137,'Data Input Sheet'!$B$6:$S$6,0))=\"\",\"\",INDEX('Data Input Sheet'!$B$7:$S$116,MATCH($B139,'Data Input Sheet'!$B$7:$B$116,0),MATCH(J$137,'Data Input Sheet'!$B$6:$S$6,0))))","v":""},{"$f":"IF(OFFSET(INDIRECT($B139),0,3)=0,\"\",IF(INDEX('Data Input Sheet'!$B$7:$S$116,MATCH($B139,'Data Input Sheet'!$B$7:$B$116,0),MATCH(K$137,'Data Input Sheet'!$B$6:$S$6,0))=\"\",\"\",INDEX('Data Input Sheet'!$B$7:$S$116,MATCH($B139,'Data Input Sheet'!$B$7:$B$116,0),MATCH(K$137,'Data Input Sheet'!$B$6:$S$6,0))))","v":""},{"$f":"IF(OFFSET(INDIRECT($B139),0,3)=0,\"\",IF(INDEX('Data Input Sheet'!$B$7:$S$116,MATCH($B139,'Data Input Sheet'!$B$7:$B$116,0),MATCH(L$137,'Data Input Sheet'!$B$6:$S$6,0))=\"\",\"\",INDEX('Data Input Sheet'!$B$7:$S$116,MATCH($B139,'Data Input Sheet'!$B$7:$B$116,0),MATCH(L$137,'Data Input Sheet'!$B$6:$S$6,0))))","v":""}]
["Annual PEV Efficiency","input4",{"$f":"IF(OFFSET(INDIRECT($B140),0,3)=0,\"\",IF(INDEX('Data Input Sheet'!$B$7:$S$116,MATCH($B140,'Data Input Sheet'!$B$7:$B$116,0),MATCH(C$137,'Data Input Sheet'!$B$6:$S$6,0))=\"\",\"\",INDEX('Data Input Sheet'!$B$7:$S$116,MATCH($B140,'Data Input Sheet'!$B$7:$B$116,0),MATCH(C$137,'Data Input Sheet'!$B$6:$S$6,0))))","v":""},{"$f":"IF(OFFSET(INDIRECT($B140),0,3)=0,\"\",IF(INDEX('Data Input Sheet'!$B$7:$S$116,MATCH($B140,'Data Input Sheet'!$B$7:$B$116,0),MATCH(D$137,'Data Input Sheet'!$B$6:$S$6,0))=\"\",\"\",INDEX('Data Input Sheet'!$B$7:$S$116,MATCH($B140,'Data Input Sheet'!$B$7:$B$116,0),MATCH(D$137,'Data Input Sheet'!$B$6:$S$6,0))))","v":""},{"$f":"IF(OFFSET(INDIRECT($B140),0,3)=0,\"\",IF(INDEX('Data Input Sheet'!$B$7:$S$116,MATCH($B140,'Data Input Sheet'!$B$7:$B$116,0),MATCH(E$137,'Data Input Sheet'!$B$6:$S$6,0))=\"\",\"\",INDEX('Data Input Sheet'!$B$7:$S$116,MATCH($B140,'Data Input Sheet'!$B$7:$B$116,0),MATCH(E$137,'Data Input Sheet'!$B$6:$S$6,0))))","v":""},{"$f":"IF(OFFSET(INDIRECT($B140),0,3)=0,\"\",IF(INDEX('Data Input Sheet'!$B$7:$S$116,MATCH($B140,'Data Input Sheet'!$B$7:$B$116,0),MATCH(F$137,'Data Input Sheet'!$B$6:$S$6,0))=\"\",\"\",INDEX('Data Input Sheet'!$B$7:$S$116,MATCH($B140,'Data Input Sheet'!$B$7:$B$116,0),MATCH(F$137,'Data Input Sheet'!$B$6:$S$6,0))))","v":""},{"$f":"IF(OFFSET(INDIRECT($B140),0,3)=0,\"\",IF(INDEX('Data Input Sheet'!$B$7:$S$116,MATCH($B140,'Data Input Sheet'!$B$7:$B$116,0),MATCH(G$137,'Data Input Sheet'!$B$6:$S$6,0))=\"\",\"\",INDEX('Data Input Sheet'!$B$7:$S$116,MATCH($B140,'Data Input Sheet'!$B$7:$B$116,0),MATCH(G$137,'Data Input Sheet'!$B$6:$S$6,0))))","v":""},{"$f":"IF(OFFSET(INDIRECT($B140),0,3)=0,\"\",IF(INDEX('Data Input Sheet'!$B$7:$S$116,MATCH($B140,'Data Input Sheet'!$B$7:$B$116,0),MATCH(H$137,'Data Input Sheet'!$B$6:$S$6,0))=\"\",\"\",INDEX('Data Input Sheet'!$B$7:$S$116,MATCH($B140,'Data Input Sheet'!$B$7:$B$116,0),MATCH(H$137,'Data Input Sheet'!$B$6:$S$6,0))))","v":""},{"$f":"IF(OFFSET(INDIRECT($B140),0,3)=0,\"\",IF(INDEX('Data Input Sheet'!$B$7:$S$116,MATCH($B140,'Data Input Sheet'!$B$7:$B$116,0),MATCH(I$137,'Data Input Sheet'!$B$6:$S$6,0))=\"\",\"\",INDEX('Data Input Sheet'!$B$7:$S$116,MATCH($B140,'Data Input Sheet'!$B$7:$B$116,0),MATCH(I$137,'Data Input Sheet'!$B$6:$S$6,0))))","v":""},{"$f":"IF(OFFSET(INDIRECT($B140),0,3)=0,\"\",IF(INDEX('Data Input Sheet'!$B$7:$S$116,MATCH($B140,'Data Input Sheet'!$B$7:$B$116,0),MATCH(J$137,'Data Input Sheet'!$B$6:$S$6,0))=\"\",\"\",INDEX('Data Input Sheet'!$B$7:$S$116,MATCH($B140,'Data Input Sheet'!$B$7:$B$116,0),MATCH(J$137,'Data Input Sheet'!$B$6:$S$6,0))))","v":""},{"$f":"IF(OFFSET(INDIRECT($B140),0,3)=0,\"\",IF(INDEX('Data Input Sheet'!$B$7:$S$116,MATCH($B140,'Data Input Sheet'!$B$7:$B$116,0),MATCH(K$137,'Data Input Sheet'!$B$6:$S$6,0))=\"\",\"\",INDEX('Data Input Sheet'!$B$7:$S$116,MATCH($B140,'Data Input Sheet'!$B$7:$B$116,0),MATCH(K$137,'Data Input Sheet'!$B$6:$S$6,0))))","v":""},{"$f":"IF(OFFSET(INDIRECT($B140),0,3)=0,\"\",IF(INDEX('Data Input Sheet'!$B$7:$S$116,MATCH($B140,'Data Input Sheet'!$B$7:$B$116,0),MATCH(L$137,'Data Input Sheet'!$B$6:$S$6,0))=\"\",\"\",INDEX('Data Input Sheet'!$B$7:$S$116,MATCH($B140,'Data Input Sheet'!$B$7:$B$116,0),MATCH(L$137,'Data Input Sheet'!$B$6:$S$6,0))))","v":""}]
["Average Hourly Generation Cost","input1",{"$f":"IF(OFFSET(INDIRECT($B141),0,3)=0,\"\",IF(INDEX('Data Input Sheet'!$B$7:$S$116,MATCH($B141,'Data Input Sheet'!$B$7:$B$116,0),MATCH(C$137,'Data Input Sheet'!$B$6:$S$6,0))=\"\",\"\",INDEX('Data Input Sheet'!$B$7:$S$116,MATCH($B141,'Data Input Sheet'!$B$7:$B$116,0),MATCH(C$137,'Data Input Sheet'!$B$6:$S$6,0))))","v":""},{"$f":"IF(OFFSET(INDIRECT($B141),0,3)=0,\"\",IF(INDEX('Data Input Sheet'!$B$7:$S$116,MATCH($B141,'Data Input Sheet'!$B$7:$B$116,0),MATCH(D$137,'Data Input Sheet'!$B$6:$S$6,0))=\"\",\"\",INDEX('Data Input Sheet'!$B$7:$S$116,MATCH($B141,'Data Input Sheet'!$B$7:$B$116,0),MATCH(D$137,'Data Input Sheet'!$B$6:$S$6,0))))","v":""},{"$f":"IF(OFFSET(INDIRECT($B141),0,3)=0,\"\",IF(INDEX('Data Input Sheet'!$B$7:$S$116,MATCH($B141,'Data Input Sheet'!$B$7:$B$116,0),MATCH(E$137,'Data Input Sheet'!$B$6:$S$6,0))=\"\",\"\",INDEX('Data Input Sheet'!$B$7:$S$116,MATCH($B141,'Data Input Sheet'!$B$7:$B$116,0),MATCH(E$137,'Data Input Sheet'!$B$6:$S$6,0))))","v":""},{"$f":"IF(OFFSET(INDIRECT($B141),0,3)=0,\"\",IF(INDEX('Data Input Sheet'!$B$7:$S$116,MATCH($B141,'Data Input Sheet'!$B$7:$B$116,0),MATCH(F$137,'Data Input Sheet'!$B$6:$S$6,0))=\"\",\"\",INDEX('Data Input Sheet'!$B$7:$S$116,MATCH($B141,'Data Input Sheet'!$B$7:$B$116,0),MATCH(F$137,'Data Input Sheet'!$B$6:$S$6,0))))","v":""},{"$f":"IF(OFFSET(INDIRECT($B141),0,3)=0,\"\",IF(INDEX('Data Input Sheet'!$B$7:$S$116,MATCH($B141,'Data Input Sheet'!$B$7:$B$116,0),MATCH(G$137,'Data Input Sheet'!$B$6:$S$6,0))=\"\",\"\",INDEX('Data Input Sheet'!$B$7:$S$116,MATCH($B141,'Data Input Sheet'!$B$7:$B$116,0),MATCH(G$137,'Data Input Sheet'!$B$6:$S$6,0))))","v":""},{"$f":"IF(OFFSET(INDIRECT($B141),0,3)=0,\"\",IF(INDEX('Data Input Sheet'!$B$7:$S$116,MATCH($B141,'Data Input Sheet'!$B$7:$B$116,0),MATCH(H$137,'Data Input Sheet'!$B$6:$S$6,0))=\"\",\"\",INDEX('Data Input Sheet'!$B$7:$S$116,MATCH($B141,'Data Input Sheet'!$B$7:$B$116,0),MATCH(H$137,'Data Input Sheet'!$B$6:$S$6,0))))","v":""},{"$f":"IF(OFFSET(INDIRECT($B141),0,3)=0,\"\",IF(INDEX('Data Input Sheet'!$B$7:$S$116,MATCH($B141,'Data Input Sheet'!$B$7:$B$116,0),MATCH(I$137,'Data Input Sheet'!$B$6:$S$6,0))=\"\",\"\",INDEX('Data Input Sheet'!$B$7:$S$116,MATCH($B141,'Data Input Sheet'!$B$7:$B$116,0),MATCH(I$137,'Data Input Sheet'!$B$6:$S$6,0))))","v":""},{"$f":"IF(OFFSET(INDIRECT($B141),0,3)=0,\"\",IF(INDEX('Data Input Sheet'!$B$7:$S$116,MATCH($B141,'Data Input Sheet'!$B$7:$B$116,0),MATCH(J$137,'Data Input Sheet'!$B$6:$S$6,0))=\"\",\"\",INDEX('Data Input Sheet'!$B$7:$S$116,MATCH($B141,'Data Input Sheet'!$B$7:$B$116,0),MATCH(J$137,'Data Input Sheet'!$B$6:$S$6,0))))","v":""},{"$f":"IF(OFFSET(INDIRECT($B141),0,3)=0,\"\",IF(INDEX('Data Input Sheet'!$B$7:$S$116,MATCH($B141,'Data Input Sheet'!$B$7:$B$116,0),MATCH(K$137,'Data Input Sheet'!$B$6:$S$6,0))=\"\",\"\",INDEX('Data Input Sheet'!$B$7:$S$116,MATCH($B141,'Data Input Sheet'!$B$7:$B$116,0),MATCH(K$137,'Data Input Sheet'!$B$6:$S$6,0))))","v":""},{"$f":"IF(OFFSET(INDIRECT($B141),0,3)=0,\"\",IF(INDEX('Data Input Sheet'!$B$7:$S$116,MATCH($B141,'Data Input Sheet'!$B$7:$B$116,0),MATCH(L$137,'Data Input Sheet'!$B$6:$S$6,0))=\"\",\"\",INDEX('Data Input Sheet'!$B$7:$S$116,MATCH($B141,'Data Input Sheet'!$B$7:$B$116,0),MATCH(L$137,'Data Input Sheet'!$B$6:$S$6,0))))","v":""}]
["Avoided Annual Generator Dispatch","input2",{"$f":"IF(OFFSET(INDIRECT($B142),0,3)=0,\"\",IF(INDEX('Data Input Sheet'!$B$7:$S$116,MATCH($B142,'Data Input Sheet'!$B$7:$B$116,0),MATCH(C$137,'Data Input Sheet'!$B$6:$S$6,0))=\"\",\"\",INDEX('Data Input Sheet'!$B$7:$S$116,MATCH($B142,'Data Input Sheet'!$B$7:$B$116,0),MATCH(C$137,'Data Input Sheet'!$B$6:$S$6,0))))","v":""},{"$f":"IF(OFFSET(INDIRECT($B142),0,3)=0,\"\",IF(INDEX('Data Input Sheet'!$B$7:$S$116,MATCH($B142,'Data Input Sheet'!$B$7:$B$116,0),MATCH(D$137,'Data Input Sheet'!$B$6:$S$6,0))=\"\",\"\",INDEX('Data Input Sheet'!$B$7:$S$116,MATCH($B142,'Data Input Sheet'!$B$7:$B$116,0),MATCH(D$137,'Data Input Sheet'!$B$6:$S$6,0))))","v":""},{"$f":"IF(OFFSET(INDIRECT($B142),0,3)=0,\"\",IF(INDEX('Data Input Sheet'!$B$7:$S$116,MATCH($B142,'Data Input Sheet'!$B$7:$B$116,0),MATCH(E$137,'Data Input Sheet'!$B$6:$S$6,0))=\"\",\"\",INDEX('Data Input Sheet'!$B$7:$S$116,MATCH($B142,'Data Input Sheet'!$B$7:$B$116,0),MATCH(E$137,'Data Input Sheet'!$B$6:$S$6,0))))","v":""},{"$f":"IF(OFFSET(INDIRECT($B142),0,3)=0,\"\",IF(INDEX('Data Input Sheet'!$B$7:$S$116,MATCH($B142,'Data Input Sheet'!$B$7:$B$116,0),MATCH(F$137,'Data Input Sheet'!$B$6:$S$6,0))=\"\",\"\",INDEX('Data Input Sheet'!$B$7:$S$116,MATCH($B142,'Data Input Sheet'!$B$7:$B$116,0),MATCH(F$137,'Data Input Sheet'!$B$6:$S$6,0))))","v":""},{"$f":"IF(OFFSET(INDIRECT($B142),0,3)=0,\"\",IF(INDEX('Data Input Sheet'!$B$7:$S$116,MATCH($B142,'Data Input Sheet'!$B$7:$B$116,0),MATCH(G$137,'Data Input Sheet'!$B$6:$S$6,0))=\"\",\"\",INDEX('Data Input Sheet'!$B$7:$S$116,MATCH($B142,'Data Input Sheet'!$B$7:$B$116,0),MATCH(G$137,'Data Input Sheet'!$B$6:$S$6,0))))","v":""},{"$f":"IF(OFFSET(INDIRECT($B142),0,3)=0,\"\",IF(INDEX('Data Input Sheet'!$B$7:$S$116,MATCH($B142,'Data Input Sheet'!$B$7:$B$116,0),MATCH(H$137,'Data Input Sheet'!$B$6:$S$6,0))=\"\",\"\",INDEX('Data Input Sheet'!$B$7:$S$116,MATCH($B142,'Data Input Sheet'!$B$7:$B$116,0),MATCH(H$137,'Data Input Sheet'!$B$6:$S$6,0))))","v":""},{"$f":"IF(OFFSET(INDIRECT($B142),0,3)=0,\"\",IF(INDEX('Data Input Sheet'!$B$7:$S$116,MATCH($B142,'Data Input Sheet'!$B$7:$B$116,0),MATCH(I$137,'Data Input Sheet'!$B$6:$S$6,0))=\"\",\"\",INDEX('Data Input Sheet'!$B$7:$S$116,MATCH($B142,'Data Input Sheet'!$B$7:$B$116,0),MATCH(I$137,'Data Input Sheet'!$B$6:$S$6,0))))","v":""},{"$f":"IF(OFFSET(INDIRECT($B142),0,3)=0,\"\",IF(INDEX('Data Input Sheet'!$B$7:$S$116,MATCH($B142,'Data Input Sheet'!$B$7:$B$116,0),MATCH(J$137,'Data Input Sheet'!$B$6:$S$6,0))=\"\",\"\",INDEX('Data Input Sheet'!$B$7:$S$116,MATCH($B142,'Data Input Sheet'!$B$7:$B$116,0),MATCH(J$137,'Data Input Sheet'!$B$6:$S$6,0))))","v":""},{"$f":"IF(OFFSET(INDIRECT($B142),0,3)=0,\"\",IF(INDEX('Data Input Sheet'!$B$7:$S$116,MATCH($B142,'Data Input Sheet'!$B$7:$B$116,0),MATCH(K$137,'Data Input Sheet'!$B$6:$S$6,0))=\"\",\"\",INDEX('Data Input Sheet'!$B$7:$S$116,MATCH($B142,'Data Input Sheet'!$B$7:$B$116,0),MATCH(K$137,'Data Input Sheet'!$B$6:$S$6,0))))","v":""},{"$f":"IF(OFFSET(INDIRECT($B142),0,3)=0,\"\",IF(INDEX('Data Input Sheet'!$B$7:$S$116,MATCH($B142,'Data Input Sheet'!$B$7:$B$116,0),MATCH(L$137,'Data Input Sheet'!$B$6:$S$6,0))=\"\",\"\",INDEX('Data Input Sheet'!$B$7:$S$116,MATCH($B142,'Data Input Sheet'!$B$7:$B$116,0),MATCH(L$137,'Data Input Sheet'!$B$6:$S$6,0))))","v":""}]
["Energy Storage Use at Annual Peak Time","input6",{"$f":"IF(OFFSET(INDIRECT($B143),0,3)=0,\"\",IF(INDEX('Data Input Sheet'!$B$7:$S$116,MATCH($B143,'Data Input Sheet'!$B$7:$B$116,0),MATCH(C$137,'Data Input Sheet'!$B$6:$S$6,0))=\"\",\"\",INDEX('Data Input Sheet'!$B$7:$S$116,MATCH($B143,'Data Input Sheet'!$B$7:$B$116,0),MATCH(C$137,'Data Input Sheet'!$B$6:$S$6,0))))","v":""},{"$f":"IF(OFFSET(INDIRECT($B143),0,3)=0,\"\",IF(INDEX('Data Input Sheet'!$B$7:$S$116,MATCH($B143,'Data Input Sheet'!$B$7:$B$116,0),MATCH(D$137,'Data Input Sheet'!$B$6:$S$6,0))=\"\",\"\",INDEX('Data Input Sheet'!$B$7:$S$116,MATCH($B143,'Data Input Sheet'!$B$7:$B$116,0),MATCH(D$137,'Data Input Sheet'!$B$6:$S$6,0))))","v":""},{"$f":"IF(OFFSET(INDIRECT($B143),0,3)=0,\"\",IF(INDEX('Data Input Sheet'!$B$7:$S$116,MATCH($B143,'Data Input Sheet'!$B$7:$B$116,0),MATCH(E$137,'Data Input Sheet'!$B$6:$S$6,0))=\"\",\"\",INDEX('Data Input Sheet'!$B$7:$S$116,MATCH($B143,'Data Input Sheet'!$B$7:$B$116,0),MATCH(E$137,'Data Input Sheet'!$B$6:$S$6,0))))","v":""},{"$f":"IF(OFFSET(INDIRECT($B143),0,3)=0,\"\",IF(INDEX('Data Input Sheet'!$B$7:$S$116,MATCH($B143,'Data Input Sheet'!$B$7:$B$116,0),MATCH(F$137,'Data Input Sheet'!$B$6:$S$6,0))=\"\",\"\",INDEX('Data Input Sheet'!$B$7:$S$116,MATCH($B143,'Data Input Sheet'!$B$7:$B$116,0),MATCH(F$137,'Data Input Sheet'!$B$6:$S$6,0))))","v":""},{"$f":"IF(OFFSET(INDIRECT($B143),0,3)=0,\"\",IF(INDEX('Data Input Sheet'!$B$7:$S$116,MATCH($B143,'Data Input Sheet'!$B$7:$B$116,0),MATCH(G$137,'Data Input Sheet'!$B$6:$S$6,0))=\"\",\"\",INDEX('Data Input Sheet'!$B$7:$S$116,MATCH($B143,'Data Input Sheet'!$B$7:$B$116,0),MATCH(G$137,'Data Input Sheet'!$B$6:$S$6,0))))","v":""},{"$f":"IF(OFFSET(INDIRECT($B143),0,3)=0,\"\",IF(INDEX('Data Input Sheet'!$B$7:$S$116,MATCH($B143,'Data Input Sheet'!$B$7:$B$116,0),MATCH(H$137,'Data Input Sheet'!$B$6:$S$6,0))=\"\",\"\",INDEX('Data Input Sheet'!$B$7:$S$116,MATCH($B143,'Data Input Sheet'!$B$7:$B$116,0),MATCH(H$137,'Data Input Sheet'!$B$6:$S$6,0))))","v":""},{"$f":"IF(OFFSET(INDIRECT($B143),0,3)=0,\"\",IF(INDEX('Data Input Sheet'!$B$7:$S$116,MATCH($B143,'Data Input Sheet'!$B$7:$B$116,0),MATCH(I$137,'Data Input Sheet'!$B$6:$S$6,0))=\"\",\"\",INDEX('Data Input Sheet'!$B$7:$S$116,MATCH($B143,'Data Input Sheet'!$B$7:$B$116,0),MATCH(I$137,'Data Input Sheet'!$B$6:$S$6,0))))","v":""},{"$f":"IF(OFFSET(INDIRECT($B143),0,3)=0,\"\",IF(INDEX('Data Input Sheet'!$B$7:$S$116,MATCH($B143,'Data Input Sheet'!$B$7:$B$116,0),MATCH(J$137,'Data Input Sheet'!$B$6:$S$6,0))=\"\",\"\",INDEX('Data Input Sheet'!$B$7:$S$116,MATCH($B143,'Data Input Sheet'!$B$7:$B$116,0),MATCH(J$137,'Data Input Sheet'!$B$6:$S$6,0))))","v":""},{"$f":"IF(OFFSET(INDIRECT($B143),0,3)=0,\"\",IF(INDEX('Data Input Sheet'!$B$7:$S$116,MATCH($B143,'Data Input Sheet'!$B$7:$B$116,0),MATCH(K$137,'Data Input Sheet'!$B$6:$S$6,0))=\"\",\"\",INDEX('Data Input Sheet'!$B$7:$S$116,MATCH($B143,'Data Input Sheet'!$B$7:$B$116,0),MATCH(K$137,'Data Input Sheet'!$B$6:$S$6,0))))","v":""},{"$f":"IF(OFFSET(INDIRECT($B143),0,3)=0,\"\",IF(INDEX('Data Input Sheet'!$B$7:$S$116,MATCH($B143,'Data Input Sheet'!$B$7:$B$116,0),MATCH(L$137,'Data Input Sheet'!$B$6:$S$6,0))=\"\",\"\",INDEX('Data Input Sheet'!$B$7:$S$116,MATCH($B143,'Data Input Sheet'!$B$7:$B$116,0),MATCH(L$137,'Data Input Sheet'!$B$6:$S$6,0))))","v":""}]
["Distributed Generation Use at Annual Peak Time","input9",{"$f":"IF(OFFSET(INDIRECT($B144),0,3)=0,\"\",IF(INDEX('Data Input Sheet'!$B$7:$S$116,MATCH($B144,'Data Input Sheet'!$B$7:$B$116,0),MATCH(C$137,'Data Input Sheet'!$B$6:$S$6,0))=\"\",\"\",INDEX('Data Input Sheet'!$B$7:$S$116,MATCH($B144,'Data Input Sheet'!$B$7:$B$116,0),MATCH(C$137,'Data Input Sheet'!$B$6:$S$6,0))))","v":""},{"$f":"IF(OFFSET(INDIRECT($B144),0,3)=0,\"\",IF(INDEX('Data Input Sheet'!$B$7:$S$116,MATCH($B144,'Data Input Sheet'!$B$7:$B$116,0),MATCH(D$137,'Data Input Sheet'!$B$6:$S$6,0))=\"\",\"\",INDEX('Data Input Sheet'!$B$7:$S$116,MATCH($B144,'Data Input Sheet'!$B$7:$B$116,0),MATCH(D$137,'Data Input Sheet'!$B$6:$S$6,0))))","v":""},{"$f":"IF(OFFSET(INDIRECT($B144),0,3)=0,\"\",IF(INDEX('Data Input Sheet'!$B$7:$S$116,MATCH($B144,'Data Input Sheet'!$B$7:$B$116,0),MATCH(E$137,'Data Input Sheet'!$B$6:$S$6,0))=\"\",\"\",INDEX('Data Input Sheet'!$B$7:$S$116,MATCH($B144,'Data Input Sheet'!$B$7:$B$116,0),MATCH(E$137,'Data Input Sheet'!$B$6:$S$6,0))))","v":""},{"$f":"IF(OFFSET(INDIRECT($B144),0,3)=0,\"\",IF(INDEX('Data Input Sheet'!$B$7:$S$116,MATCH($B144,'Data Input Sheet'!$B$7:$B$116,0),MATCH(F$137,'Data Input Sheet'!$B$6:$S$6,0))=\"\",\"\",INDEX('Data Input Sheet'!$B$7:$S$116,MATCH($B144,'Data Input Sheet'!$B$7:$B$116,0),MATCH(F$137,'Data Input Sheet'!$B$6:$S$6,0))))","v":""},{"$f":"IF(OFFSET(INDIRECT($B144),0,3)=0,\"\",IF(INDEX('Data Input Sheet'!$B$7:$S$116,MATCH($B144,'Data Input Sheet'!$B$7:$B$116,0),MATCH(G$137,'Data Input Sheet'!$B$6:$S$6,0))=\"\",\"\",INDEX('Data Input Sheet'!$B$7:$S$116,MATCH($B144,'Data Input Sheet'!$B$7:$B$116,0),MATCH(G$137,'Data Input Sheet'!$B$6:$S$6,0))))","v":""},{"$f":"IF(OFFSET(INDIRECT($B144),0,3)=0,\"\",IF(INDEX('Data Input Sheet'!$B$7:$S$116,MATCH($B144,'Data Input Sheet'!$B$7:$B$116,0),MATCH(H$137,'Data Input Sheet'!$B$6:$S$6,0))=\"\",\"\",INDEX('Data Input Sheet'!$B$7:$S$116,MATCH($B144,'Data Input Sheet'!$B$7:$B$116,0),MATCH(H$137,'Data Input Sheet'!$B$6:$S$6,0))))","v":""},{"$f":"IF(OFFSET(INDIRECT($B144),0,3)=0,\"\",IF(INDEX('Data Input Sheet'!$B$7:$S$116,MATCH($B144,'Data Input Sheet'!$B$7:$B$116,0),MATCH(I$137,'Data Input Sheet'!$B$6:$S$6,0))=\"\",\"\",INDEX('Data Input Sheet'!$B$7:$S$116,MATCH($B144,'Data Input Sheet'!$B$7:$B$116,0),MATCH(I$137,'Data Input Sheet'!$B$6:$S$6,0))))","v":""},{"$f":"IF(OFFSET(INDIRECT($B144),0,3)=0,\"\",IF(INDEX('Data Input Sheet'!$B$7:$S$116,MATCH($B144,'Data Input Sheet'!$B$7:$B$116,0),MATCH(J$137,'Data Input Sheet'!$B$6:$S$6,0))=\"\",\"\",INDEX('Data Input Sheet'!$B$7:$S$116,MATCH($B144,'Data Input Sheet'!$B$7:$B$116,0),MATCH(J$137,'Data Input Sheet'!$B$6:$S$6,0))))","v":""},{"$f":"IF(OFFSET(INDIRECT($B144),0,3)=0,\"\",IF(INDEX('Data Input Sheet'!$B$7:$S$116,MATCH($B144,'Data Input Sheet'!$B$7:$B$116,0),MATCH(K$137,'Data Input Sheet'!$B$6:$S$6,0))=\"\",\"\",INDEX('Data Input Sheet'!$B$7:$S$116,MATCH($B144,'Data Input Sheet'!$B$7:$B$116,0),MATCH(K$137,'Data Input Sheet'!$B$6:$S$6,0))))","v":""},{"$f":"IF(OFFSET(INDIRECT($B144),0,3)=0,\"\",IF(INDEX('Data Input Sheet'!$B$7:$S$116,MATCH($B144,'Data Input Sheet'!$B$7:$B$116,0),MATCH(L$137,'Data Input Sheet'!$B$6:$S$6,0))=\"\",\"\",INDEX('Data Input Sheet'!$B$7:$S$116,MATCH($B144,'Data Input Sheet'!$B$7:$B$116,0),MATCH(L$137,'Data Input Sheet'!$B$6:$S$6,0))))","v":""}]
["PEV Use at Annual Peak Time","input10",{"$f":"IF(OFFSET(INDIRECT($B145),0,3)=0,\"\",IF(INDEX('Data Input Sheet'!$B$7:$S$116,MATCH($B145,'Data Input Sheet'!$B$7:$B$116,0),MATCH(C$137,'Data Input Sheet'!$B$6:$S$6,0))=\"\",\"\",INDEX('Data Input Sheet'!$B$7:$S$116,MATCH($B145,'Data Input Sheet'!$B$7:$B$116,0),MATCH(C$137,'Data Input Sheet'!$B$6:$S$6,0))))","v":""},{"$f":"IF(OFFSET(INDIRECT($B145),0,3)=0,\"\",IF(INDEX('Data Input Sheet'!$B$7:$S$116,MATCH($B145,'Data Input Sheet'!$B$7:$B$116,0),MATCH(D$137,'Data Input Sheet'!$B$6:$S$6,0))=\"\",\"\",INDEX('Data Input Sheet'!$B$7:$S$116,MATCH($B145,'Data Input Sheet'!$B$7:$B$116,0),MATCH(D$137,'Data Input Sheet'!$B$6:$S$6,0))))","v":""},{"$f":"IF(OFFSET(INDIRECT($B145),0,3)=0,\"\",IF(INDEX('Data Input Sheet'!$B$7:$S$116,MATCH($B145,'Data Input Sheet'!$B$7:$B$116,0),MATCH(E$137,'Data Input Sheet'!$B$6:$S$6,0))=\"\",\"\",INDEX('Data Input Sheet'!$B$7:$S$116,MATCH($B145,'Data Input Sheet'!$B$7:$B$116,0),MATCH(E$137,'Data Input Sheet'!$B$6:$S$6,0))))","v":""},{"$f":"IF(OFFSET(INDIRECT($B145),0,3)=0,\"\",IF(INDEX('Data Input Sheet'!$B$7:$S$116,MATCH($B145,'Data Input Sheet'!$B$7:$B$116,0),MATCH(F$137,'Data Input Sheet'!$B$6:$S$6,0))=\"\",\"\",INDEX('Data Input Sheet'!$B$7:$S$116,MATCH($B145,'Data Input Sheet'!$B$7:$B$116,0),MATCH(F$137,'Data Input Sheet'!$B$6:$S$6,0))))","v":""},{"$f":"IF(OFFSET(INDIRECT($B145),0,3)=0,\"\",IF(INDEX('Data Input Sheet'!$B$7:$S$116,MATCH($B145,'Data Input Sheet'!$B$7:$B$116,0),MATCH(G$137,'Data Input Sheet'!$B$6:$S$6,0))=\"\",\"\",INDEX('Data Input Sheet'!$B$7:$S$116,MATCH($B145,'Data Input Sheet'!$B$7:$B$116,0),MATCH(G$137,'Data Input Sheet'!$B$6:$S$6,0))))","v":""},{"$f":"IF(OFFSET(INDIRECT($B145),0,3)=0,\"\",IF(INDEX('Data Input Sheet'!$B$7:$S$116,MATCH($B145,'Data Input Sheet'!$B$7:$B$116,0),MATCH(H$137,'Data Input Sheet'!$B$6:$S$6,0))=\"\",\"\",INDEX('Data Input Sheet'!$B$7:$S$116,MATCH($B145,'Data Input Sheet'!$B$7:$B$116,0),MATCH(H$137,'Data Input Sheet'!$B$6:$S$6,0))))","v":""},{"$f":"IF(OFFSET(INDIRECT($B145),0,3)=0,\"\",IF(INDEX('Data Input Sheet'!$B$7:$S$116,MATCH($B145,'Data Input Sheet'!$B$7:$B$116,0),MATCH(I$137,'Data Input Sheet'!$B$6:$S$6,0))=\"\",\"\",INDEX('Data Input Sheet'!$B$7:$S$116,MATCH($B145,'Data Input Sheet'!$B$7:$B$116,0),MATCH(I$137,'Data Input Sheet'!$B$6:$S$6,0))))","v":""},{"$f":"IF(OFFSET(INDIRECT($B145),0,3)=0,\"\",IF(INDEX('Data Input Sheet'!$B$7:$S$116,MATCH($B145,'Data Input Sheet'!$B$7:$B$116,0),MATCH(J$137,'Data Input Sheet'!$B$6:$S$6,0))=\"\",\"\",INDEX('Data Input Sheet'!$B$7:$S$116,MATCH($B145,'Data Input Sheet'!$B$7:$B$116,0),MATCH(J$137,'Data Input Sheet'!$B$6:$S$6,0))))","v":""},{"$f":"IF(OFFSET(INDIRECT($B145),0,3)=0,\"\",IF(INDEX('Data Input Sheet'!$B$7:$S$116,MATCH($B145,'Data Input Sheet'!$B$7:$B$116,0),MATCH(K$137,'Data Input Sheet'!$B$6:$S$6,0))=\"\",\"\",INDEX('Data Input Sheet'!$B$7:$S$116,MATCH($B145,'Data Input Sheet'!$B$7:$B$116,0),MATCH(K$137,'Data Input Sheet'!$B$6:$S$6,0))))","v":""},{"$f":"IF(OFFSET(INDIRECT($B145),0,3)=0,\"\",IF(INDEX('Data Input Sheet'!$B$7:$S$116,MATCH($B145,'Data Input Sheet'!$B$7:$B$116,0),MATCH(L$137,'Data Input Sheet'!$B$6:$S$6,0))=\"\",\"\",INDEX('Data Input Sheet'!$B$7:$S$116,MATCH($B145,'Data Input Sheet'!$B$7:$B$116,0),MATCH(L$137,'Data Input Sheet'!$B$6:$S$6,0))))","v":""}]
["Price of Capacity at Annual Peak","input5",{"$f":"IF(OFFSET(INDIRECT($B146),0,3)=0,\"\",IF(INDEX('Data Input Sheet'!$B$7:$S$116,MATCH($B146,'Data Input Sheet'!$B$7:$B$116,0),MATCH(C$137,'Data Input Sheet'!$B$6:$S$6,0))=\"\",\"\",INDEX('Data Input Sheet'!$B$7:$S$116,MATCH($B146,'Data Input Sheet'!$B$7:$B$116,0),MATCH(C$137,'Data Input Sheet'!$B$6:$S$6,0))))","v":""},{"$f":"IF(OFFSET(INDIRECT($B146),0,3)=0,\"\",IF(INDEX('Data Input Sheet'!$B$7:$S$116,MATCH($B146,'Data Input Sheet'!$B$7:$B$116,0),MATCH(D$137,'Data Input Sheet'!$B$6:$S$6,0))=\"\",\"\",INDEX('Data Input Sheet'!$B$7:$S$116,MATCH($B146,'Data Input Sheet'!$B$7:$B$116,0),MATCH(D$137,'Data Input Sheet'!$B$6:$S$6,0))))","v":""},{"$f":"IF(OFFSET(INDIRECT($B146),0,3)=0,\"\",IF(INDEX('Data Input Sheet'!$B$7:$S$116,MATCH($B146,'Data Input Sheet'!$B$7:$B$116,0),MATCH(E$137,'Data Input Sheet'!$B$6:$S$6,0))=\"\",\"\",INDEX('Data Input Sheet'!$B$7:$S$116,MATCH($B146,'Data Input Sheet'!$B$7:$B$116,0),MATCH(E$137,'Data Input Sheet'!$B$6:$S$6,0))))","v":""},{"$f":"IF(OFFSET(INDIRECT($B146),0,3)=0,\"\",IF(INDEX('Data Input Sheet'!$B$7:$S$116,MATCH($B146,'Data Input Sheet'!$B$7:$B$116,0),MATCH(F$137,'Data Input Sheet'!$B$6:$S$6,0))=\"\",\"\",INDEX('Data Input Sheet'!$B$7:$S$116,MATCH($B146,'Data Input Sheet'!$B$7:$B$116,0),MATCH(F$137,'Data Input Sheet'!$B$6:$S$6,0))))","v":""},{"$f":"IF(OFFSET(INDIRECT($B146),0,3)=0,\"\",IF(INDEX('Data Input Sheet'!$B$7:$S$116,MATCH($B146,'Data Input Sheet'!$B$7:$B$116,0),MATCH(G$137,'Data Input Sheet'!$B$6:$S$6,0))=\"\",\"\",INDEX('Data Input Sheet'!$B$7:$S$116,MATCH($B146,'Data Input Sheet'!$B$7:$B$116,0),MATCH(G$137,'Data Input Sheet'!$B$6:$S$6,0))))","v":""},{"$f":"IF(OFFSET(INDIRECT($B146),0,3)=0,\"\",IF(INDEX('Data Input Sheet'!$B$7:$S$116,MATCH($B146,'Data Input Sheet'!$B$7:$B$116,0),MATCH(H$137,'Data Input Sheet'!$B$6:$S$6,0))=\"\",\"\",INDEX('Data Input Sheet'!$B$7:$S$116,MATCH($B146,'Data Input Sheet'!$B$7:$B$116,0),MATCH(H$137,'Data Input Sheet'!$B$6:$S$6,0))))","v":""},{"$f":"IF(OFFSET(INDIRECT($B146),0,3)=0,\"\",IF(INDEX('Data Input Sheet'!$B$7:$S$116,MATCH($B146,'Data Input Sheet'!$B$7:$B$116,0),MATCH(I$137,'Data Input Sheet'!$B$6:$S$6,0))=\"\",\"\",INDEX('Data Input Sheet'!$B$7:$S$116,MATCH($B146,'Data Input Sheet'!$B$7:$B$116,0),MATCH(I$137,'Data Input Sheet'!$B$6:$S$6,0))))","v":""},{"$f":"IF(OFFSET(INDIRECT($B146),0,3)=0,\"\",IF(INDEX('Data Input Sheet'!$B$7:$S$116,MATCH($B146,'Data Input Sheet'!$B$7:$B$116,0),MATCH(J$137,'Data Input Sheet'!$B$6:$S$6,0))=\"\",\"\",INDEX('Data Input Sheet'!$B$7:$S$116,MATCH($B146,'Data Input Sheet'!$B$7:$B$116,0),MATCH(J$137,'Data Input Sheet'!$B$6:$S$6,0))))","v":""},{"$f":"IF(OFFSET(INDIRECT($B146),0,3)=0,\"\",IF(INDEX('Data Input Sheet'!$B$7:$S$116,MATCH($B146,'Data Input Sheet'!$B$7:$B$116,0),MATCH(K$137,'Data Input Sheet'!$B$6:$S$6,0))=\"\",\"\",INDEX('Data Input Sheet'!$B$7:$S$116,MATCH($B146,'Data Input Sheet'!$B$7:$B$116,0),MATCH(K$137,'Data Input Sheet'!$B$6:$S$6,0))))","v":""},{"$f":"IF(OFFSET(INDIRECT($B146),0,3)=0,\"\",IF(INDEX('Data Input Sheet'!$B$7:$S$116,MATCH($B146,'Data Input Sheet'!$B$7:$B$116,0),MATCH(L$137,'Data Input Sheet'!$B$6:$S$6,0))=\"\",\"\",INDEX('Data Input Sheet'!$B$7:$S$116,MATCH($B146,'Data Input Sheet'!$B$7:$B$116,0),MATCH(L$137,'Data Input Sheet'!$B$6:$S$6,0))))","v":""}]
["Capital Carrying Charge of New Generation","input7",{"$f":"IF(OFFSET(INDIRECT($B147),0,3)=0,\"\",IF(INDEX('Data Input Sheet'!$B$7:$S$116,MATCH($B147,'Data Input Sheet'!$B$7:$B$116,0),MATCH(C$137,'Data Input Sheet'!$B$6:$S$6,0))=\"\",\"\",INDEX('Data Input Sheet'!$B$7:$S$116,MATCH($B147,'Data Input Sheet'!$B$7:$B$116,0),MATCH(C$137,'Data Input Sheet'!$B$6:$S$6,0))))","v":""},{"$f":"IF(OFFSET(INDIRECT($B147),0,3)=0,\"\",IF(INDEX('Data Input Sheet'!$B$7:$S$116,MATCH($B147,'Data Input Sheet'!$B$7:$B$116,0),MATCH(D$137,'Data Input Sheet'!$B$6:$S$6,0))=\"\",\"\",INDEX('Data Input Sheet'!$B$7:$S$116,MATCH($B147,'Data Input Sheet'!$B$7:$B$116,0),MATCH(D$137,'Data Input Sheet'!$B$6:$S$6,0))))","v":""},{"$f":"IF(OFFSET(INDIRECT($B147),0,3)=0,\"\",IF(INDEX('Data Input Sheet'!$B$7:$S$116,MATCH($B147,'Data Input Sheet'!$B$7:$B$116,0),MATCH(E$137,'Data Input Sheet'!$B$6:$S$6,0))=\"\",\"\",INDEX('Data Input Sheet'!$B$7:$S$116,MATCH($B147,'Data Input Sheet'!$B$7:$B$116,0),MATCH(E$137,'Data Input Sheet'!$B$6:$S$6,0))))","v":""},{"$f":"IF(OFFSET(INDIRECT($B147),0,3)=0,\"\",IF(INDEX('Data Input Sheet'!$B$7:$S$116,MATCH($B147,'Data Input Sheet'!$B$7:$B$116,0),MATCH(F$137,'Data Input Sheet'!$B$6:$S$6,0))=\"\",\"\",INDEX('Data Input Sheet'!$B$7:$S$116,MATCH($B147,'Data Input Sheet'!$B$7:$B$116,0),MATCH(F$137,'Data Input Sheet'!$B$6:$S$6,0))))","v":""},{"$f":"IF(OFFSET(INDIRECT($B147),0,3)=0,\"\",IF(INDEX('Data Input Sheet'!$B$7:$S$116,MATCH($B147,'Data Input Sheet'!$B$7:$B$116,0),MATCH(G$137,'Data Input Sheet'!$B$6:$S$6,0))=\"\",\"\",INDEX('Data Input Sheet'!$B$7:$S$116,MATCH($B147,'Data Input Sheet'!$B$7:$B$116,0),MATCH(G$137,'Data Input Sheet'!$B$6:$S$6,0))))","v":""},{"$f":"IF(OFFSET(INDIRECT($B147),0,3)=0,\"\",IF(INDEX('Data Input Sheet'!$B$7:$S$116,MATCH($B147,'Data Input Sheet'!$B$7:$B$116,0),MATCH(H$137,'Data Input Sheet'!$B$6:$S$6,0))=\"\",\"\",INDEX('Data Input Sheet'!$B$7:$S$116,MATCH($B147,'Data Input Sheet'!$B$7:$B$116,0),MATCH(H$137,'Data Input Sheet'!$B$6:$S$6,0))))","v":""},{"$f":"IF(OFFSET(INDIRECT($B147),0,3)=0,\"\",IF(INDEX('Data Input Sheet'!$B$7:$S$116,MATCH($B147,'Data Input Sheet'!$B$7:$B$116,0),MATCH(I$137,'Data Input Sheet'!$B$6:$S$6,0))=\"\",\"\",INDEX('Data Input Sheet'!$B$7:$S$116,MATCH($B147,'Data Input Sheet'!$B$7:$B$116,0),MATCH(I$137,'Data Input Sheet'!$B$6:$S$6,0))))","v":""},{"$f":"IF(OFFSET(INDIRECT($B147),0,3)=0,\"\",IF(INDEX('Data Input Sheet'!$B$7:$S$116,MATCH($B147,'Data Input Sheet'!$B$7:$B$116,0),MATCH(J$137,'Data Input Sheet'!$B$6:$S$6,0))=\"\",\"\",INDEX('Data Input Sheet'!$B$7:$S$116,MATCH($B147,'Data Input Sheet'!$B$7:$B$116,0),MATCH(J$137,'Data Input Sheet'!$B$6:$S$6,0))))","v":""},{"$f":"IF(OFFSET(INDIRECT($B147),0,3)=0,\"\",IF(INDEX('Data Input Sheet'!$B$7:$S$116,MATCH($B147,'Data Input Sheet'!$B$7:$B$116,0),MATCH(K$137,'Data Input Sheet'!$B$6:$S$6,0))=\"\",\"\",INDEX('Data Input Sheet'!$B$7:$S$116,MATCH($B147,'Data Input Sheet'!$B$7:$B$116,0),MATCH(K$137,'Data Input Sheet'!$B$6:$S$6,0))))","v":""},{"$f":"IF(OFFSET(INDIRECT($B147),0,3)=0,\"\",IF(INDEX('Data Input Sheet'!$B$7:$S$116,MATCH($B147,'Data Input Sheet'!$B$7:$B$116,0),MATCH(L$137,'Data Input Sheet'!$B$6:$S$6,0))=\"\",\"\",INDEX('Data Input Sheet'!$B$7:$S$116,MATCH($B147,'Data Input Sheet'!$B$7:$B$116,0),MATCH(L$137,'Data Input Sheet'!$B$6:$S$6,0))))","v":""}]
["Generation Investment Time Deferred","input8",{"$f":"IF(OFFSET(INDIRECT($B148),0,3)=0,\"\",IF(INDEX('Data Input Sheet'!$B$7:$S$116,MATCH($B148,'Data Input Sheet'!$B$7:$B$116,0),MATCH(C$137,'Data Input Sheet'!$B$6:$S$6,0))=\"\",\"\",INDEX('Data Input Sheet'!$B$7:$S$116,MATCH($B148,'Data Input Sheet'!$B$7:$B$116,0),MATCH(C$137,'Data Input Sheet'!$B$6:$S$6,0))))","v":""},{"$f":"IF(OFFSET(INDIRECT($B148),0,3)=0,\"\",IF(INDEX('Data Input Sheet'!$B$7:$S$116,MATCH($B148,'Data Input Sheet'!$B$7:$B$116,0),MATCH(D$137,'Data Input Sheet'!$B$6:$S$6,0))=\"\",\"\",INDEX('Data Input Sheet'!$B$7:$S$116,MATCH($B148,'Data Input Sheet'!$B$7:$B$116,0),MATCH(D$137,'Data Input Sheet'!$B$6:$S$6,0))))","v":""},{"$f":"IF(OFFSET(INDIRECT($B148),0,3)=0,\"\",IF(INDEX('Data Input Sheet'!$B$7:$S$116,MATCH($B148,'Data Input Sheet'!$B$7:$B$116,0),MATCH(E$137,'Data Input Sheet'!$B$6:$S$6,0))=\"\",\"\",INDEX('Data Input Sheet'!$B$7:$S$116,MATCH($B148,'Data Input Sheet'!$B$7:$B$116,0),MATCH(E$137,'Data Input Sheet'!$B$6:$S$6,0))))","v":""},{"$f":"IF(OFFSET(INDIRECT($B148),0,3)=0,\"\",IF(INDEX('Data Input Sheet'!$B$7:$S$116,MATCH($B148,'Data Input Sheet'!$B$7:$B$116,0),MATCH(F$137,'Data Input Sheet'!$B$6:$S$6,0))=\"\",\"\",INDEX('Data Input Sheet'!$B$7:$S$116,MATCH($B148,'Data Input Sheet'!$B$7:$B$116,0),MATCH(F$137,'Data Input Sheet'!$B$6:$S$6,0))))","v":""},{"$f":"IF(OFFSET(INDIRECT($B148),0,3)=0,\"\",IF(INDEX('Data Input Sheet'!$B$7:$S$116,MATCH($B148,'Data Input Sheet'!$B$7:$B$116,0),MATCH(G$137,'Data Input Sheet'!$B$6:$S$6,0))=\"\",\"\",INDEX('Data Input Sheet'!$B$7:$S$116,MATCH($B148,'Data Input Sheet'!$B$7:$B$116,0),MATCH(G$137,'Data Input Sheet'!$B$6:$S$6,0))))","v":""},{"$f":"IF(OFFSET(INDIRECT($B148),0,3)=0,\"\",IF(INDEX('Data Input Sheet'!$B$7:$S$116,MATCH($B148,'Data Input Sheet'!$B$7:$B$116,0),MATCH(H$137,'Data Input Sheet'!$B$6:$S$6,0))=\"\",\"\",INDEX('Data Input Sheet'!$B$7:$S$116,MATCH($B148,'Data Input Sheet'!$B$7:$B$116,0),MATCH(H$137,'Data Input Sheet'!$B$6:$S$6,0))))","v":""},{"$f":"IF(OFFSET(INDIRECT($B148),0,3)=0,\"\",IF(INDEX('Data Input Sheet'!$B$7:$S$116,MATCH($B148,'Data Input Sheet'!$B$7:$B$116,0),MATCH(I$137,'Data Input Sheet'!$B$6:$S$6,0))=\"\",\"\",INDEX('Data Input Sheet'!$B$7:$S$116,MATCH($B148,'Data Input Sheet'!$B$7:$B$116,0),MATCH(I$137,'Data Input Sheet'!$B$6:$S$6,0))))","v":""},{"$f":"IF(OFFSET(INDIRECT($B148),0,3)=0,\"\",IF(INDEX('Data Input Sheet'!$B$7:$S$116,MATCH($B148,'Data Input Sheet'!$B$7:$B$116,0),MATCH(J$137,'Data Input Sheet'!$B$6:$S$6,0))=\"\",\"\",INDEX('Data Input Sheet'!$B$7:$S$116,MATCH($B148,'Data Input Sheet'!$B$7:$B$116,0),MATCH(J$137,'Data Input Sheet'!$B$6:$S$6,0))))","v":""},{"$f":"IF(OFFSET(INDIRECT($B148),0,3)=0,\"\",IF(INDEX('Data Input Sheet'!$B$7:$S$116,MATCH($B148,'Data Input Sheet'!$B$7:$B$116,0),MATCH(K$137,'Data Input Sheet'!$B$6:$S$6,0))=\"\",\"\",INDEX('Data Input Sheet'!$B$7:$S$116,MATCH($B148,'Data Input Sheet'!$B$7:$B$116,0),MATCH(K$137,'Data Input Sheet'!$B$6:$S$6,0))))","v":""},{"$f":"IF(OFFSET(INDIRECT($B148),0,3)=0,\"\",IF(INDEX('Data Input Sheet'!$B$7:$S$116,MATCH($B148,'Data Input Sheet'!$B$7:$B$116,0),MATCH(L$137,'Data Input Sheet'!$B$6:$S$6,0))=\"\",\"\",INDEX('Data Input Sheet'!$B$7:$S$116,MATCH($B148,'Data Input Sheet'!$B$7:$B$116,0),MATCH(L$137,'Data Input Sheet'!$B$6:$S$6,0))))","v":""}]
["Ancillary Services Cost","input48",{"$f":"IF(OFFSET(INDIRECT($B149),0,3)=0,\"\",IF(INDEX('Data Input Sheet'!$B$7:$S$116,MATCH($B149,'Data Input Sheet'!$B$7:$B$116,0),MATCH(C$137,'Data Input Sheet'!$B$6:$S$6,0))=\"\",\"\",INDEX('Data Input Sheet'!$B$7:$S$116,MATCH($B149,'Data Input Sheet'!$B$7:$B$116,0),MATCH(C$137,'Data Input Sheet'!$B$6:$S$6,0))))","v":""},{"$f":"IF(OFFSET(INDIRECT($B149),0,3)=0,\"\",IF(INDEX('Data Input Sheet'!$B$7:$S$116,MATCH($B149,'Data Input Sheet'!$B$7:$B$116,0),MATCH(D$137,'Data Input Sheet'!$B$6:$S$6,0))=\"\",\"\",INDEX('Data Input Sheet'!$B$7:$S$116,MATCH($B149,'Data Input Sheet'!$B$7:$B$116,0),MATCH(D$137,'Data Input Sheet'!$B$6:$S$6,0))))","v":""},{"$f":"IF(OFFSET(INDIRECT($B149),0,3)=0,\"\",IF(INDEX('Data Input Sheet'!$B$7:$S$116,MATCH($B149,'Data Input Sheet'!$B$7:$B$116,0),MATCH(E$137,'Data Input Sheet'!$B$6:$S$6,0))=\"\",\"\",INDEX('Data Input Sheet'!$B$7:$S$116,MATCH($B149,'Data Input Sheet'!$B$7:$B$116,0),MATCH(E$137,'Data Input Sheet'!$B$6:$S$6,0))))","v":""},{"$f":"IF(OFFSET(INDIRECT($B149),0,3)=0,\"\",IF(INDEX('Data Input Sheet'!$B$7:$S$116,MATCH($B149,'Data Input Sheet'!$B$7:$B$116,0),MATCH(F$137,'Data Input Sheet'!$B$6:$S$6,0))=\"\",\"\",INDEX('Data Input Sheet'!$B$7:$S$116,MATCH($B149,'Data Input Sheet'!$B$7:$B$116,0),MATCH(F$137,'Data Input Sheet'!$B$6:$S$6,0))))","v":""},{"$f":"IF(OFFSET(INDIRECT($B149),0,3)=0,\"\",IF(INDEX('Data Input Sheet'!$B$7:$S$116,MATCH($B149,'Data Input Sheet'!$B$7:$B$116,0),MATCH(G$137,'Data Input Sheet'!$B$6:$S$6,0))=\"\",\"\",INDEX('Data Input Sheet'!$B$7:$S$116,MATCH($B149,'Data Input Sheet'!$B$7:$B$116,0),MATCH(G$137,'Data Input Sheet'!$B$6:$S$6,0))))","v":""},{"$f":"IF(OFFSET(INDIRECT($B149),0,3)=0,\"\",IF(INDEX('Data Input Sheet'!$B$7:$S$116,MATCH($B149,'Data Input Sheet'!$B$7:$B$116,0),MATCH(H$137,'Data Input Sheet'!$B$6:$S$6,0))=\"\",\"\",INDEX('Data Input Sheet'!$B$7:$S$116,MATCH($B149,'Data Input Sheet'!$B$7:$B$116,0),MATCH(H$137,'Data Input Sheet'!$B$6:$S$6,0))))","v":""},{"$f":"IF(OFFSET(INDIRECT($B149),0,3)=0,\"\",IF(INDEX('Data Input Sheet'!$B$7:$S$116,MATCH($B149,'Data Input Sheet'!$B$7:$B$116,0),MATCH(I$137,'Data Input Sheet'!$B$6:$S$6,0))=\"\",\"\",INDEX('Data Input Sheet'!$B$7:$S$116,MATCH($B149,'Data Input Sheet'!$B$7:$B$116,0),MATCH(I$137,'Data Input Sheet'!$B$6:$S$6,0))))","v":""},{"$f":"IF(OFFSET(INDIRECT($B149),0,3)=0,\"\",IF(INDEX('Data Input Sheet'!$B$7:$S$116,MATCH($B149,'Data Input Sheet'!$B$7:$B$116,0),MATCH(J$137,'Data Input Sheet'!$B$6:$S$6,0))=\"\",\"\",INDEX('Data Input Sheet'!$B$7:$S$116,MATCH($B149,'Data Input Sheet'!$B$7:$B$116,0),MATCH(J$137,'Data Input Sheet'!$B$6:$S$6,0))))","v":""},{"$f":"IF(OFFSET(INDIRECT($B149),0,3)=0,\"\",IF(INDEX('Data Input Sheet'!$B$7:$S$116,MATCH($B149,'Data Input Sheet'!$B$7:$B$116,0),MATCH(K$137,'Data Input Sheet'!$B$6:$S$6,0))=\"\",\"\",INDEX('Data Input Sheet'!$B$7:$S$116,MATCH($B149,'Data Input Sheet'!$B$7:$B$116,0),MATCH(K$137,'Data Input Sheet'!$B$6:$S$6,0))))","v":""},{"$f":"IF(OFFSET(INDIRECT($B149),0,3)=0,\"\",IF(INDEX('Data Input Sheet'!$B$7:$S$116,MATCH($B149,'Data Input Sheet'!$B$7:$B$116,0),MATCH(L$137,'Data Input Sheet'!$B$6:$S$6,0))=\"\",\"\",INDEX('Data Input Sheet'!$B$7:$S$116,MATCH($B149,'Data Input Sheet'!$B$7:$B$116,0),MATCH(L$137,'Data Input Sheet'!$B$6:$S$6,0))))","v":""}]
["Average Price of Reserves","input11",{"$f":"IF(OFFSET(INDIRECT($B150),0,3)=0,\"\",IF(INDEX('Data Input Sheet'!$B$7:$S$116,MATCH($B150,'Data Input Sheet'!$B$7:$B$116,0),MATCH(C$137,'Data Input Sheet'!$B$6:$S$6,0))=\"\",\"\",INDEX('Data Input Sheet'!$B$7:$S$116,MATCH($B150,'Data Input Sheet'!$B$7:$B$116,0),MATCH(C$137,'Data Input Sheet'!$B$6:$S$6,0))))","v":""},{"$f":"IF(OFFSET(INDIRECT($B150),0,3)=0,\"\",IF(INDEX('Data Input Sheet'!$B$7:$S$116,MATCH($B150,'Data Input Sheet'!$B$7:$B$116,0),MATCH(D$137,'Data Input Sheet'!$B$6:$S$6,0))=\"\",\"\",INDEX('Data Input Sheet'!$B$7:$S$116,MATCH($B150,'Data Input Sheet'!$B$7:$B$116,0),MATCH(D$137,'Data Input Sheet'!$B$6:$S$6,0))))","v":""},{"$f":"IF(OFFSET(INDIRECT($B150),0,3)=0,\"\",IF(INDEX('Data Input Sheet'!$B$7:$S$116,MATCH($B150,'Data Input Sheet'!$B$7:$B$116,0),MATCH(E$137,'Data Input Sheet'!$B$6:$S$6,0))=\"\",\"\",INDEX('Data Input Sheet'!$B$7:$S$116,MATCH($B150,'Data Input Sheet'!$B$7:$B$116,0),MATCH(E$137,'Data Input Sheet'!$B$6:$S$6,0))))","v":""},{"$f":"IF(OFFSET(INDIRECT($B150),0,3)=0,\"\",IF(INDEX('Data Input Sheet'!$B$7:$S$116,MATCH($B150,'Data Input Sheet'!$B$7:$B$116,0),MATCH(F$137,'Data Input Sheet'!$B$6:$S$6,0))=\"\",\"\",INDEX('Data Input Sheet'!$B$7:$S$116,MATCH($B150,'Data Input Sheet'!$B$7:$B$116,0),MATCH(F$137,'Data Input Sheet'!$B$6:$S$6,0))))","v":""},{"$f":"IF(OFFSET(INDIRECT($B150),0,3)=0,\"\",IF(INDEX('Data Input Sheet'!$B$7:$S$116,MATCH($B150,'Data Input Sheet'!$B$7:$B$116,0),MATCH(G$137,'Data Input Sheet'!$B$6:$S$6,0))=\"\",\"\",INDEX('Data Input Sheet'!$B$7:$S$116,MATCH($B150,'Data Input Sheet'!$B$7:$B$116,0),MATCH(G$137,'Data Input Sheet'!$B$6:$S$6,0))))","v":""},{"$f":"IF(OFFSET(INDIRECT($B150),0,3)=0,\"\",IF(INDEX('Data Input Sheet'!$B$7:$S$116,MATCH($B150,'Data Input Sheet'!$B$7:$B$116,0),MATCH(H$137,'Data Input Sheet'!$B$6:$S$6,0))=\"\",\"\",INDEX('Data Input Sheet'!$B$7:$S$116,MATCH($B150,'Data Input Sheet'!$B$7:$B$116,0),MATCH(H$137,'Data Input Sheet'!$B$6:$S$6,0))))","v":""},{"$f":"IF(OFFSET(INDIRECT($B150),0,3)=0,\"\",IF(INDEX('Data Input Sheet'!$B$7:$S$116,MATCH($B150,'Data Input Sheet'!$B$7:$B$116,0),MATCH(I$137,'Data Input Sheet'!$B$6:$S$6,0))=\"\",\"\",INDEX('Data Input Sheet'!$B$7:$S$116,MATCH($B150,'Data Input Sheet'!$B$7:$B$116,0),MATCH(I$137,'Data Input Sheet'!$B$6:$S$6,0))))","v":""},{"$f":"IF(OFFSET(INDIRECT($B150),0,3)=0,\"\",IF(INDEX('Data Input Sheet'!$B$7:$S$116,MATCH($B150,'Data Input Sheet'!$B$7:$B$116,0),MATCH(J$137,'Data Input Sheet'!$B$6:$S$6,0))=\"\",\"\",INDEX('Data Input Sheet'!$B$7:$S$116,MATCH($B150,'Data Input Sheet'!$B$7:$B$116,0),MATCH(J$137,'Data Input Sheet'!$B$6:$S$6,0))))","v":""},{"$f":"IF(OFFSET(INDIRECT($B150),0,3)=0,\"\",IF(INDEX('Data Input Sheet'!$B$7:$S$116,MATCH($B150,'Data Input Sheet'!$B$7:$B$116,0),MATCH(K$137,'Data Input Sheet'!$B$6:$S$6,0))=\"\",\"\",INDEX('Data Input Sheet'!$B$7:$S$116,MATCH($B150,'Data Input Sheet'!$B$7:$B$116,0),MATCH(K$137,'Data Input Sheet'!$B$6:$S$6,0))))","v":""},{"$f":"IF(OFFSET(INDIRECT($B150),0,3)=0,\"\",IF(INDEX('Data Input Sheet'!$B$7:$S$116,MATCH($B150,'Data Input Sheet'!$B$7:$B$116,0),MATCH(L$137,'Data Input Sheet'!$B$6:$S$6,0))=\"\",\"\",INDEX('Data Input Sheet'!$B$7:$S$116,MATCH($B150,'Data Input Sheet'!$B$7:$B$116,0),MATCH(L$137,'Data Input Sheet'!$B$6:$S$6,0))))","v":""}]
["Reserve Purchases","input12",{"$f":"IF(OFFSET(INDIRECT($B151),0,3)=0,\"\",IF(INDEX('Data Input Sheet'!$B$7:$S$116,MATCH($B151,'Data Input Sheet'!$B$7:$B$116,0),MATCH(C$137,'Data Input Sheet'!$B$6:$S$6,0))=\"\",\"\",INDEX('Data Input Sheet'!$B$7:$S$116,MATCH($B151,'Data Input Sheet'!$B$7:$B$116,0),MATCH(C$137,'Data Input Sheet'!$B$6:$S$6,0))))","v":""},{"$f":"IF(OFFSET(INDIRECT($B151),0,3)=0,\"\",IF(INDEX('Data Input Sheet'!$B$7:$S$116,MATCH($B151,'Data Input Sheet'!$B$7:$B$116,0),MATCH(D$137,'Data Input Sheet'!$B$6:$S$6,0))=\"\",\"\",INDEX('Data Input Sheet'!$B$7:$S$116,MATCH($B151,'Data Input Sheet'!$B$7:$B$116,0),MATCH(D$137,'Data Input Sheet'!$B$6:$S$6,0))))","v":""},{"$f":"IF(OFFSET(INDIRECT($B151),0,3)=0,\"\",IF(INDEX('Data Input Sheet'!$B$7:$S$116,MATCH($B151,'Data Input Sheet'!$B$7:$B$116,0),MATCH(E$137,'Data Input Sheet'!$B$6:$S$6,0))=\"\",\"\",INDEX('Data Input Sheet'!$B$7:$S$116,MATCH($B151,'Data Input Sheet'!$B$7:$B$116,0),MATCH(E$137,'Data Input Sheet'!$B$6:$S$6,0))))","v":""},{"$f":"IF(OFFSET(INDIRECT($B151),0,3)=0,\"\",IF(INDEX('Data Input Sheet'!$B$7:$S$116,MATCH($B151,'Data Input Sheet'!$B$7:$B$116,0),MATCH(F$137,'Data Input Sheet'!$B$6:$S$6,0))=\"\",\"\",INDEX('Data Input Sheet'!$B$7:$S$116,MATCH($B151,'Data Input Sheet'!$B$7:$B$116,0),MATCH(F$137,'Data Input Sheet'!$B$6:$S$6,0))))","v":""},{"$f":"IF(OFFSET(INDIRECT($B151),0,3)=0,\"\",IF(INDEX('Data Input Sheet'!$B$7:$S$116,MATCH($B151,'Data Input Sheet'!$B$7:$B$116,0),MATCH(G$137,'Data Input Sheet'!$B$6:$S$6,0))=\"\",\"\",INDEX('Data Input Sheet'!$B$7:$S$116,MATCH($B151,'Data Input Sheet'!$B$7:$B$116,0),MATCH(G$137,'Data Input Sheet'!$B$6:$S$6,0))))","v":""},{"$f":"IF(OFFSET(INDIRECT($B151),0,3)=0,\"\",IF(INDEX('Data Input Sheet'!$B$7:$S$116,MATCH($B151,'Data Input Sheet'!$B$7:$B$116,0),MATCH(H$137,'Data Input Sheet'!$B$6:$S$6,0))=\"\",\"\",INDEX('Data Input Sheet'!$B$7:$S$116,MATCH($B151,'Data Input Sheet'!$B$7:$B$116,0),MATCH(H$137,'Data Input Sheet'!$B$6:$S$6,0))))","v":""},{"$f":"IF(OFFSET(INDIRECT($B151),0,3)=0,\"\",IF(INDEX('Data Input Sheet'!$B$7:$S$116,MATCH($B151,'Data Input Sheet'!$B$7:$B$116,0),MATCH(I$137,'Data Input Sheet'!$B$6:$S$6,0))=\"\",\"\",INDEX('Data Input Sheet'!$B$7:$S$116,MATCH($B151,'Data Input Sheet'!$B$7:$B$116,0),MATCH(I$137,'Data Input Sheet'!$B$6:$S$6,0))))","v":""},{"$f":"IF(OFFSET(INDIRECT($B151),0,3)=0,\"\",IF(INDEX('Data Input Sheet'!$B$7:$S$116,MATCH($B151,'Data Input Sheet'!$B$7:$B$116,0),MATCH(J$137,'Data Input Sheet'!$B$6:$S$6,0))=\"\",\"\",INDEX('Data Input Sheet'!$B$7:$S$116,MATCH($B151,'Data Input Sheet'!$B$7:$B$116,0),MATCH(J$137,'Data Input Sheet'!$B$6:$S$6,0))))","v":""},{"$f":"IF(OFFSET(INDIRECT($B151),0,3)=0,\"\",IF(INDEX('Data Input Sheet'!$B$7:$S$116,MATCH($B151,'Data Input Sheet'!$B$7:$B$116,0),MATCH(K$137,'Data Input Sheet'!$B$6:$S$6,0))=\"\",\"\",INDEX('Data Input Sheet'!$B$7:$S$116,MATCH($B151,'Data Input Sheet'!$B$7:$B$116,0),MATCH(K$137,'Data Input Sheet'!$B$6:$S$6,0))))","v":""},{"$f":"IF(OFFSET(INDIRECT($B151),0,3)=0,\"\",IF(INDEX('Data Input Sheet'!$B$7:$S$116,MATCH($B151,'Data Input Sheet'!$B$7:$B$116,0),MATCH(L$137,'Data Input Sheet'!$B$6:$S$6,0))=\"\",\"\",INDEX('Data Input Sheet'!$B$7:$S$116,MATCH($B151,'Data Input Sheet'!$B$7:$B$116,0),MATCH(L$137,'Data Input Sheet'!$B$6:$S$6,0))))","v":""}]
["Average Price of Frequency Regulation","input13",{"$f":"IF(OFFSET(INDIRECT($B152),0,3)=0,\"\",IF(INDEX('Data Input Sheet'!$B$7:$S$116,MATCH($B152,'Data Input Sheet'!$B$7:$B$116,0),MATCH(C$137,'Data Input Sheet'!$B$6:$S$6,0))=\"\",\"\",INDEX('Data Input Sheet'!$B$7:$S$116,MATCH($B152,'Data Input Sheet'!$B$7:$B$116,0),MATCH(C$137,'Data Input Sheet'!$B$6:$S$6,0))))","v":""},{"$f":"IF(OFFSET(INDIRECT($B152),0,3)=0,\"\",IF(INDEX('Data Input Sheet'!$B$7:$S$116,MATCH($B152,'Data Input Sheet'!$B$7:$B$116,0),MATCH(D$137,'Data Input Sheet'!$B$6:$S$6,0))=\"\",\"\",INDEX('Data Input Sheet'!$B$7:$S$116,MATCH($B152,'Data Input Sheet'!$B$7:$B$116,0),MATCH(D$137,'Data Input Sheet'!$B$6:$S$6,0))))","v":""},{"$f":"IF(OFFSET(INDIRECT($B152),0,3)=0,\"\",IF(INDEX('Data Input Sheet'!$B$7:$S$116,MATCH($B152,'Data Input Sheet'!$B$7:$B$116,0),MATCH(E$137,'Data Input Sheet'!$B$6:$S$6,0))=\"\",\"\",INDEX('Data Input Sheet'!$B$7:$S$116,MATCH($B152,'Data Input Sheet'!$B$7:$B$116,0),MATCH(E$137,'Data Input Sheet'!$B$6:$S$6,0))))","v":""},{"$f":"IF(OFFSET(INDIRECT($B152),0,3)=0,\"\",IF(INDEX('Data Input Sheet'!$B$7:$S$116,MATCH($B152,'Data Input Sheet'!$B$7:$B$116,0),MATCH(F$137,'Data Input Sheet'!$B$6:$S$6,0))=\"\",\"\",INDEX('Data Input Sheet'!$B$7:$S$116,MATCH($B152,'Data Input Sheet'!$B$7:$B$116,0),MATCH(F$137,'Data Input Sheet'!$B$6:$S$6,0))))","v":""},{"$f":"IF(OFFSET(INDIRECT($B152),0,3)=0,\"\",IF(INDEX('Data Input Sheet'!$B$7:$S$116,MATCH($B152,'Data Input Sheet'!$B$7:$B$116,0),MATCH(G$137,'Data Input Sheet'!$B$6:$S$6,0))=\"\",\"\",INDEX('Data Input Sheet'!$B$7:$S$116,MATCH($B152,'Data Input Sheet'!$B$7:$B$116,0),MATCH(G$137,'Data Input Sheet'!$B$6:$S$6,0))))","v":""},{"$f":"IF(OFFSET(INDIRECT($B152),0,3)=0,\"\",IF(INDEX('Data Input Sheet'!$B$7:$S$116,MATCH($B152,'Data Input Sheet'!$B$7:$B$116,0),MATCH(H$137,'Data Input Sheet'!$B$6:$S$6,0))=\"\",\"\",INDEX('Data Input Sheet'!$B$7:$S$116,MATCH($B152,'Data Input Sheet'!$B$7:$B$116,0),MATCH(H$137,'Data Input Sheet'!$B$6:$S$6,0))))","v":""},{"$f":"IF(OFFSET(INDIRECT($B152),0,3)=0,\"\",IF(INDEX('Data Input Sheet'!$B$7:$S$116,MATCH($B152,'Data Input Sheet'!$B$7:$B$116,0),MATCH(I$137,'Data Input Sheet'!$B$6:$S$6,0))=\"\",\"\",INDEX('Data Input Sheet'!$B$7:$S$116,MATCH($B152,'Data Input Sheet'!$B$7:$B$116,0),MATCH(I$137,'Data Input Sheet'!$B$6:$S$6,0))))","v":""},{"$f":"IF(OFFSET(INDIRECT($B152),0,3)=0,\"\",IF(INDEX('Data Input Sheet'!$B$7:$S$116,MATCH($B152,'Data Input Sheet'!$B$7:$B$116,0),MATCH(J$137,'Data Input Sheet'!$B$6:$S$6,0))=\"\",\"\",INDEX('Data Input Sheet'!$B$7:$S$116,MATCH($B152,'Data Input Sheet'!$B$7:$B$116,0),MATCH(J$137,'Data Input Sheet'!$B$6:$S$6,0))))","v":""},{"$f":"IF(OFFSET(INDIRECT($B152),0,3)=0,\"\",IF(INDEX('Data Input Sheet'!$B$7:$S$116,MATCH($B152,'Data Input Sheet'!$B$7:$B$116,0),MATCH(K$137,'Data Input Sheet'!$B$6:$S$6,0))=\"\",\"\",INDEX('Data Input Sheet'!$B$7:$S$116,MATCH($B152,'Data Input Sheet'!$B$7:$B$116,0),MATCH(K$137,'Data Input Sheet'!$B$6:$S$6,0))))","v":""},{"$f":"IF(OFFSET(INDIRECT($B152),0,3)=0,\"\",IF(INDEX('Data Input Sheet'!$B$7:$S$116,MATCH($B152,'Data Input Sheet'!$B$7:$B$116,0),MATCH(L$137,'Data Input Sheet'!$B$6:$S$6,0))=\"\",\"\",INDEX('Data Input Sheet'!$B$7:$S$116,MATCH($B152,'Data Input Sheet'!$B$7:$B$116,0),MATCH(L$137,'Data Input Sheet'!$B$6:$S$6,0))))","v":""}]
["Frequency Regulation Purchases","input14",{"$f":"IF(OFFSET(INDIRECT($B153),0,3)=0,\"\",IF(INDEX('Data Input Sheet'!$B$7:$S$116,MATCH($B153,'Data Input Sheet'!$B$7:$B$116,0),MATCH(C$137,'Data Input Sheet'!$B$6:$S$6,0))=\"\",\"\",INDEX('Data Input Sheet'!$B$7:$S$116,MATCH($B153,'Data Input Sheet'!$B$7:$B$116,0),MATCH(C$137,'Data Input Sheet'!$B$6:$S$6,0))))","v":""},{"$f":"IF(OFFSET(INDIRECT($B153),0,3)=0,\"\",IF(INDEX('Data Input Sheet'!$B$7:$S$116,MATCH($B153,'Data Input Sheet'!$B$7:$B$116,0),MATCH(D$137,'Data Input Sheet'!$B$6:$S$6,0))=\"\",\"\",INDEX('Data Input Sheet'!$B$7:$S$116,MATCH($B153,'Data Input Sheet'!$B$7:$B$116,0),MATCH(D$137,'Data Input Sheet'!$B$6:$S$6,0))))","v":""},{"$f":"IF(OFFSET(INDIRECT($B153),0,3)=0,\"\",IF(INDEX('Data Input Sheet'!$B$7:$S$116,MATCH($B153,'Data Input Sheet'!$B$7:$B$116,0),MATCH(E$137,'Data Input Sheet'!$B$6:$S$6,0))=\"\",\"\",INDEX('Data Input Sheet'!$B$7:$S$116,MATCH($B153,'Data Input Sheet'!$B$7:$B$116,0),MATCH(E$137,'Data Input Sheet'!$B$6:$S$6,0))))","v":""},{"$f":"IF(OFFSET(INDIRECT($B153),0,3)=0,\"\",IF(INDEX('Data Input Sheet'!$B$7:$S$116,MATCH($B153,'Data Input Sheet'!$B$7:$B$116,0),MATCH(F$137,'Data Input Sheet'!$B$6:$S$6,0))=\"\",\"\",INDEX('Data Input Sheet'!$B$7:$S$116,MATCH($B153,'Data Input Sheet'!$B$7:$B$116,0),MATCH(F$137,'Data Input Sheet'!$B$6:$S$6,0))))","v":""},{"$f":"IF(OFFSET(INDIRECT($B153),0,3)=0,\"\",IF(INDEX('Data Input Sheet'!$B$7:$S$116,MATCH($B153,'Data Input Sheet'!$B$7:$B$116,0),MATCH(G$137,'Data Input Sheet'!$B$6:$S$6,0))=\"\",\"\",INDEX('Data Input Sheet'!$B$7:$S$116,MATCH($B153,'Data Input Sheet'!$B$7:$B$116,0),MATCH(G$137,'Data Input Sheet'!$B$6:$S$6,0))))","v":""},{"$f":"IF(OFFSET(INDIRECT($B153),0,3)=0,\"\",IF(INDEX('Data Input Sheet'!$B$7:$S$116,MATCH($B153,'Data Input Sheet'!$B$7:$B$116,0),MATCH(H$137,'Data Input Sheet'!$B$6:$S$6,0))=\"\",\"\",INDEX('Data Input Sheet'!$B$7:$S$116,MATCH($B153,'Data Input Sheet'!$B$7:$B$116,0),MATCH(H$137,'Data Input Sheet'!$B$6:$S$6,0))))","v":""},{"$f":"IF(OFFSET(INDIRECT($B153),0,3)=0,\"\",IF(INDEX('Data Input Sheet'!$B$7:$S$116,MATCH($B153,'Data Input Sheet'!$B$7:$B$116,0),MATCH(I$137,'Data Input Sheet'!$B$6:$S$6,0))=\"\",\"\",INDEX('Data Input Sheet'!$B$7:$S$116,MATCH($B153,'Data Input Sheet'!$B$7:$B$116,0),MATCH(I$137,'Data Input Sheet'!$B$6:$S$6,0))))","v":""},{"$f":"IF(OFFSET(INDIRECT($B153),0,3)=0,\"\",IF(INDEX('Data Input Sheet'!$B$7:$S$116,MATCH($B153,'Data Input Sheet'!$B$7:$B$116,0),MATCH(J$137,'Data Input Sheet'!$B$6:$S$6,0))=\"\",\"\",INDEX('Data Input Sheet'!$B$7:$S$116,MATCH($B153,'Data Input Sheet'!$B$7:$B$116,0),MATCH(J$137,'Data Input Sheet'!$B$6:$S$6,0))))","v":""},{"$f":"IF(OFFSET(INDIRECT($B153),0,3)=0,\"\",IF(INDEX('Data Input Sheet'!$B$7:$S$116,MATCH($B153,'Data Input Sheet'!$B$7:$B$116,0),MATCH(K$137,'Data Input Sheet'!$B$6:$S$6,0))=\"\",\"\",INDEX('Data Input Sheet'!$B$7:$S$116,MATCH($B153,'Data Input Sheet'!$B$7:$B$116,0),MATCH(K$137,'Data Input Sheet'!$B$6:$S$6,0))))","v":""},{"$f":"IF(OFFSET(INDIRECT($B153),0,3)=0,\"\",IF(INDEX('Data Input Sheet'!$B$7:$S$116,MATCH($B153,'Data Input Sheet'!$B$7:$B$116,0),MATCH(L$137,'Data Input Sheet'!$B$6:$S$6,0))=\"\",\"\",INDEX('Data Input Sheet'!$B$7:$S$116,MATCH($B153,'Data Input Sheet'!$B$7:$B$116,0),MATCH(L$137,'Data Input Sheet'!$B$6:$S$6,0))))","v":""}]
["Average Price of Voltage Control","input15",{"$f":"IF(OFFSET(INDIRECT($B154),0,3)=0,\"\",IF(INDEX('Data Input Sheet'!$B$7:$S$116,MATCH($B154,'Data Input Sheet'!$B$7:$B$116,0),MATCH(C$137,'Data Input Sheet'!$B$6:$S$6,0))=\"\",\"\",INDEX('Data Input Sheet'!$B$7:$S$116,MATCH($B154,'Data Input Sheet'!$B$7:$B$116,0),MATCH(C$137,'Data Input Sheet'!$B$6:$S$6,0))))","v":""},{"$f":"IF(OFFSET(INDIRECT($B154),0,3)=0,\"\",IF(INDEX('Data Input Sheet'!$B$7:$S$116,MATCH($B154,'Data Input Sheet'!$B$7:$B$116,0),MATCH(D$137,'Data Input Sheet'!$B$6:$S$6,0))=\"\",\"\",INDEX('Data Input Sheet'!$B$7:$S$116,MATCH($B154,'Data Input Sheet'!$B$7:$B$116,0),MATCH(D$137,'Data Input Sheet'!$B$6:$S$6,0))))","v":""},{"$f":"IF(OFFSET(INDIRECT($B154),0,3)=0,\"\",IF(INDEX('Data Input Sheet'!$B$7:$S$116,MATCH($B154,'Data Input Sheet'!$B$7:$B$116,0),MATCH(E$137,'Data Input Sheet'!$B$6:$S$6,0))=\"\",\"\",INDEX('Data Input Sheet'!$B$7:$S$116,MATCH($B154,'Data Input Sheet'!$B$7:$B$116,0),MATCH(E$137,'Data Input Sheet'!$B$6:$S$6,0))))","v":""},{"$f":"IF(OFFSET(INDIRECT($B154),0,3)=0,\"\",IF(INDEX('Data Input Sheet'!$B$7:$S$116,MATCH($B154,'Data Input Sheet'!$B$7:$B$116,0),MATCH(F$137,'Data Input Sheet'!$B$6:$S$6,0))=\"\",\"\",INDEX('Data Input Sheet'!$B$7:$S$116,MATCH($B154,'Data Input Sheet'!$B$7:$B$116,0),MATCH(F$137,'Data Input Sheet'!$B$6:$S$6,0))))","v":""},{"$f":"IF(OFFSET(INDIRECT($B154),0,3)=0,\"\",IF(INDEX('Data Input Sheet'!$B$7:$S$116,MATCH($B154,'Data Input Sheet'!$B$7:$B$116,0),MATCH(G$137,'Data Input Sheet'!$B$6:$S$6,0))=\"\",\"\",INDEX('Data Input Sheet'!$B$7:$S$116,MATCH($B154,'Data Input Sheet'!$B$7:$B$116,0),MATCH(G$137,'Data Input Sheet'!$B$6:$S$6,0))))","v":""},{"$f":"IF(OFFSET(INDIRECT($B154),0,3)=0,\"\",IF(INDEX('Data Input Sheet'!$B$7:$S$116,MATCH($B154,'Data Input Sheet'!$B$7:$B$116,0),MATCH(H$137,'Data Input Sheet'!$B$6:$S$6,0))=\"\",\"\",INDEX('Data Input Sheet'!$B$7:$S$116,MATCH($B154,'Data Input Sheet'!$B$7:$B$116,0),MATCH(H$137,'Data Input Sheet'!$B$6:$S$6,0))))","v":""},{"$f":"IF(OFFSET(INDIRECT($B154),0,3)=0,\"\",IF(INDEX('Data Input Sheet'!$B$7:$S$116,MATCH($B154,'Data Input Sheet'!$B$7:$B$116,0),MATCH(I$137,'Data Input Sheet'!$B$6:$S$6,0))=\"\",\"\",INDEX('Data Input Sheet'!$B$7:$S$116,MATCH($B154,'Data Input Sheet'!$B$7:$B$116,0),MATCH(I$137,'Data Input Sheet'!$B$6:$S$6,0))))","v":""},{"$f":"IF(OFFSET(INDIRECT($B154),0,3)=0,\"\",IF(INDEX('Data Input Sheet'!$B$7:$S$116,MATCH($B154,'Data Input Sheet'!$B$7:$B$116,0),MATCH(J$137,'Data Input Sheet'!$B$6:$S$6,0))=\"\",\"\",INDEX('Data Input Sheet'!$B$7:$S$116,MATCH($B154,'Data Input Sheet'!$B$7:$B$116,0),MATCH(J$137,'Data Input Sheet'!$B$6:$S$6,0))))","v":""},{"$f":"IF(OFFSET(INDIRECT($B154),0,3)=0,\"\",IF(INDEX('Data Input Sheet'!$B$7:$S$116,MATCH($B154,'Data Input Sheet'!$B$7:$B$116,0),MATCH(K$137,'Data Input Sheet'!$B$6:$S$6,0))=\"\",\"\",INDEX('Data Input Sheet'!$B$7:$S$116,MATCH($B154,'Data Input Sheet'!$B$7:$B$116,0),MATCH(K$137,'Data Input Sheet'!$B$6:$S$6,0))))","v":""},{"$f":"IF(OFFSET(INDIRECT($B154),0,3)=0,\"\",IF(INDEX('Data Input Sheet'!$B$7:$S$116,MATCH($B154,'Data Input Sheet'!$B$7:$B$116,0),MATCH(L$137,'Data Input Sheet'!$B$6:$S$6,0))=\"\",\"\",INDEX('Data Input Sheet'!$B$7:$S$116,MATCH($B154,'Data Input Sheet'!$B$7:$B$116,0),MATCH(L$137,'Data Input Sheet'!$B$6:$S$6,0))))","v":""}]
["Voltage Control Purchases","input16",{"$f":"IF(OFFSET(INDIRECT($B155),0,3)=0,\"\",IF(INDEX('Data Input Sheet'!$B$7:$S$116,MATCH($B155,'Data Input Sheet'!$B$7:$B$116,0),MATCH(C$137,'Data Input Sheet'!$B$6:$S$6,0))=\"\",\"\",INDEX('Data Input Sheet'!$B$7:$S$116,MATCH($B155,'Data Input Sheet'!$B$7:$B$116,0),MATCH(C$137,'Data Input Sheet'!$B$6:$S$6,0))))","v":""},{"$f":"IF(OFFSET(INDIRECT($B155),0,3)=0,\"\",IF(INDEX('Data Input Sheet'!$B$7:$S$116,MATCH($B155,'Data Input Sheet'!$B$7:$B$116,0),MATCH(D$137,'Data Input Sheet'!$B$6:$S$6,0))=\"\",\"\",INDEX('Data Input Sheet'!$B$7:$S$116,MATCH($B155,'Data Input Sheet'!$B$7:$B$116,0),MATCH(D$137,'Data Input Sheet'!$B$6:$S$6,0))))","v":""},{"$f":"IF(OFFSET(INDIRECT($B155),0,3)=0,\"\",IF(INDEX('Data Input Sheet'!$B$7:$S$116,MATCH($B155,'Data Input Sheet'!$B$7:$B$116,0),MATCH(E$137,'Data Input Sheet'!$B$6:$S$6,0))=\"\",\"\",INDEX('Data Input Sheet'!$B$7:$S$116,MATCH($B155,'Data Input Sheet'!$B$7:$B$116,0),MATCH(E$137,'Data Input Sheet'!$B$6:$S$6,0))))","v":""},{"$f":"IF(OFFSET(INDIRECT($B155),0,3)=0,\"\",IF(INDEX('Data Input Sheet'!$B$7:$S$116,MATCH($B155,'Data Input Sheet'!$B$7:$B$116,0),MATCH(F$137,'Data Input Sheet'!$B$6:$S$6,0))=\"\",\"\",INDEX('Data Input Sheet'!$B$7:$S$116,MATCH($B155,'Data Input Sheet'!$B$7:$B$116,0),MATCH(F$137,'Data Input Sheet'!$B$6:$S$6,0))))","v":""},{"$f":"IF(OFFSET(INDIRECT($B155),0,3)=0,\"\",IF(INDEX('Data Input Sheet'!$B$7:$S$116,MATCH($B155,'Data Input Sheet'!$B$7:$B$116,0),MATCH(G$137,'Data Input Sheet'!$B$6:$S$6,0))=\"\",\"\",INDEX('Data Input Sheet'!$B$7:$S$116,MATCH($B155,'Data Input Sheet'!$B$7:$B$116,0),MATCH(G$137,'Data Input Sheet'!$B$6:$S$6,0))))","v":""},{"$f":"IF(OFFSET(INDIRECT($B155),0,3)=0,\"\",IF(INDEX('Data Input Sheet'!$B$7:$S$116,MATCH($B155,'Data Input Sheet'!$B$7:$B$116,0),MATCH(H$137,'Data Input Sheet'!$B$6:$S$6,0))=\"\",\"\",INDEX('Data Input Sheet'!$B$7:$S$116,MATCH($B155,'Data Input Sheet'!$B$7:$B$116,0),MATCH(H$137,'Data Input Sheet'!$B$6:$S$6,0))))","v":""},{"$f":"IF(OFFSET(INDIRECT($B155),0,3)=0,\"\",IF(INDEX('Data Input Sheet'!$B$7:$S$116,MATCH($B155,'Data Input Sheet'!$B$7:$B$116,0),MATCH(I$137,'Data Input Sheet'!$B$6:$S$6,0))=\"\",\"\",INDEX('Data Input Sheet'!$B$7:$S$116,MATCH($B155,'Data Input Sheet'!$B$7:$B$116,0),MATCH(I$137,'Data Input Sheet'!$B$6:$S$6,0))))","v":""},{"$f":"IF(OFFSET(INDIRECT($B155),0,3)=0,\"\",IF(INDEX('Data Input Sheet'!$B$7:$S$116,MATCH($B155,'Data Input Sheet'!$B$7:$B$116,0),MATCH(J$137,'Data Input Sheet'!$B$6:$S$6,0))=\"\",\"\",INDEX('Data Input Sheet'!$B$7:$S$116,MATCH($B155,'Data Input Sheet'!$B$7:$B$116,0),MATCH(J$137,'Data Input Sheet'!$B$6:$S$6,0))))","v":""},{"$f":"IF(OFFSET(INDIRECT($B155),0,3)=0,\"\",IF(INDEX('Data Input Sheet'!$B$7:$S$116,MATCH($B155,'Data Input Sheet'!$B$7:$B$116,0),MATCH(K$137,'Data Input Sheet'!$B$6:$S$6,0))=\"\",\"\",INDEX('Data Input Sheet'!$B$7:$S$116,MATCH($B155,'Data Input Sheet'!$B$7:$B$116,0),MATCH(K$137,'Data Input Sheet'!$B$6:$S$6,0))))","v":""},{"$f":"IF(OFFSET(INDIRECT($B155),0,3)=0,\"\",IF(INDEX('Data Input Sheet'!$B$7:$S$116,MATCH($B155,'Data Input Sheet'!$B$7:$B$116,0),MATCH(L$137,'Data Input Sheet'!$B$6:$S$6,0))=\"\",\"\",INDEX('Data Input Sheet'!$B$7:$S$116,MATCH($B155,'Data Input Sheet'!$B$7:$B$116,0),MATCH(L$137,'Data Input Sheet'!$B$6:$S$6,0))))","v":""}]
["Congestion Cost ","input49",{"$f":"IF(OFFSET(INDIRECT($B156),0,3)=0,\"\",IF(INDEX('Data Input Sheet'!$B$7:$S$116,MATCH($B156,'Data Input Sheet'!$B$7:$B$116,0),MATCH(C$137,'Data Input Sheet'!$B$6:$S$6,0))=\"\",\"\",INDEX('Data Input Sheet'!$B$7:$S$116,MATCH($B156,'Data Input Sheet'!$B$7:$B$116,0),MATCH(C$137,'Data Input Sheet'!$B$6:$S$6,0))))","v":""},{"$f":"IF(OFFSET(INDIRECT($B156),0,3)=0,\"\",IF(INDEX('Data Input Sheet'!$B$7:$S$116,MATCH($B156,'Data Input Sheet'!$B$7:$B$116,0),MATCH(D$137,'Data Input Sheet'!$B$6:$S$6,0))=\"\",\"\",INDEX('Data Input Sheet'!$B$7:$S$116,MATCH($B156,'Data Input Sheet'!$B$7:$B$116,0),MATCH(D$137,'Data Input Sheet'!$B$6:$S$6,0))))","v":""},{"$f":"IF(OFFSET(INDIRECT($B156),0,3)=0,\"\",IF(INDEX('Data Input Sheet'!$B$7:$S$116,MATCH($B156,'Data Input Sheet'!$B$7:$B$116,0),MATCH(E$137,'Data Input Sheet'!$B$6:$S$6,0))=\"\",\"\",INDEX('Data Input Sheet'!$B$7:$S$116,MATCH($B156,'Data Input Sheet'!$B$7:$B$116,0),MATCH(E$137,'Data Input Sheet'!$B$6:$S$6,0))))","v":""},{"$f":"IF(OFFSET(INDIRECT($B156),0,3)=0,\"\",IF(INDEX('Data Input Sheet'!$B$7:$S$116,MATCH($B156,'Data Input Sheet'!$B$7:$B$116,0),MATCH(F$137,'Data Input Sheet'!$B$6:$S$6,0))=\"\",\"\",INDEX('Data Input Sheet'!$B$7:$S$116,MATCH($B156,'Data Input Sheet'!$B$7:$B$116,0),MATCH(F$137,'Data Input Sheet'!$B$6:$S$6,0))))","v":""},{"$f":"IF(OFFSET(INDIRECT($B156),0,3)=0,\"\",IF(INDEX('Data Input Sheet'!$B$7:$S$116,MATCH($B156,'Data Input Sheet'!$B$7:$B$116,0),MATCH(G$137,'Data Input Sheet'!$B$6:$S$6,0))=\"\",\"\",INDEX('Data Input Sheet'!$B$7:$S$116,MATCH($B156,'Data Input Sheet'!$B$7:$B$116,0),MATCH(G$137,'Data Input Sheet'!$B$6:$S$6,0))))","v":""},{"$f":"IF(OFFSET(INDIRECT($B156),0,3)=0,\"\",IF(INDEX('Data Input Sheet'!$B$7:$S$116,MATCH($B156,'Data Input Sheet'!$B$7:$B$116,0),MATCH(H$137,'Data Input Sheet'!$B$6:$S$6,0))=\"\",\"\",INDEX('Data Input Sheet'!$B$7:$S$116,MATCH($B156,'Data Input Sheet'!$B$7:$B$116,0),MATCH(H$137,'Data Input Sheet'!$B$6:$S$6,0))))","v":""},{"$f":"IF(OFFSET(INDIRECT($B156),0,3)=0,\"\",IF(INDEX('Data Input Sheet'!$B$7:$S$116,MATCH($B156,'Data Input Sheet'!$B$7:$B$116,0),MATCH(I$137,'Data Input Sheet'!$B$6:$S$6,0))=\"\",\"\",INDEX('Data Input Sheet'!$B$7:$S$116,MATCH($B156,'Data Input Sheet'!$B$7:$B$116,0),MATCH(I$137,'Data Input Sheet'!$B$6:$S$6,0))))","v":""},{"$f":"IF(OFFSET(INDIRECT($B156),0,3)=0,\"\",IF(INDEX('Data Input Sheet'!$B$7:$S$116,MATCH($B156,'Data Input Sheet'!$B$7:$B$116,0),MATCH(J$137,'Data Input Sheet'!$B$6:$S$6,0))=\"\",\"\",INDEX('Data Input Sheet'!$B$7:$S$116,MATCH($B156,'Data Input Sheet'!$B$7:$B$116,0),MATCH(J$137,'Data Input Sheet'!$B$6:$S$6,0))))","v":""},{"$f":"IF(OFFSET(INDIRECT($B156),0,3)=0,\"\",IF(INDEX('Data Input Sheet'!$B$7:$S$116,MATCH($B156,'Data Input Sheet'!$B$7:$B$116,0),MATCH(K$137,'Data Input Sheet'!$B$6:$S$6,0))=\"\",\"\",INDEX('Data Input Sheet'!$B$7:$S$116,MATCH($B156,'Data Input Sheet'!$B$7:$B$116,0),MATCH(K$137,'Data Input Sheet'!$B$6:$S$6,0))))","v":""},{"$f":"IF(OFFSET(INDIRECT($B156),0,3)=0,\"\",IF(INDEX('Data Input Sheet'!$B$7:$S$116,MATCH($B156,'Data Input Sheet'!$B$7:$B$116,0),MATCH(L$137,'Data Input Sheet'!$B$6:$S$6,0))=\"\",\"\",INDEX('Data Input Sheet'!$B$7:$S$116,MATCH($B156,'Data Input Sheet'!$B$7:$B$116,0),MATCH(L$137,'Data Input Sheet'!$B$6:$S$6,0))))","v":""}]
["Congestion","input17",{"$f":"IF(OFFSET(INDIRECT($B157),0,3)=0,\"\",IF(INDEX('Data Input Sheet'!$B$7:$S$116,MATCH($B157,'Data Input Sheet'!$B$7:$B$116,0),MATCH(C$137,'Data Input Sheet'!$B$6:$S$6,0))=\"\",\"\",INDEX('Data Input Sheet'!$B$7:$S$116,MATCH($B157,'Data Input Sheet'!$B$7:$B$116,0),MATCH(C$137,'Data Input Sheet'!$B$6:$S$6,0))))","v":""},{"$f":"IF(OFFSET(INDIRECT($B157),0,3)=0,\"\",IF(INDEX('Data Input Sheet'!$B$7:$S$116,MATCH($B157,'Data Input Sheet'!$B$7:$B$116,0),MATCH(D$137,'Data Input Sheet'!$B$6:$S$6,0))=\"\",\"\",INDEX('Data Input Sheet'!$B$7:$S$116,MATCH($B157,'Data Input Sheet'!$B$7:$B$116,0),MATCH(D$137,'Data Input Sheet'!$B$6:$S$6,0))))","v":""},{"$f":"IF(OFFSET(INDIRECT($B157),0,3)=0,\"\",IF(INDEX('Data Input Sheet'!$B$7:$S$116,MATCH($B157,'Data Input Sheet'!$B$7:$B$116,0),MATCH(E$137,'Data Input Sheet'!$B$6:$S$6,0))=\"\",\"\",INDEX('Data Input Sheet'!$B$7:$S$116,MATCH($B157,'Data Input Sheet'!$B$7:$B$116,0),MATCH(E$137,'Data Input Sheet'!$B$6:$S$6,0))))","v":""},{"$f":"IF(OFFSET(INDIRECT($B157),0,3)=0,\"\",IF(INDEX('Data Input Sheet'!$B$7:$S$116,MATCH($B157,'Data Input Sheet'!$B$7:$B$116,0),MATCH(F$137,'Data Input Sheet'!$B$6:$S$6,0))=\"\",\"\",INDEX('Data Input Sheet'!$B$7:$S$116,MATCH($B157,'Data Input Sheet'!$B$7:$B$116,0),MATCH(F$137,'Data Input Sheet'!$B$6:$S$6,0))))","v":""},{"$f":"IF(OFFSET(INDIRECT($B157),0,3)=0,\"\",IF(INDEX('Data Input Sheet'!$B$7:$S$116,MATCH($B157,'Data Input Sheet'!$B$7:$B$116,0),MATCH(G$137,'Data Input Sheet'!$B$6:$S$6,0))=\"\",\"\",INDEX('Data Input Sheet'!$B$7:$S$116,MATCH($B157,'Data Input Sheet'!$B$7:$B$116,0),MATCH(G$137,'Data Input Sheet'!$B$6:$S$6,0))))","v":""},{"$f":"IF(OFFSET(INDIRECT($B157),0,3)=0,\"\",IF(INDEX('Data Input Sheet'!$B$7:$S$116,MATCH($B157,'Data Input Sheet'!$B$7:$B$116,0),MATCH(H$137,'Data Input Sheet'!$B$6:$S$6,0))=\"\",\"\",INDEX('Data Input Sheet'!$B$7:$S$116,MATCH($B157,'Data Input Sheet'!$B$7:$B$116,0),MATCH(H$137,'Data Input Sheet'!$B$6:$S$6,0))))","v":""},{"$f":"IF(OFFSET(INDIRECT($B157),0,3)=0,\"\",IF(INDEX('Data Input Sheet'!$B$7:$S$116,MATCH($B157,'Data Input Sheet'!$B$7:$B$116,0),MATCH(I$137,'Data Input Sheet'!$B$6:$S$6,0))=\"\",\"\",INDEX('Data Input Sheet'!$B$7:$S$116,MATCH($B157,'Data Input Sheet'!$B$7:$B$116,0),MATCH(I$137,'Data Input Sheet'!$B$6:$S$6,0))))","v":""},{"$f":"IF(OFFSET(INDIRECT($B157),0,3)=0,\"\",IF(INDEX('Data Input Sheet'!$B$7:$S$116,MATCH($B157,'Data Input Sheet'!$B$7:$B$116,0),MATCH(J$137,'Data Input Sheet'!$B$6:$S$6,0))=\"\",\"\",INDEX('Data Input Sheet'!$B$7:$S$116,MATCH($B157,'Data Input Sheet'!$B$7:$B$116,0),MATCH(J$137,'Data Input Sheet'!$B$6:$S$6,0))))","v":""},{"$f":"IF(OFFSET(INDIRECT($B157),0,3)=0,\"\",IF(INDEX('Data Input Sheet'!$B$7:$S$116,MATCH($B157,'Data Input Sheet'!$B$7:$B$116,0),MATCH(K$137,'Data Input Sheet'!$B$6:$S$6,0))=\"\",\"\",INDEX('Data Input Sheet'!$B$7:$S$116,MATCH($B157,'Data Input Sheet'!$B$7:$B$116,0),MATCH(K$137,'Data Input Sheet'!$B$6:$S$6,0))))","v":""},{"$f":"IF(OFFSET(INDIRECT($B157),0,3)=0,\"\",IF(INDEX('Data Input Sheet'!$B$7:$S$116,MATCH($B157,'Data Input Sheet'!$B$7:$B$116,0),MATCH(L$137,'Data Input Sheet'!$B$6:$S$6,0))=\"\",\"\",INDEX('Data Input Sheet'!$B$7:$S$116,MATCH($B157,'Data Input Sheet'!$B$7:$B$116,0),MATCH(L$137,'Data Input Sheet'!$B$6:$S$6,0))))","v":""}]
["Average Price of Congestion","input18",{"$f":"IF(OFFSET(INDIRECT($B158),0,3)=0,\"\",IF(INDEX('Data Input Sheet'!$B$7:$S$116,MATCH($B158,'Data Input Sheet'!$B$7:$B$116,0),MATCH(C$137,'Data Input Sheet'!$B$6:$S$6,0))=\"\",\"\",INDEX('Data Input Sheet'!$B$7:$S$116,MATCH($B158,'Data Input Sheet'!$B$7:$B$116,0),MATCH(C$137,'Data Input Sheet'!$B$6:$S$6,0))))","v":""},{"$f":"IF(OFFSET(INDIRECT($B158),0,3)=0,\"\",IF(INDEX('Data Input Sheet'!$B$7:$S$116,MATCH($B158,'Data Input Sheet'!$B$7:$B$116,0),MATCH(D$137,'Data Input Sheet'!$B$6:$S$6,0))=\"\",\"\",INDEX('Data Input Sheet'!$B$7:$S$116,MATCH($B158,'Data Input Sheet'!$B$7:$B$116,0),MATCH(D$137,'Data Input Sheet'!$B$6:$S$6,0))))","v":""},{"$f":"IF(OFFSET(INDIRECT($B158),0,3)=0,\"\",IF(INDEX('Data Input Sheet'!$B$7:$S$116,MATCH($B158,'Data Input Sheet'!$B$7:$B$116,0),MATCH(E$137,'Data Input Sheet'!$B$6:$S$6,0))=\"\",\"\",INDEX('Data Input Sheet'!$B$7:$S$116,MATCH($B158,'Data Input Sheet'!$B$7:$B$116,0),MATCH(E$137,'Data Input Sheet'!$B$6:$S$6,0))))","v":""},{"$f":"IF(OFFSET(INDIRECT($B158),0,3)=0,\"\",IF(INDEX('Data Input Sheet'!$B$7:$S$116,MATCH($B158,'Data Input Sheet'!$B$7:$B$116,0),MATCH(F$137,'Data Input Sheet'!$B$6:$S$6,0))=\"\",\"\",INDEX('Data Input Sheet'!$B$7:$S$116,MATCH($B158,'Data Input Sheet'!$B$7:$B$116,0),MATCH(F$137,'Data Input Sheet'!$B$6:$S$6,0))))","v":""},{"$f":"IF(OFFSET(INDIRECT($B158),0,3)=0,\"\",IF(INDEX('Data Input Sheet'!$B$7:$S$116,MATCH($B158,'Data Input Sheet'!$B$7:$B$116,0),MATCH(G$137,'Data Input Sheet'!$B$6:$S$6,0))=\"\",\"\",INDEX('Data Input Sheet'!$B$7:$S$116,MATCH($B158,'Data Input Sheet'!$B$7:$B$116,0),MATCH(G$137,'Data Input Sheet'!$B$6:$S$6,0))))","v":""},{"$f":"IF(OFFSET(INDIRECT($B158),0,3)=0,\"\",IF(INDEX('Data Input Sheet'!$B$7:$S$116,MATCH($B158,'Data Input Sheet'!$B$7:$B$116,0),MATCH(H$137,'Data Input Sheet'!$B$6:$S$6,0))=\"\",\"\",INDEX('Data Input Sheet'!$B$7:$S$116,MATCH($B158,'Data Input Sheet'!$B$7:$B$116,0),MATCH(H$137,'Data Input Sheet'!$B$6:$S$6,0))))","v":""},{"$f":"IF(OFFSET(INDIRECT($B158),0,3)=0,\"\",IF(INDEX('Data Input Sheet'!$B$7:$S$116,MATCH($B158,'Data Input Sheet'!$B$7:$B$116,0),MATCH(I$137,'Data Input Sheet'!$B$6:$S$6,0))=\"\",\"\",INDEX('Data Input Sheet'!$B$7:$S$116,MATCH($B158,'Data Input Sheet'!$B$7:$B$116,0),MATCH(I$137,'Data Input Sheet'!$B$6:$S$6,0))))","v":""},{"$f":"IF(OFFSET(INDIRECT($B158),0,3)=0,\"\",IF(INDEX('Data Input Sheet'!$B$7:$S$116,MATCH($B158,'Data Input Sheet'!$B$7:$B$116,0),MATCH(J$137,'Data Input Sheet'!$B$6:$S$6,0))=\"\",\"\",INDEX('Data Input Sheet'!$B$7:$S$116,MATCH($B158,'Data Input Sheet'!$B$7:$B$116,0),MATCH(J$137,'Data Input Sheet'!$B$6:$S$6,0))))","v":""},{"$f":"IF(OFFSET(INDIRECT($B158),0,3)=0,\"\",IF(INDEX('Data Input Sheet'!$B$7:$S$116,MATCH($B158,'Data Input Sheet'!$B$7:$B$116,0),MATCH(K$137,'Data Input Sheet'!$B$6:$S$6,0))=\"\",\"\",INDEX('Data Input Sheet'!$B$7:$S$116,MATCH($B158,'Data Input Sheet'!$B$7:$B$116,0),MATCH(K$137,'Data Input Sheet'!$B$6:$S$6,0))))","v":""},{"$f":"IF(OFFSET(INDIRECT($B158),0,3)=0,\"\",IF(INDEX('Data Input Sheet'!$B$7:$S$116,MATCH($B158,'Data Input Sheet'!$B$7:$B$116,0),MATCH(L$137,'Data Input Sheet'!$B$6:$S$6,0))=\"\",\"\",INDEX('Data Input Sheet'!$B$7:$S$116,MATCH($B158,'Data Input Sheet'!$B$7:$B$116,0),MATCH(L$137,'Data Input Sheet'!$B$6:$S$6,0))))","v":""}]
["Capital Carrying Charge of Transmission Upgrade","input19",{"$f":"IF(OFFSET(INDIRECT($B159),0,3)=0,\"\",IF(INDEX('Data Input Sheet'!$B$7:$S$116,MATCH($B159,'Data Input Sheet'!$B$7:$B$116,0),MATCH(C$137,'Data Input Sheet'!$B$6:$S$6,0))=\"\",\"\",INDEX('Data Input Sheet'!$B$7:$S$116,MATCH($B159,'Data Input Sheet'!$B$7:$B$116,0),MATCH(C$137,'Data Input Sheet'!$B$6:$S$6,0))))","v":""},{"$f":"IF(OFFSET(INDIRECT($B159),0,3)=0,\"\",IF(INDEX('Data Input Sheet'!$B$7:$S$116,MATCH($B159,'Data Input Sheet'!$B$7:$B$116,0),MATCH(D$137,'Data Input Sheet'!$B$6:$S$6,0))=\"\",\"\",INDEX('Data Input Sheet'!$B$7:$S$116,MATCH($B159,'Data Input Sheet'!$B$7:$B$116,0),MATCH(D$137,'Data Input Sheet'!$B$6:$S$6,0))))","v":""},{"$f":"IF(OFFSET(INDIRECT($B159),0,3)=0,\"\",IF(INDEX('Data Input Sheet'!$B$7:$S$116,MATCH($B159,'Data Input Sheet'!$B$7:$B$116,0),MATCH(E$137,'Data Input Sheet'!$B$6:$S$6,0))=\"\",\"\",INDEX('Data Input Sheet'!$B$7:$S$116,MATCH($B159,'Data Input Sheet'!$B$7:$B$116,0),MATCH(E$137,'Data Input Sheet'!$B$6:$S$6,0))))","v":""},{"$f":"IF(OFFSET(INDIRECT($B159),0,3)=0,\"\",IF(INDEX('Data Input Sheet'!$B$7:$S$116,MATCH($B159,'Data Input Sheet'!$B$7:$B$116,0),MATCH(F$137,'Data Input Sheet'!$B$6:$S$6,0))=\"\",\"\",INDEX('Data Input Sheet'!$B$7:$S$116,MATCH($B159,'Data Input Sheet'!$B$7:$B$116,0),MATCH(F$137,'Data Input Sheet'!$B$6:$S$6,0))))","v":""},{"$f":"IF(OFFSET(INDIRECT($B159),0,3)=0,\"\",IF(INDEX('Data Input Sheet'!$B$7:$S$116,MATCH($B159,'Data Input Sheet'!$B$7:$B$116,0),MATCH(G$137,'Data Input Sheet'!$B$6:$S$6,0))=\"\",\"\",INDEX('Data Input Sheet'!$B$7:$S$116,MATCH($B159,'Data Input Sheet'!$B$7:$B$116,0),MATCH(G$137,'Data Input Sheet'!$B$6:$S$6,0))))","v":""},{"$f":"IF(OFFSET(INDIRECT($B159),0,3)=0,\"\",IF(INDEX('Data Input Sheet'!$B$7:$S$116,MATCH($B159,'Data Input Sheet'!$B$7:$B$116,0),MATCH(H$137,'Data Input Sheet'!$B$6:$S$6,0))=\"\",\"\",INDEX('Data Input Sheet'!$B$7:$S$116,MATCH($B159,'Data Input Sheet'!$B$7:$B$116,0),MATCH(H$137,'Data Input Sheet'!$B$6:$S$6,0))))","v":""},{"$f":"IF(OFFSET(INDIRECT($B159),0,3)=0,\"\",IF(INDEX('Data Input Sheet'!$B$7:$S$116,MATCH($B159,'Data Input Sheet'!$B$7:$B$116,0),MATCH(I$137,'Data Input Sheet'!$B$6:$S$6,0))=\"\",\"\",INDEX('Data Input Sheet'!$B$7:$S$116,MATCH($B159,'Data Input Sheet'!$B$7:$B$116,0),MATCH(I$137,'Data Input Sheet'!$B$6:$S$6,0))))","v":""},{"$f":"IF(OFFSET(INDIRECT($B159),0,3)=0,\"\",IF(INDEX('Data Input Sheet'!$B$7:$S$116,MATCH($B159,'Data Input Sheet'!$B$7:$B$116,0),MATCH(J$137,'Data Input Sheet'!$B$6:$S$6,0))=\"\",\"\",INDEX('Data Input Sheet'!$B$7:$S$116,MATCH($B159,'Data Input Sheet'!$B$7:$B$116,0),MATCH(J$137,'Data Input Sheet'!$B$6:$S$6,0))))","v":""},{"$f":"IF(OFFSET(INDIRECT($B159),0,3)=0,\"\",IF(INDEX('Data Input Sheet'!$B$7:$S$116,MATCH($B159,'Data Input Sheet'!$B$7:$B$116,0),MATCH(K$137,'Data Input Sheet'!$B$6:$S$6,0))=\"\",\"\",INDEX('Data Input Sheet'!$B$7:$S$116,MATCH($B159,'Data Input Sheet'!$B$7:$B$116,0),MATCH(K$137,'Data Input Sheet'!$B$6:$S$6,0))))","v":""},{"$f":"IF(OFFSET(INDIRECT($B159),0,3)=0,\"\",IF(INDEX('Data Input Sheet'!$B$7:$S$116,MATCH($B159,'Data Input Sheet'!$B$7:$B$116,0),MATCH(L$137,'Data Input Sheet'!$B$6:$S$6,0))=\"\",\"\",INDEX('Data Input Sheet'!$B$7:$S$116,MATCH($B159,'Data Input Sheet'!$B$7:$B$116,0),MATCH(L$137,'Data Input Sheet'!$B$6:$S$6,0))))","v":""}]
["Transmission Investment Time Deferred","input20",{"$f":"IF(OFFSET(INDIRECT($B160),0,3)=0,\"\",IF(INDEX('Data Input Sheet'!$B$7:$S$116,MATCH($B160,'Data Input Sheet'!$B$7:$B$116,0),MATCH(C$137,'Data Input Sheet'!$B$6:$S$6,0))=\"\",\"\",INDEX('Data Input Sheet'!$B$7:$S$116,MATCH($B160,'Data Input Sheet'!$B$7:$B$116,0),MATCH(C$137,'Data Input Sheet'!$B$6:$S$6,0))))","v":""},{"$f":"IF(OFFSET(INDIRECT($B160),0,3)=0,\"\",IF(INDEX('Data Input Sheet'!$B$7:$S$116,MATCH($B160,'Data Input Sheet'!$B$7:$B$116,0),MATCH(D$137,'Data Input Sheet'!$B$6:$S$6,0))=\"\",\"\",INDEX('Data Input Sheet'!$B$7:$S$116,MATCH($B160,'Data Input Sheet'!$B$7:$B$116,0),MATCH(D$137,'Data Input Sheet'!$B$6:$S$6,0))))","v":""},{"$f":"IF(OFFSET(INDIRECT($B160),0,3)=0,\"\",IF(INDEX('Data Input Sheet'!$B$7:$S$116,MATCH($B160,'Data Input Sheet'!$B$7:$B$116,0),MATCH(E$137,'Data Input Sheet'!$B$6:$S$6,0))=\"\",\"\",INDEX('Data Input Sheet'!$B$7:$S$116,MATCH($B160,'Data Input Sheet'!$B$7:$B$116,0),MATCH(E$137,'Data Input Sheet'!$B$6:$S$6,0))))","v":""},{"$f":"IF(OFFSET(INDIRECT($B160),0,3)=0,\"\",IF(INDEX('Data Input Sheet'!$B$7:$S$116,MATCH($B160,'Data Input Sheet'!$B$7:$B$116,0),MATCH(F$137,'Data Input Sheet'!$B$6:$S$6,0))=\"\",\"\",INDEX('Data Input Sheet'!$B$7:$S$116,MATCH($B160,'Data Input Sheet'!$B$7:$B$116,0),MATCH(F$137,'Data Input Sheet'!$B$6:$S$6,0))))","v":""},{"$f":"IF(OFFSET(INDIRECT($B160),0,3)=0,\"\",IF(INDEX('Data Input Sheet'!$B$7:$S$116,MATCH($B160,'Data Input Sheet'!$B$7:$B$116,0),MATCH(G$137,'Data Input Sheet'!$B$6:$S$6,0))=\"\",\"\",INDEX('Data Input Sheet'!$B$7:$S$116,MATCH($B160,'Data Input Sheet'!$B$7:$B$116,0),MATCH(G$137,'Data Input Sheet'!$B$6:$S$6,0))))","v":""},{"$f":"IF(OFFSET(INDIRECT($B160),0,3)=0,\"\",IF(INDEX('Data Input Sheet'!$B$7:$S$116,MATCH($B160,'Data Input Sheet'!$B$7:$B$116,0),MATCH(H$137,'Data Input Sheet'!$B$6:$S$6,0))=\"\",\"\",INDEX('Data Input Sheet'!$B$7:$S$116,MATCH($B160,'Data Input Sheet'!$B$7:$B$116,0),MATCH(H$137,'Data Input Sheet'!$B$6:$S$6,0))))","v":""},{"$f":"IF(OFFSET(INDIRECT($B160),0,3)=0,\"\",IF(INDEX('Data Input Sheet'!$B$7:$S$116,MATCH($B160,'Data Input Sheet'!$B$7:$B$116,0),MATCH(I$137,'Data Input Sheet'!$B$6:$S$6,0))=\"\",\"\",INDEX('Data Input Sheet'!$B$7:$S$116,MATCH($B160,'Data Input Sheet'!$B$7:$B$116,0),MATCH(I$137,'Data Input Sheet'!$B$6:$S$6,0))))","v":""},{"$f":"IF(OFFSET(INDIRECT($B160),0,3)=0,\"\",IF(INDEX('Data Input Sheet'!$B$7:$S$116,MATCH($B160,'Data Input Sheet'!$B$7:$B$116,0),MATCH(J$137,'Data Input Sheet'!$B$6:$S$6,0))=\"\",\"\",INDEX('Data Input Sheet'!$B$7:$S$116,MATCH($B160,'Data Input Sheet'!$B$7:$B$116,0),MATCH(J$137,'Data Input Sheet'!$B$6:$S$6,0))))","v":""},{"$f":"IF(OFFSET(INDIRECT($B160),0,3)=0,\"\",IF(INDEX('Data Input Sheet'!$B$7:$S$116,MATCH($B160,'Data Input Sheet'!$B$7:$B$116,0),MATCH(K$137,'Data Input Sheet'!$B$6:$S$6,0))=\"\",\"\",INDEX('Data Input Sheet'!$B$7:$S$116,MATCH($B160,'Data Input Sheet'!$B$7:$B$116,0),MATCH(K$137,'Data Input Sheet'!$B$6:$S$6,0))))","v":""},{"$f":"IF(OFFSET(INDIRECT($B160),0,3)=0,\"\",IF(INDEX('Data Input Sheet'!$B$7:$S$116,MATCH($B160,'Data Input Sheet'!$B$7:$B$116,0),MATCH(L$137,'Data Input Sheet'!$B$6:$S$6,0))=\"\",\"\",INDEX('Data Input Sheet'!$B$7:$S$116,MATCH($B160,'Data Input Sheet'!$B$7:$B$116,0),MATCH(L$137,'Data Input Sheet'!$B$6:$S$6,0))))","v":""}]
["Capital Carrying Charge of Distribution Upgrade","input97",{"$f":"IF(OFFSET(INDIRECT($B161),0,3)=0,\"\",IF(INDEX('Data Input Sheet'!$B$7:$S$116,MATCH($B161,'Data Input Sheet'!$B$7:$B$116,0),MATCH(C$137,'Data Input Sheet'!$B$6:$S$6,0))=\"\",\"\",INDEX('Data Input Sheet'!$B$7:$S$116,MATCH($B161,'Data Input Sheet'!$B$7:$B$116,0),MATCH(C$137,'Data Input Sheet'!$B$6:$S$6,0))))","v":""},{"$f":"IF(OFFSET(INDIRECT($B161),0,3)=0,\"\",IF(INDEX('Data Input Sheet'!$B$7:$S$116,MATCH($B161,'Data Input Sheet'!$B$7:$B$116,0),MATCH(D$137,'Data Input Sheet'!$B$6:$S$6,0))=\"\",\"\",INDEX('Data Input Sheet'!$B$7:$S$116,MATCH($B161,'Data Input Sheet'!$B$7:$B$116,0),MATCH(D$137,'Data Input Sheet'!$B$6:$S$6,0))))","v":""},{"$f":"IF(OFFSET(INDIRECT($B161),0,3)=0,\"\",IF(INDEX('Data Input Sheet'!$B$7:$S$116,MATCH($B161,'Data Input Sheet'!$B$7:$B$116,0),MATCH(E$137,'Data Input Sheet'!$B$6:$S$6,0))=\"\",\"\",INDEX('Data Input Sheet'!$B$7:$S$116,MATCH($B161,'Data Input Sheet'!$B$7:$B$116,0),MATCH(E$137,'Data Input Sheet'!$B$6:$S$6,0))))","v":""},{"$f":"IF(OFFSET(INDIRECT($B161),0,3)=0,\"\",IF(INDEX('Data Input Sheet'!$B$7:$S$116,MATCH($B161,'Data Input Sheet'!$B$7:$B$116,0),MATCH(F$137,'Data Input Sheet'!$B$6:$S$6,0))=\"\",\"\",INDEX('Data Input Sheet'!$B$7:$S$116,MATCH($B161,'Data Input Sheet'!$B$7:$B$116,0),MATCH(F$137,'Data Input Sheet'!$B$6:$S$6,0))))","v":""},{"$f":"IF(OFFSET(INDIRECT($B161),0,3)=0,\"\",IF(INDEX('Data Input Sheet'!$B$7:$S$116,MATCH($B161,'Data Input Sheet'!$B$7:$B$116,0),MATCH(G$137,'Data Input Sheet'!$B$6:$S$6,0))=\"\",\"\",INDEX('Data Input Sheet'!$B$7:$S$116,MATCH($B161,'Data Input Sheet'!$B$7:$B$116,0),MATCH(G$137,'Data Input Sheet'!$B$6:$S$6,0))))","v":""},{"$f":"IF(OFFSET(INDIRECT($B161),0,3)=0,\"\",IF(INDEX('Data Input Sheet'!$B$7:$S$116,MATCH($B161,'Data Input Sheet'!$B$7:$B$116,0),MATCH(H$137,'Data Input Sheet'!$B$6:$S$6,0))=\"\",\"\",INDEX('Data Input Sheet'!$B$7:$S$116,MATCH($B161,'Data Input Sheet'!$B$7:$B$116,0),MATCH(H$137,'Data Input Sheet'!$B$6:$S$6,0))))","v":""},{"$f":"IF(OFFSET(INDIRECT($B161),0,3)=0,\"\",IF(INDEX('Data Input Sheet'!$B$7:$S$116,MATCH($B161,'Data Input Sheet'!$B$7:$B$116,0),MATCH(I$137,'Data Input Sheet'!$B$6:$S$6,0))=\"\",\"\",INDEX('Data Input Sheet'!$B$7:$S$116,MATCH($B161,'Data Input Sheet'!$B$7:$B$116,0),MATCH(I$137,'Data Input Sheet'!$B$6:$S$6,0))))","v":""},{"$f":"IF(OFFSET(INDIRECT($B161),0,3)=0,\"\",IF(INDEX('Data Input Sheet'!$B$7:$S$116,MATCH($B161,'Data Input Sheet'!$B$7:$B$116,0),MATCH(J$137,'Data Input Sheet'!$B$6:$S$6,0))=\"\",\"\",INDEX('Data Input Sheet'!$B$7:$S$116,MATCH($B161,'Data Input Sheet'!$B$7:$B$116,0),MATCH(J$137,'Data Input Sheet'!$B$6:$S$6,0))))","v":""},{"$f":"IF(OFFSET(INDIRECT($B161),0,3)=0,\"\",IF(INDEX('Data Input Sheet'!$B$7:$S$116,MATCH($B161,'Data Input Sheet'!$B$7:$B$116,0),MATCH(K$137,'Data Input Sheet'!$B$6:$S$6,0))=\"\",\"\",INDEX('Data Input Sheet'!$B$7:$S$116,MATCH($B161,'Data Input Sheet'!$B$7:$B$116,0),MATCH(K$137,'Data Input Sheet'!$B$6:$S$6,0))))","v":""},{"$f":"IF(OFFSET(INDIRECT($B161),0,3)=0,\"\",IF(INDEX('Data Input Sheet'!$B$7:$S$116,MATCH($B161,'Data Input Sheet'!$B$7:$B$116,0),MATCH(L$137,'Data Input Sheet'!$B$6:$S$6,0))=\"\",\"\",INDEX('Data Input Sheet'!$B$7:$S$116,MATCH($B161,'Data Input Sheet'!$B$7:$B$116,0),MATCH(L$137,'Data Input Sheet'!$B$6:$S$6,0))))","v":""}]
["Distribution Investment Time Deferred","input98",{"$f":"IF(OFFSET(INDIRECT($B162),0,3)=0,\"\",IF(INDEX('Data Input Sheet'!$B$7:$S$116,MATCH($B162,'Data Input Sheet'!$B$7:$B$116,0),MATCH(C$137,'Data Input Sheet'!$B$6:$S$6,0))=\"\",\"\",INDEX('Data Input Sheet'!$B$7:$S$116,MATCH($B162,'Data Input Sheet'!$B$7:$B$116,0),MATCH(C$137,'Data Input Sheet'!$B$6:$S$6,0))))","v":""},{"$f":"IF(OFFSET(INDIRECT($B162),0,3)=0,\"\",IF(INDEX('Data Input Sheet'!$B$7:$S$116,MATCH($B162,'Data Input Sheet'!$B$7:$B$116,0),MATCH(D$137,'Data Input Sheet'!$B$6:$S$6,0))=\"\",\"\",INDEX('Data Input Sheet'!$B$7:$S$116,MATCH($B162,'Data Input Sheet'!$B$7:$B$116,0),MATCH(D$137,'Data Input Sheet'!$B$6:$S$6,0))))","v":""},{"$f":"IF(OFFSET(INDIRECT($B162),0,3)=0,\"\",IF(INDEX('Data Input Sheet'!$B$7:$S$116,MATCH($B162,'Data Input Sheet'!$B$7:$B$116,0),MATCH(E$137,'Data Input Sheet'!$B$6:$S$6,0))=\"\",\"\",INDEX('Data Input Sheet'!$B$7:$S$116,MATCH($B162,'Data Input Sheet'!$B$7:$B$116,0),MATCH(E$137,'Data Input Sheet'!$B$6:$S$6,0))))","v":""},{"$f":"IF(OFFSET(INDIRECT($B162),0,3)=0,\"\",IF(INDEX('Data Input Sheet'!$B$7:$S$116,MATCH($B162,'Data Input Sheet'!$B$7:$B$116,0),MATCH(F$137,'Data Input Sheet'!$B$6:$S$6,0))=\"\",\"\",INDEX('Data Input Sheet'!$B$7:$S$116,MATCH($B162,'Data Input Sheet'!$B$7:$B$116,0),MATCH(F$137,'Data Input Sheet'!$B$6:$S$6,0))))","v":""},{"$f":"IF(OFFSET(INDIRECT($B162),0,3)=0,\"\",IF(INDEX('Data Input Sheet'!$B$7:$S$116,MATCH($B162,'Data Input Sheet'!$B$7:$B$116,0),MATCH(G$137,'Data Input Sheet'!$B$6:$S$6,0))=\"\",\"\",INDEX('Data Input Sheet'!$B$7:$S$116,MATCH($B162,'Data Input Sheet'!$B$7:$B$116,0),MATCH(G$137,'Data Input Sheet'!$B$6:$S$6,0))))","v":""},{"$f":"IF(OFFSET(INDIRECT($B162),0,3)=0,\"\",IF(INDEX('Data Input Sheet'!$B$7:$S$116,MATCH($B162,'Data Input Sheet'!$B$7:$B$116,0),MATCH(H$137,'Data Input Sheet'!$B$6:$S$6,0))=\"\",\"\",INDEX('Data Input Sheet'!$B$7:$S$116,MATCH($B162,'Data Input Sheet'!$B$7:$B$116,0),MATCH(H$137,'Data Input Sheet'!$B$6:$S$6,0))))","v":""},{"$f":"IF(OFFSET(INDIRECT($B162),0,3)=0,\"\",IF(INDEX('Data Input Sheet'!$B$7:$S$116,MATCH($B162,'Data Input Sheet'!$B$7:$B$116,0),MATCH(I$137,'Data Input Sheet'!$B$6:$S$6,0))=\"\",\"\",INDEX('Data Input Sheet'!$B$7:$S$116,MATCH($B162,'Data Input Sheet'!$B$7:$B$116,0),MATCH(I$137,'Data Input Sheet'!$B$6:$S$6,0))))","v":""},{"$f":"IF(OFFSET(INDIRECT($B162),0,3)=0,\"\",IF(INDEX('Data Input Sheet'!$B$7:$S$116,MATCH($B162,'Data Input Sheet'!$B$7:$B$116,0),MATCH(J$137,'Data Input Sheet'!$B$6:$S$6,0))=\"\",\"\",INDEX('Data Input Sheet'!$B$7:$S$116,MATCH($B162,'Data Input Sheet'!$B$7:$B$116,0),MATCH(J$137,'Data Input Sheet'!$B$6:$S$6,0))))","v":""},{"$f":"IF(OFFSET(INDIRECT($B162),0,3)=0,\"\",IF(INDEX('Data Input Sheet'!$B$7:$S$116,MATCH($B162,'Data Input Sheet'!$B$7:$B$116,0),MATCH(K$137,'Data Input Sheet'!$B$6:$S$6,0))=\"\",\"\",INDEX('Data Input Sheet'!$B$7:$S$116,MATCH($B162,'Data Input Sheet'!$B$7:$B$116,0),MATCH(K$137,'Data Input Sheet'!$B$6:$S$6,0))))","v":""},{"$f":"IF(OFFSET(INDIRECT($B162),0,3)=0,\"\",IF(INDEX('Data Input Sheet'!$B$7:$S$116,MATCH($B162,'Data Input Sheet'!$B$7:$B$116,0),MATCH(L$137,'Data Input Sheet'!$B$6:$S$6,0))=\"\",\"\",INDEX('Data Input Sheet'!$B$7:$S$116,MATCH($B162,'Data Input Sheet'!$B$7:$B$116,0),MATCH(L$137,'Data Input Sheet'!$B$6:$S$6,0))))","v":""}]
["Capital Replacement of Failed Equipment","input21",{"$f":"IF(OFFSET(INDIRECT($B163),0,3)=0,\"\",IF(INDEX('Data Input Sheet'!$B$7:$S$116,MATCH($B163,'Data Input Sheet'!$B$7:$B$116,0),MATCH(C$137,'Data Input Sheet'!$B$6:$S$6,0))=\"\",\"\",INDEX('Data Input Sheet'!$B$7:$S$116,MATCH($B163,'Data Input Sheet'!$B$7:$B$116,0),MATCH(C$137,'Data Input Sheet'!$B$6:$S$6,0))))","v":""},{"$f":"IF(OFFSET(INDIRECT($B163),0,3)=0,\"\",IF(INDEX('Data Input Sheet'!$B$7:$S$116,MATCH($B163,'Data Input Sheet'!$B$7:$B$116,0),MATCH(D$137,'Data Input Sheet'!$B$6:$S$6,0))=\"\",\"\",INDEX('Data Input Sheet'!$B$7:$S$116,MATCH($B163,'Data Input Sheet'!$B$7:$B$116,0),MATCH(D$137,'Data Input Sheet'!$B$6:$S$6,0))))","v":""},{"$f":"IF(OFFSET(INDIRECT($B163),0,3)=0,\"\",IF(INDEX('Data Input Sheet'!$B$7:$S$116,MATCH($B163,'Data Input Sheet'!$B$7:$B$116,0),MATCH(E$137,'Data Input Sheet'!$B$6:$S$6,0))=\"\",\"\",INDEX('Data Input Sheet'!$B$7:$S$116,MATCH($B163,'Data Input Sheet'!$B$7:$B$116,0),MATCH(E$137,'Data Input Sheet'!$B$6:$S$6,0))))","v":""},{"$f":"IF(OFFSET(INDIRECT($B163),0,3)=0,\"\",IF(INDEX('Data Input Sheet'!$B$7:$S$116,MATCH($B163,'Data Input Sheet'!$B$7:$B$116,0),MATCH(F$137,'Data Input Sheet'!$B$6:$S$6,0))=\"\",\"\",INDEX('Data Input Sheet'!$B$7:$S$116,MATCH($B163,'Data Input Sheet'!$B$7:$B$116,0),MATCH(F$137,'Data Input Sheet'!$B$6:$S$6,0))))","v":""},{"$f":"IF(OFFSET(INDIRECT($B163),0,3)=0,\"\",IF(INDEX('Data Input Sheet'!$B$7:$S$116,MATCH($B163,'Data Input Sheet'!$B$7:$B$116,0),MATCH(G$137,'Data Input Sheet'!$B$6:$S$6,0))=\"\",\"\",INDEX('Data Input Sheet'!$B$7:$S$116,MATCH($B163,'Data Input Sheet'!$B$7:$B$116,0),MATCH(G$137,'Data Input Sheet'!$B$6:$S$6,0))))","v":""},{"$f":"IF(OFFSET(INDIRECT($B163),0,3)=0,\"\",IF(INDEX('Data Input Sheet'!$B$7:$S$116,MATCH($B163,'Data Input Sheet'!$B$7:$B$116,0),MATCH(H$137,'Data Input Sheet'!$B$6:$S$6,0))=\"\",\"\",INDEX('Data Input Sheet'!$B$7:$S$116,MATCH($B163,'Data Input Sheet'!$B$7:$B$116,0),MATCH(H$137,'Data Input Sheet'!$B$6:$S$6,0))))","v":""},{"$f":"IF(OFFSET(INDIRECT($B163),0,3)=0,\"\",IF(INDEX('Data Input Sheet'!$B$7:$S$116,MATCH($B163,'Data Input Sheet'!$B$7:$B$116,0),MATCH(I$137,'Data Input Sheet'!$B$6:$S$6,0))=\"\",\"\",INDEX('Data Input Sheet'!$B$7:$S$116,MATCH($B163,'Data Input Sheet'!$B$7:$B$116,0),MATCH(I$137,'Data Input Sheet'!$B$6:$S$6,0))))","v":""},{"$f":"IF(OFFSET(INDIRECT($B163),0,3)=0,\"\",IF(INDEX('Data Input Sheet'!$B$7:$S$116,MATCH($B163,'Data Input Sheet'!$B$7:$B$116,0),MATCH(J$137,'Data Input Sheet'!$B$6:$S$6,0))=\"\",\"\",INDEX('Data Input Sheet'!$B$7:$S$116,MATCH($B163,'Data Input Sheet'!$B$7:$B$116,0),MATCH(J$137,'Data Input Sheet'!$B$6:$S$6,0))))","v":""},{"$f":"IF(OFFSET(INDIRECT($B163),0,3)=0,\"\",IF(INDEX('Data Input Sheet'!$B$7:$S$116,MATCH($B163,'Data Input Sheet'!$B$7:$B$116,0),MATCH(K$137,'Data Input Sheet'!$B$6:$S$6,0))=\"\",\"\",INDEX('Data Input Sheet'!$B$7:$S$116,MATCH($B163,'Data Input Sheet'!$B$7:$B$116,0),MATCH(K$137,'Data Input Sheet'!$B$6:$S$6,0))))","v":""},{"$f":"IF(OFFSET(INDIRECT($B163),0,3)=0,\"\",IF(INDEX('Data Input Sheet'!$B$7:$S$116,MATCH($B163,'Data Input Sheet'!$B$7:$B$116,0),MATCH(L$137,'Data Input Sheet'!$B$6:$S$6,0))=\"\",\"\",INDEX('Data Input Sheet'!$B$7:$S$116,MATCH($B163,'Data Input Sheet'!$B$7:$B$116,0),MATCH(L$137,'Data Input Sheet'!$B$6:$S$6,0))))","v":""}]
["Portion Caused by Fault Current or Overloaded Equipment ","input22",{"$f":"IF(OFFSET(INDIRECT($B164),0,3)=0,\"\",IF(INDEX('Data Input Sheet'!$B$7:$S$116,MATCH($B164,'Data Input Sheet'!$B$7:$B$116,0),MATCH(C$137,'Data Input Sheet'!$B$6:$S$6,0))=\"\",\"\",INDEX('Data Input Sheet'!$B$7:$S$116,MATCH($B164,'Data Input Sheet'!$B$7:$B$116,0),MATCH(C$137,'Data Input Sheet'!$B$6:$S$6,0))))","v":""},{"$f":"IF(OFFSET(INDIRECT($B164),0,3)=0,\"\",IF(INDEX('Data Input Sheet'!$B$7:$S$116,MATCH($B164,'Data Input Sheet'!$B$7:$B$116,0),MATCH(D$137,'Data Input Sheet'!$B$6:$S$6,0))=\"\",\"\",INDEX('Data Input Sheet'!$B$7:$S$116,MATCH($B164,'Data Input Sheet'!$B$7:$B$116,0),MATCH(D$137,'Data Input Sheet'!$B$6:$S$6,0))))","v":""},{"$f":"IF(OFFSET(INDIRECT($B164),0,3)=0,\"\",IF(INDEX('Data Input Sheet'!$B$7:$S$116,MATCH($B164,'Data Input Sheet'!$B$7:$B$116,0),MATCH(E$137,'Data Input Sheet'!$B$6:$S$6,0))=\"\",\"\",INDEX('Data Input Sheet'!$B$7:$S$116,MATCH($B164,'Data Input Sheet'!$B$7:$B$116,0),MATCH(E$137,'Data Input Sheet'!$B$6:$S$6,0))))","v":""},{"$f":"IF(OFFSET(INDIRECT($B164),0,3)=0,\"\",IF(INDEX('Data Input Sheet'!$B$7:$S$116,MATCH($B164,'Data Input Sheet'!$B$7:$B$116,0),MATCH(F$137,'Data Input Sheet'!$B$6:$S$6,0))=\"\",\"\",INDEX('Data Input Sheet'!$B$7:$S$116,MATCH($B164,'Data Input Sheet'!$B$7:$B$116,0),MATCH(F$137,'Data Input Sheet'!$B$6:$S$6,0))))","v":""},{"$f":"IF(OFFSET(INDIRECT($B164),0,3)=0,\"\",IF(INDEX('Data Input Sheet'!$B$7:$S$116,MATCH($B164,'Data Input Sheet'!$B$7:$B$116,0),MATCH(G$137,'Data Input Sheet'!$B$6:$S$6,0))=\"\",\"\",INDEX('Data Input Sheet'!$B$7:$S$116,MATCH($B164,'Data Input Sheet'!$B$7:$B$116,0),MATCH(G$137,'Data Input Sheet'!$B$6:$S$6,0))))","v":""},{"$f":"IF(OFFSET(INDIRECT($B164),0,3)=0,\"\",IF(INDEX('Data Input Sheet'!$B$7:$S$116,MATCH($B164,'Data Input Sheet'!$B$7:$B$116,0),MATCH(H$137,'Data Input Sheet'!$B$6:$S$6,0))=\"\",\"\",INDEX('Data Input Sheet'!$B$7:$S$116,MATCH($B164,'Data Input Sheet'!$B$7:$B$116,0),MATCH(H$137,'Data Input Sheet'!$B$6:$S$6,0))))","v":""},{"$f":"IF(OFFSET(INDIRECT($B164),0,3)=0,\"\",IF(INDEX('Data Input Sheet'!$B$7:$S$116,MATCH($B164,'Data Input Sheet'!$B$7:$B$116,0),MATCH(I$137,'Data Input Sheet'!$B$6:$S$6,0))=\"\",\"\",INDEX('Data Input Sheet'!$B$7:$S$116,MATCH($B164,'Data Input Sheet'!$B$7:$B$116,0),MATCH(I$137,'Data Input Sheet'!$B$6:$S$6,0))))","v":""},{"$f":"IF(OFFSET(INDIRECT($B164),0,3)=0,\"\",IF(INDEX('Data Input Sheet'!$B$7:$S$116,MATCH($B164,'Data Input Sheet'!$B$7:$B$116,0),MATCH(J$137,'Data Input Sheet'!$B$6:$S$6,0))=\"\",\"\",INDEX('Data Input Sheet'!$B$7:$S$116,MATCH($B164,'Data Input Sheet'!$B$7:$B$116,0),MATCH(J$137,'Data Input Sheet'!$B$6:$S$6,0))))","v":""},{"$f":"IF(OFFSET(INDIRECT($B164),0,3)=0,\"\",IF(INDEX('Data Input Sheet'!$B$7:$S$116,MATCH($B164,'Data Input Sheet'!$B$7:$B$116,0),MATCH(K$137,'Data Input Sheet'!$B$6:$S$6,0))=\"\",\"\",INDEX('Data Input Sheet'!$B$7:$S$116,MATCH($B164,'Data Input Sheet'!$B$7:$B$116,0),MATCH(K$137,'Data Input Sheet'!$B$6:$S$6,0))))","v":""},{"$f":"IF(OFFSET(INDIRECT($B164),0,3)=0,\"\",IF(INDEX('Data Input Sheet'!$B$7:$S$116,MATCH($B164,'Data Input Sheet'!$B$7:$B$116,0),MATCH(L$137,'Data Input Sheet'!$B$6:$S$6,0))=\"\",\"\",INDEX('Data Input Sheet'!$B$7:$S$116,MATCH($B164,'Data Input Sheet'!$B$7:$B$116,0),MATCH(L$137,'Data Input Sheet'!$B$6:$S$6,0))))","v":""}]
["Portion Caused by Lack of Condition Diagnosis","input23",{"$f":"IF(OFFSET(INDIRECT($B165),0,3)=0,\"\",IF(INDEX('Data Input Sheet'!$B$7:$S$116,MATCH($B165,'Data Input Sheet'!$B$7:$B$116,0),MATCH(C$137,'Data Input Sheet'!$B$6:$S$6,0))=\"\",\"\",INDEX('Data Input Sheet'!$B$7:$S$116,MATCH($B165,'Data Input Sheet'!$B$7:$B$116,0),MATCH(C$137,'Data Input Sheet'!$B$6:$S$6,0))))","v":""},{"$f":"IF(OFFSET(INDIRECT($B165),0,3)=0,\"\",IF(INDEX('Data Input Sheet'!$B$7:$S$116,MATCH($B165,'Data Input Sheet'!$B$7:$B$116,0),MATCH(D$137,'Data Input Sheet'!$B$6:$S$6,0))=\"\",\"\",INDEX('Data Input Sheet'!$B$7:$S$116,MATCH($B165,'Data Input Sheet'!$B$7:$B$116,0),MATCH(D$137,'Data Input Sheet'!$B$6:$S$6,0))))","v":""},{"$f":"IF(OFFSET(INDIRECT($B165),0,3)=0,\"\",IF(INDEX('Data Input Sheet'!$B$7:$S$116,MATCH($B165,'Data Input Sheet'!$B$7:$B$116,0),MATCH(E$137,'Data Input Sheet'!$B$6:$S$6,0))=\"\",\"\",INDEX('Data Input Sheet'!$B$7:$S$116,MATCH($B165,'Data Input Sheet'!$B$7:$B$116,0),MATCH(E$137,'Data Input Sheet'!$B$6:$S$6,0))))","v":""},{"$f":"IF(OFFSET(INDIRECT($B165),0,3)=0,\"\",IF(INDEX('Data Input Sheet'!$B$7:$S$116,MATCH($B165,'Data Input Sheet'!$B$7:$B$116,0),MATCH(F$137,'Data Input Sheet'!$B$6:$S$6,0))=\"\",\"\",INDEX('Data Input Sheet'!$B$7:$S$116,MATCH($B165,'Data Input Sheet'!$B$7:$B$116,0),MATCH(F$137,'Data Input Sheet'!$B$6:$S$6,0))))","v":""},{"$f":"IF(OFFSET(INDIRECT($B165),0,3)=0,\"\",IF(INDEX('Data Input Sheet'!$B$7:$S$116,MATCH($B165,'Data Input Sheet'!$B$7:$B$116,0),MATCH(G$137,'Data Input Sheet'!$B$6:$S$6,0))=\"\",\"\",INDEX('Data Input Sheet'!$B$7:$S$116,MATCH($B165,'Data Input Sheet'!$B$7:$B$116,0),MATCH(G$137,'Data Input Sheet'!$B$6:$S$6,0))))","v":""},{"$f":"IF(OFFSET(INDIRECT($B165),0,3)=0,\"\",IF(INDEX('Data Input Sheet'!$B$7:$S$116,MATCH($B165,'Data Input Sheet'!$B$7:$B$116,0),MATCH(H$137,'Data Input Sheet'!$B$6:$S$6,0))=\"\",\"\",INDEX('Data Input Sheet'!$B$7:$S$116,MATCH($B165,'Data Input Sheet'!$B$7:$B$116,0),MATCH(H$137,'Data Input Sheet'!$B$6:$S$6,0))))","v":""},{"$f":"IF(OFFSET(INDIRECT($B165),0,3)=0,\"\",IF(INDEX('Data Input Sheet'!$B$7:$S$116,MATCH($B165,'Data Input Sheet'!$B$7:$B$116,0),MATCH(I$137,'Data Input Sheet'!$B$6:$S$6,0))=\"\",\"\",INDEX('Data Input Sheet'!$B$7:$S$116,MATCH($B165,'Data Input Sheet'!$B$7:$B$116,0),MATCH(I$137,'Data Input Sheet'!$B$6:$S$6,0))))","v":""},{"$f":"IF(OFFSET(INDIRECT($B165),0,3)=0,\"\",IF(INDEX('Data Input Sheet'!$B$7:$S$116,MATCH($B165,'Data Input Sheet'!$B$7:$B$116,0),MATCH(J$137,'Data Input Sheet'!$B$6:$S$6,0))=\"\",\"\",INDEX('Data Input Sheet'!$B$7:$S$116,MATCH($B165,'Data Input Sheet'!$B$7:$B$116,0),MATCH(J$137,'Data Input Sheet'!$B$6:$S$6,0))))","v":""},{"$f":"IF(OFFSET(INDIRECT($B165),0,3)=0,\"\",IF(INDEX('Data Input Sheet'!$B$7:$S$116,MATCH($B165,'Data Input Sheet'!$B$7:$B$116,0),MATCH(K$137,'Data Input Sheet'!$B$6:$S$6,0))=\"\",\"\",INDEX('Data Input Sheet'!$B$7:$S$116,MATCH($B165,'Data Input Sheet'!$B$7:$B$116,0),MATCH(K$137,'Data Input Sheet'!$B$6:$S$6,0))))","v":""},{"$f":"IF(OFFSET(INDIRECT($B165),0,3)=0,\"\",IF(INDEX('Data Input Sheet'!$B$7:$S$116,MATCH($B165,'Data Input Sheet'!$B$7:$B$116,0),MATCH(L$137,'Data Input Sheet'!$B$6:$S$6,0))=\"\",\"\",INDEX('Data Input Sheet'!$B$7:$S$116,MATCH($B165,'Data Input Sheet'!$B$7:$B$116,0),MATCH(L$137,'Data Input Sheet'!$B$6:$S$6,0))))","v":""}]
["Total Transmission Equipment Maintenance Cost","input47",{"$f":"IF(OFFSET(INDIRECT($B166),0,3)=0,\"\",IF(INDEX('Data Input Sheet'!$B$7:$S$116,MATCH($B166,'Data Input Sheet'!$B$7:$B$116,0),MATCH(C$137,'Data Input Sheet'!$B$6:$S$6,0))=\"\",\"\",INDEX('Data Input Sheet'!$B$7:$S$116,MATCH($B166,'Data Input Sheet'!$B$7:$B$116,0),MATCH(C$137,'Data Input Sheet'!$B$6:$S$6,0))))","v":""},{"$f":"IF(OFFSET(INDIRECT($B166),0,3)=0,\"\",IF(INDEX('Data Input Sheet'!$B$7:$S$116,MATCH($B166,'Data Input Sheet'!$B$7:$B$116,0),MATCH(D$137,'Data Input Sheet'!$B$6:$S$6,0))=\"\",\"\",INDEX('Data Input Sheet'!$B$7:$S$116,MATCH($B166,'Data Input Sheet'!$B$7:$B$116,0),MATCH(D$137,'Data Input Sheet'!$B$6:$S$6,0))))","v":""},{"$f":"IF(OFFSET(INDIRECT($B166),0,3)=0,\"\",IF(INDEX('Data Input Sheet'!$B$7:$S$116,MATCH($B166,'Data Input Sheet'!$B$7:$B$116,0),MATCH(E$137,'Data Input Sheet'!$B$6:$S$6,0))=\"\",\"\",INDEX('Data Input Sheet'!$B$7:$S$116,MATCH($B166,'Data Input Sheet'!$B$7:$B$116,0),MATCH(E$137,'Data Input Sheet'!$B$6:$S$6,0))))","v":""},{"$f":"IF(OFFSET(INDIRECT($B166),0,3)=0,\"\",IF(INDEX('Data Input Sheet'!$B$7:$S$116,MATCH($B166,'Data Input Sheet'!$B$7:$B$116,0),MATCH(F$137,'Data Input Sheet'!$B$6:$S$6,0))=\"\",\"\",INDEX('Data Input Sheet'!$B$7:$S$116,MATCH($B166,'Data Input Sheet'!$B$7:$B$116,0),MATCH(F$137,'Data Input Sheet'!$B$6:$S$6,0))))","v":""},{"$f":"IF(OFFSET(INDIRECT($B166),0,3)=0,\"\",IF(INDEX('Data Input Sheet'!$B$7:$S$116,MATCH($B166,'Data Input Sheet'!$B$7:$B$116,0),MATCH(G$137,'Data Input Sheet'!$B$6:$S$6,0))=\"\",\"\",INDEX('Data Input Sheet'!$B$7:$S$116,MATCH($B166,'Data Input Sheet'!$B$7:$B$116,0),MATCH(G$137,'Data Input Sheet'!$B$6:$S$6,0))))","v":""},{"$f":"IF(OFFSET(INDIRECT($B166),0,3)=0,\"\",IF(INDEX('Data Input Sheet'!$B$7:$S$116,MATCH($B166,'Data Input Sheet'!$B$7:$B$116,0),MATCH(H$137,'Data Input Sheet'!$B$6:$S$6,0))=\"\",\"\",INDEX('Data Input Sheet'!$B$7:$S$116,MATCH($B166,'Data Input Sheet'!$B$7:$B$116,0),MATCH(H$137,'Data Input Sheet'!$B$6:$S$6,0))))","v":""},{"$f":"IF(OFFSET(INDIRECT($B166),0,3)=0,\"\",IF(INDEX('Data Input Sheet'!$B$7:$S$116,MATCH($B166,'Data Input Sheet'!$B$7:$B$116,0),MATCH(I$137,'Data Input Sheet'!$B$6:$S$6,0))=\"\",\"\",INDEX('Data Input Sheet'!$B$7:$S$116,MATCH($B166,'Data Input Sheet'!$B$7:$B$116,0),MATCH(I$137,'Data Input Sheet'!$B$6:$S$6,0))))","v":""},{"$f":"IF(OFFSET(INDIRECT($B166),0,3)=0,\"\",IF(INDEX('Data Input Sheet'!$B$7:$S$116,MATCH($B166,'Data Input Sheet'!$B$7:$B$116,0),MATCH(J$137,'Data Input Sheet'!$B$6:$S$6,0))=\"\",\"\",INDEX('Data Input Sheet'!$B$7:$S$116,MATCH($B166,'Data Input Sheet'!$B$7:$B$116,0),MATCH(J$137,'Data Input Sheet'!$B$6:$S$6,0))))","v":""},{"$f":"IF(OFFSET(INDIRECT($B166),0,3)=0,\"\",IF(INDEX('Data Input Sheet'!$B$7:$S$116,MATCH($B166,'Data Input Sheet'!$B$7:$B$116,0),MATCH(K$137,'Data Input Sheet'!$B$6:$S$6,0))=\"\",\"\",INDEX('Data Input Sheet'!$B$7:$S$116,MATCH($B166,'Data Input Sheet'!$B$7:$B$116,0),MATCH(K$137,'Data Input Sheet'!$B$6:$S$6,0))))","v":""},{"$f":"IF(OFFSET(INDIRECT($B166),0,3)=0,\"\",IF(INDEX('Data Input Sheet'!$B$7:$S$116,MATCH($B166,'Data Input Sheet'!$B$7:$B$116,0),MATCH(L$137,'Data Input Sheet'!$B$6:$S$6,0))=\"\",\"\",INDEX('Data Input Sheet'!$B$7:$S$116,MATCH($B166,'Data Input Sheet'!$B$7:$B$116,0),MATCH(L$137,'Data Input Sheet'!$B$6:$S$6,0))))","v":""}]
["Total Distribution Equipment Maintenance Cost","input24",{"$f":"IF(OFFSET(INDIRECT($B167),0,3)=0,\"\",IF(INDEX('Data Input Sheet'!$B$7:$S$116,MATCH($B167,'Data Input Sheet'!$B$7:$B$116,0),MATCH(C$137,'Data Input Sheet'!$B$6:$S$6,0))=\"\",\"\",INDEX('Data Input Sheet'!$B$7:$S$116,MATCH($B167,'Data Input Sheet'!$B$7:$B$116,0),MATCH(C$137,'Data Input Sheet'!$B$6:$S$6,0))))","v":""},{"$f":"IF(OFFSET(INDIRECT($B167),0,3)=0,\"\",IF(INDEX('Data Input Sheet'!$B$7:$S$116,MATCH($B167,'Data Input Sheet'!$B$7:$B$116,0),MATCH(D$137,'Data Input Sheet'!$B$6:$S$6,0))=\"\",\"\",INDEX('Data Input Sheet'!$B$7:$S$116,MATCH($B167,'Data Input Sheet'!$B$7:$B$116,0),MATCH(D$137,'Data Input Sheet'!$B$6:$S$6,0))))","v":""},{"$f":"IF(OFFSET(INDIRECT($B167),0,3)=0,\"\",IF(INDEX('Data Input Sheet'!$B$7:$S$116,MATCH($B167,'Data Input Sheet'!$B$7:$B$116,0),MATCH(E$137,'Data Input Sheet'!$B$6:$S$6,0))=\"\",\"\",INDEX('Data Input Sheet'!$B$7:$S$116,MATCH($B167,'Data Input Sheet'!$B$7:$B$116,0),MATCH(E$137,'Data Input Sheet'!$B$6:$S$6,0))))","v":""},{"$f":"IF(OFFSET(INDIRECT($B167),0,3)=0,\"\",IF(INDEX('Data Input Sheet'!$B$7:$S$116,MATCH($B167,'Data Input Sheet'!$B$7:$B$116,0),MATCH(F$137,'Data Input Sheet'!$B$6:$S$6,0))=\"\",\"\",INDEX('Data Input Sheet'!$B$7:$S$116,MATCH($B167,'Data Input Sheet'!$B$7:$B$116,0),MATCH(F$137,'Data Input Sheet'!$B$6:$S$6,0))))","v":""},{"$f":"IF(OFFSET(INDIRECT($B167),0,3)=0,\"\",IF(INDEX('Data Input Sheet'!$B$7:$S$116,MATCH($B167,'Data Input Sheet'!$B$7:$B$116,0),MATCH(G$137,'Data Input Sheet'!$B$6:$S$6,0))=\"\",\"\",INDEX('Data Input Sheet'!$B$7:$S$116,MATCH($B167,'Data Input Sheet'!$B$7:$B$116,0),MATCH(G$137,'Data Input Sheet'!$B$6:$S$6,0))))","v":""},{"$f":"IF(OFFSET(INDIRECT($B167),0,3)=0,\"\",IF(INDEX('Data Input Sheet'!$B$7:$S$116,MATCH($B167,'Data Input Sheet'!$B$7:$B$116,0),MATCH(H$137,'Data Input Sheet'!$B$6:$S$6,0))=\"\",\"\",INDEX('Data Input Sheet'!$B$7:$S$116,MATCH($B167,'Data Input Sheet'!$B$7:$B$116,0),MATCH(H$137,'Data Input Sheet'!$B$6:$S$6,0))))","v":""},{"$f":"IF(OFFSET(INDIRECT($B167),0,3)=0,\"\",IF(INDEX('Data Input Sheet'!$B$7:$S$116,MATCH($B167,'Data Input Sheet'!$B$7:$B$116,0),MATCH(I$137,'Data Input Sheet'!$B$6:$S$6,0))=\"\",\"\",INDEX('Data Input Sheet'!$B$7:$S$116,MATCH($B167,'Data Input Sheet'!$B$7:$B$116,0),MATCH(I$137,'Data Input Sheet'!$B$6:$S$6,0))))","v":""},{"$f":"IF(OFFSET(INDIRECT($B167),0,3)=0,\"\",IF(INDEX('Data Input Sheet'!$B$7:$S$116,MATCH($B167,'Data Input Sheet'!$B$7:$B$116,0),MATCH(J$137,'Data Input Sheet'!$B$6:$S$6,0))=\"\",\"\",INDEX('Data Input Sheet'!$B$7:$S$116,MATCH($B167,'Data Input Sheet'!$B$7:$B$116,0),MATCH(J$137,'Data Input Sheet'!$B$6:$S$6,0))))","v":""},{"$f":"IF(OFFSET(INDIRECT($B167),0,3)=0,\"\",IF(INDEX('Data Input Sheet'!$B$7:$S$116,MATCH($B167,'Data Input Sheet'!$B$7:$B$116,0),MATCH(K$137,'Data Input Sheet'!$B$6:$S$6,0))=\"\",\"\",INDEX('Data Input Sheet'!$B$7:$S$116,MATCH($B167,'Data Input Sheet'!$B$7:$B$116,0),MATCH(K$137,'Data Input Sheet'!$B$6:$S$6,0))))","v":""},{"$f":"IF(OFFSET(INDIRECT($B167),0,3)=0,\"\",IF(INDEX('Data Input Sheet'!$B$7:$S$116,MATCH($B167,'Data Input Sheet'!$B$7:$B$116,0),MATCH(L$137,'Data Input Sheet'!$B$6:$S$6,0))=\"\",\"\",INDEX('Data Input Sheet'!$B$7:$S$116,MATCH($B167,'Data Input Sheet'!$B$7:$B$116,0),MATCH(L$137,'Data Input Sheet'!$B$6:$S$6,0))))","v":""}]
["Distribution Operations Cost","input61",{"$f":"IF(OFFSET(INDIRECT($B168),0,3)=0,\"\",IF(INDEX('Data Input Sheet'!$B$7:$S$116,MATCH($B168,'Data Input Sheet'!$B$7:$B$116,0),MATCH(C$137,'Data Input Sheet'!$B$6:$S$6,0))=\"\",\"\",INDEX('Data Input Sheet'!$B$7:$S$116,MATCH($B168,'Data Input Sheet'!$B$7:$B$116,0),MATCH(C$137,'Data Input Sheet'!$B$6:$S$6,0))))","v":""},{"$f":"IF(OFFSET(INDIRECT($B168),0,3)=0,\"\",IF(INDEX('Data Input Sheet'!$B$7:$S$116,MATCH($B168,'Data Input Sheet'!$B$7:$B$116,0),MATCH(D$137,'Data Input Sheet'!$B$6:$S$6,0))=\"\",\"\",INDEX('Data Input Sheet'!$B$7:$S$116,MATCH($B168,'Data Input Sheet'!$B$7:$B$116,0),MATCH(D$137,'Data Input Sheet'!$B$6:$S$6,0))))","v":""},{"$f":"IF(OFFSET(INDIRECT($B168),0,3)=0,\"\",IF(INDEX('Data Input Sheet'!$B$7:$S$116,MATCH($B168,'Data Input Sheet'!$B$7:$B$116,0),MATCH(E$137,'Data Input Sheet'!$B$6:$S$6,0))=\"\",\"\",INDEX('Data Input Sheet'!$B$7:$S$116,MATCH($B168,'Data Input Sheet'!$B$7:$B$116,0),MATCH(E$137,'Data Input Sheet'!$B$6:$S$6,0))))","v":""},{"$f":"IF(OFFSET(INDIRECT($B168),0,3)=0,\"\",IF(INDEX('Data Input Sheet'!$B$7:$S$116,MATCH($B168,'Data Input Sheet'!$B$7:$B$116,0),MATCH(F$137,'Data Input Sheet'!$B$6:$S$6,0))=\"\",\"\",INDEX('Data Input Sheet'!$B$7:$S$116,MATCH($B168,'Data Input Sheet'!$B$7:$B$116,0),MATCH(F$137,'Data Input Sheet'!$B$6:$S$6,0))))","v":""},{"$f":"IF(OFFSET(INDIRECT($B168),0,3)=0,\"\",IF(INDEX('Data Input Sheet'!$B$7:$S$116,MATCH($B168,'Data Input Sheet'!$B$7:$B$116,0),MATCH(G$137,'Data Input Sheet'!$B$6:$S$6,0))=\"\",\"\",INDEX('Data Input Sheet'!$B$7:$S$116,MATCH($B168,'Data Input Sheet'!$B$7:$B$116,0),MATCH(G$137,'Data Input Sheet'!$B$6:$S$6,0))))","v":""},{"$f":"IF(OFFSET(INDIRECT($B168),0,3)=0,\"\",IF(INDEX('Data Input Sheet'!$B$7:$S$116,MATCH($B168,'Data Input Sheet'!$B$7:$B$116,0),MATCH(H$137,'Data Input Sheet'!$B$6:$S$6,0))=\"\",\"\",INDEX('Data Input Sheet'!$B$7:$S$116,MATCH($B168,'Data Input Sheet'!$B$7:$B$116,0),MATCH(H$137,'Data Input Sheet'!$B$6:$S$6,0))))","v":""},{"$f":"IF(OFFSET(INDIRECT($B168),0,3)=0,\"\",IF(INDEX('Data Input Sheet'!$B$7:$S$116,MATCH($B168,'Data Input Sheet'!$B$7:$B$116,0),MATCH(I$137,'Data Input Sheet'!$B$6:$S$6,0))=\"\",\"\",INDEX('Data Input Sheet'!$B$7:$S$116,MATCH($B168,'Data Input Sheet'!$B$7:$B$116,0),MATCH(I$137,'Data Input Sheet'!$B$6:$S$6,0))))","v":""},{"$f":"IF(OFFSET(INDIRECT($B168),0,3)=0,\"\",IF(INDEX('Data Input Sheet'!$B$7:$S$116,MATCH($B168,'Data Input Sheet'!$B$7:$B$116,0),MATCH(J$137,'Data Input Sheet'!$B$6:$S$6,0))=\"\",\"\",INDEX('Data Input Sheet'!$B$7:$S$116,MATCH($B168,'Data Input Sheet'!$B$7:$B$116,0),MATCH(J$137,'Data Input Sheet'!$B$6:$S$6,0))))","v":""},{"$f":"IF(OFFSET(INDIRECT($B168),0,3)=0,\"\",IF(INDEX('Data Input Sheet'!$B$7:$S$116,MATCH($B168,'Data Input Sheet'!$B$7:$B$116,0),MATCH(K$137,'Data Input Sheet'!$B$6:$S$6,0))=\"\",\"\",INDEX('Data Input Sheet'!$B$7:$S$116,MATCH($B168,'Data Input Sheet'!$B$7:$B$116,0),MATCH(K$137,'Data Input Sheet'!$B$6:$S$6,0))))","v":""},{"$f":"IF(OFFSET(INDIRECT($B168),0,3)=0,\"\",IF(INDEX('Data Input Sheet'!$B$7:$S$116,MATCH($B168,'Data Input Sheet'!$B$7:$B$116,0),MATCH(L$137,'Data Input Sheet'!$B$6:$S$6,0))=\"\",\"\",INDEX('Data Input Sheet'!$B$7:$S$116,MATCH($B168,'Data Input Sheet'!$B$7:$B$116,0),MATCH(L$137,'Data Input Sheet'!$B$6:$S$6,0))))","v":""}]
["Transmission Operations Cost","input69",{"$f":"IF(OFFSET(INDIRECT($B169),0,3)=0,\"\",IF(INDEX('Data Input Sheet'!$B$7:$S$116,MATCH($B169,'Data Input Sheet'!$B$7:$B$116,0),MATCH(C$137,'Data Input Sheet'!$B$6:$S$6,0))=\"\",\"\",INDEX('Data Input Sheet'!$B$7:$S$116,MATCH($B169,'Data Input Sheet'!$B$7:$B$116,0),MATCH(C$137,'Data Input Sheet'!$B$6:$S$6,0))))","v":""},{"$f":"IF(OFFSET(INDIRECT($B169),0,3)=0,\"\",IF(INDEX('Data Input Sheet'!$B$7:$S$116,MATCH($B169,'Data Input Sheet'!$B$7:$B$116,0),MATCH(D$137,'Data Input Sheet'!$B$6:$S$6,0))=\"\",\"\",INDEX('Data Input Sheet'!$B$7:$S$116,MATCH($B169,'Data Input Sheet'!$B$7:$B$116,0),MATCH(D$137,'Data Input Sheet'!$B$6:$S$6,0))))","v":""},{"$f":"IF(OFFSET(INDIRECT($B169),0,3)=0,\"\",IF(INDEX('Data Input Sheet'!$B$7:$S$116,MATCH($B169,'Data Input Sheet'!$B$7:$B$116,0),MATCH(E$137,'Data Input Sheet'!$B$6:$S$6,0))=\"\",\"\",INDEX('Data Input Sheet'!$B$7:$S$116,MATCH($B169,'Data Input Sheet'!$B$7:$B$116,0),MATCH(E$137,'Data Input Sheet'!$B$6:$S$6,0))))","v":""},{"$f":"IF(OFFSET(INDIRECT($B169),0,3)=0,\"\",IF(INDEX('Data Input Sheet'!$B$7:$S$116,MATCH($B169,'Data Input Sheet'!$B$7:$B$116,0),MATCH(F$137,'Data Input Sheet'!$B$6:$S$6,0))=\"\",\"\",INDEX('Data Input Sheet'!$B$7:$S$116,MATCH($B169,'Data Input Sheet'!$B$7:$B$116,0),MATCH(F$137,'Data Input Sheet'!$B$6:$S$6,0))))","v":""},{"$f":"IF(OFFSET(INDIRECT($B169),0,3)=0,\"\",IF(INDEX('Data Input Sheet'!$B$7:$S$116,MATCH($B169,'Data Input Sheet'!$B$7:$B$116,0),MATCH(G$137,'Data Input Sheet'!$B$6:$S$6,0))=\"\",\"\",INDEX('Data Input Sheet'!$B$7:$S$116,MATCH($B169,'Data Input Sheet'!$B$7:$B$116,0),MATCH(G$137,'Data Input Sheet'!$B$6:$S$6,0))))","v":""},{"$f":"IF(OFFSET(INDIRECT($B169),0,3)=0,\"\",IF(INDEX('Data Input Sheet'!$B$7:$S$116,MATCH($B169,'Data Input Sheet'!$B$7:$B$116,0),MATCH(H$137,'Data Input Sheet'!$B$6:$S$6,0))=\"\",\"\",INDEX('Data Input Sheet'!$B$7:$S$116,MATCH($B169,'Data Input Sheet'!$B$7:$B$116,0),MATCH(H$137,'Data Input Sheet'!$B$6:$S$6,0))))","v":""},{"$f":"IF(OFFSET(INDIRECT($B169),0,3)=0,\"\",IF(INDEX('Data Input Sheet'!$B$7:$S$116,MATCH($B169,'Data Input Sheet'!$B$7:$B$116,0),MATCH(I$137,'Data Input Sheet'!$B$6:$S$6,0))=\"\",\"\",INDEX('Data Input Sheet'!$B$7:$S$116,MATCH($B169,'Data Input Sheet'!$B$7:$B$116,0),MATCH(I$137,'Data Input Sheet'!$B$6:$S$6,0))))","v":""},{"$f":"IF(OFFSET(INDIRECT($B169),0,3)=0,\"\",IF(INDEX('Data Input Sheet'!$B$7:$S$116,MATCH($B169,'Data Input Sheet'!$B$7:$B$116,0),MATCH(J$137,'Data Input Sheet'!$B$6:$S$6,0))=\"\",\"\",INDEX('Data Input Sheet'!$B$7:$S$116,MATCH($B169,'Data Input Sheet'!$B$7:$B$116,0),MATCH(J$137,'Data Input Sheet'!$B$6:$S$6,0))))","v":""},{"$f":"IF(OFFSET(INDIRECT($B169),0,3)=0,\"\",IF(INDEX('Data Input Sheet'!$B$7:$S$116,MATCH($B169,'Data Input Sheet'!$B$7:$B$116,0),MATCH(K$137,'Data Input Sheet'!$B$6:$S$6,0))=\"\",\"\",INDEX('Data Input Sheet'!$B$7:$S$116,MATCH($B169,'Data Input Sheet'!$B$7:$B$116,0),MATCH(K$137,'Data Input Sheet'!$B$6:$S$6,0))))","v":""},{"$f":"IF(OFFSET(INDIRECT($B169),0,3)=0,\"\",IF(INDEX('Data Input Sheet'!$B$7:$S$116,MATCH($B169,'Data Input Sheet'!$B$7:$B$116,0),MATCH(L$137,'Data Input Sheet'!$B$6:$S$6,0))=\"\",\"\",INDEX('Data Input Sheet'!$B$7:$S$116,MATCH($B169,'Data Input Sheet'!$B$7:$B$116,0),MATCH(L$137,'Data Input Sheet'!$B$6:$S$6,0))))","v":""}]
["Distribution Feeder Switching Operations","input25",{"$f":"IF(OFFSET(INDIRECT($B170),0,3)=0,\"\",IF(INDEX('Data Input Sheet'!$B$7:$S$116,MATCH($B170,'Data Input Sheet'!$B$7:$B$116,0),MATCH(C$137,'Data Input Sheet'!$B$6:$S$6,0))=\"\",\"\",INDEX('Data Input Sheet'!$B$7:$S$116,MATCH($B170,'Data Input Sheet'!$B$7:$B$116,0),MATCH(C$137,'Data Input Sheet'!$B$6:$S$6,0))))","v":""},{"$f":"IF(OFFSET(INDIRECT($B170),0,3)=0,\"\",IF(INDEX('Data Input Sheet'!$B$7:$S$116,MATCH($B170,'Data Input Sheet'!$B$7:$B$116,0),MATCH(D$137,'Data Input Sheet'!$B$6:$S$6,0))=\"\",\"\",INDEX('Data Input Sheet'!$B$7:$S$116,MATCH($B170,'Data Input Sheet'!$B$7:$B$116,0),MATCH(D$137,'Data Input Sheet'!$B$6:$S$6,0))))","v":""},{"$f":"IF(OFFSET(INDIRECT($B170),0,3)=0,\"\",IF(INDEX('Data Input Sheet'!$B$7:$S$116,MATCH($B170,'Data Input Sheet'!$B$7:$B$116,0),MATCH(E$137,'Data Input Sheet'!$B$6:$S$6,0))=\"\",\"\",INDEX('Data Input Sheet'!$B$7:$S$116,MATCH($B170,'Data Input Sheet'!$B$7:$B$116,0),MATCH(E$137,'Data Input Sheet'!$B$6:$S$6,0))))","v":""},{"$f":"IF(OFFSET(INDIRECT($B170),0,3)=0,\"\",IF(INDEX('Data Input Sheet'!$B$7:$S$116,MATCH($B170,'Data Input Sheet'!$B$7:$B$116,0),MATCH(F$137,'Data Input Sheet'!$B$6:$S$6,0))=\"\",\"\",INDEX('Data Input Sheet'!$B$7:$S$116,MATCH($B170,'Data Input Sheet'!$B$7:$B$116,0),MATCH(F$137,'Data Input Sheet'!$B$6:$S$6,0))))","v":""},{"$f":"IF(OFFSET(INDIRECT($B170),0,3)=0,\"\",IF(INDEX('Data Input Sheet'!$B$7:$S$116,MATCH($B170,'Data Input Sheet'!$B$7:$B$116,0),MATCH(G$137,'Data Input Sheet'!$B$6:$S$6,0))=\"\",\"\",INDEX('Data Input Sheet'!$B$7:$S$116,MATCH($B170,'Data Input Sheet'!$B$7:$B$116,0),MATCH(G$137,'Data Input Sheet'!$B$6:$S$6,0))))","v":""},{"$f":"IF(OFFSET(INDIRECT($B170),0,3)=0,\"\",IF(INDEX('Data Input Sheet'!$B$7:$S$116,MATCH($B170,'Data Input Sheet'!$B$7:$B$116,0),MATCH(H$137,'Data Input Sheet'!$B$6:$S$6,0))=\"\",\"\",INDEX('Data Input Sheet'!$B$7:$S$116,MATCH($B170,'Data Input Sheet'!$B$7:$B$116,0),MATCH(H$137,'Data Input Sheet'!$B$6:$S$6,0))))","v":""},{"$f":"IF(OFFSET(INDIRECT($B170),0,3)=0,\"\",IF(INDEX('Data Input Sheet'!$B$7:$S$116,MATCH($B170,'Data Input Sheet'!$B$7:$B$116,0),MATCH(I$137,'Data Input Sheet'!$B$6:$S$6,0))=\"\",\"\",INDEX('Data Input Sheet'!$B$7:$S$116,MATCH($B170,'Data Input Sheet'!$B$7:$B$116,0),MATCH(I$137,'Data Input Sheet'!$B$6:$S$6,0))))","v":""},{"$f":"IF(OFFSET(INDIRECT($B170),0,3)=0,\"\",IF(INDEX('Data Input Sheet'!$B$7:$S$116,MATCH($B170,'Data Input Sheet'!$B$7:$B$116,0),MATCH(J$137,'Data Input Sheet'!$B$6:$S$6,0))=\"\",\"\",INDEX('Data Input Sheet'!$B$7:$S$116,MATCH($B170,'Data Input Sheet'!$B$7:$B$116,0),MATCH(J$137,'Data Input Sheet'!$B$6:$S$6,0))))","v":""},{"$f":"IF(OFFSET(INDIRECT($B170),0,3)=0,\"\",IF(INDEX('Data Input Sheet'!$B$7:$S$116,MATCH($B170,'Data Input Sheet'!$B$7:$B$116,0),MATCH(K$137,'Data Input Sheet'!$B$6:$S$6,0))=\"\",\"\",INDEX('Data Input Sheet'!$B$7:$S$116,MATCH($B170,'Data Input Sheet'!$B$7:$B$116,0),MATCH(K$137,'Data Input Sheet'!$B$6:$S$6,0))))","v":""},{"$f":"IF(OFFSET(INDIRECT($B170),0,3)=0,\"\",IF(INDEX('Data Input Sheet'!$B$7:$S$116,MATCH($B170,'Data Input Sheet'!$B$7:$B$116,0),MATCH(L$137,'Data Input Sheet'!$B$6:$S$6,0))=\"\",\"\",INDEX('Data Input Sheet'!$B$7:$S$116,MATCH($B170,'Data Input Sheet'!$B$7:$B$116,0),MATCH(L$137,'Data Input Sheet'!$B$6:$S$6,0))))","v":""}]
["Distribution Capacitor Switching Operations","input26",{"$f":"IF(OFFSET(INDIRECT($B171),0,3)=0,\"\",IF(INDEX('Data Input Sheet'!$B$7:$S$116,MATCH($B171,'Data Input Sheet'!$B$7:$B$116,0),MATCH(C$137,'Data Input Sheet'!$B$6:$S$6,0))=\"\",\"\",INDEX('Data Input Sheet'!$B$7:$S$116,MATCH($B171,'Data Input Sheet'!$B$7:$B$116,0),MATCH(C$137,'Data Input Sheet'!$B$6:$S$6,0))))","v":""},{"$f":"IF(OFFSET(INDIRECT($B171),0,3)=0,\"\",IF(INDEX('Data Input Sheet'!$B$7:$S$116,MATCH($B171,'Data Input Sheet'!$B$7:$B$116,0),MATCH(D$137,'Data Input Sheet'!$B$6:$S$6,0))=\"\",\"\",INDEX('Data Input Sheet'!$B$7:$S$116,MATCH($B171,'Data Input Sheet'!$B$7:$B$116,0),MATCH(D$137,'Data Input Sheet'!$B$6:$S$6,0))))","v":""},{"$f":"IF(OFFSET(INDIRECT($B171),0,3)=0,\"\",IF(INDEX('Data Input Sheet'!$B$7:$S$116,MATCH($B171,'Data Input Sheet'!$B$7:$B$116,0),MATCH(E$137,'Data Input Sheet'!$B$6:$S$6,0))=\"\",\"\",INDEX('Data Input Sheet'!$B$7:$S$116,MATCH($B171,'Data Input Sheet'!$B$7:$B$116,0),MATCH(E$137,'Data Input Sheet'!$B$6:$S$6,0))))","v":""},{"$f":"IF(OFFSET(INDIRECT($B171),0,3)=0,\"\",IF(INDEX('Data Input Sheet'!$B$7:$S$116,MATCH($B171,'Data Input Sheet'!$B$7:$B$116,0),MATCH(F$137,'Data Input Sheet'!$B$6:$S$6,0))=\"\",\"\",INDEX('Data Input Sheet'!$B$7:$S$116,MATCH($B171,'Data Input Sheet'!$B$7:$B$116,0),MATCH(F$137,'Data Input Sheet'!$B$6:$S$6,0))))","v":""},{"$f":"IF(OFFSET(INDIRECT($B171),0,3)=0,\"\",IF(INDEX('Data Input Sheet'!$B$7:$S$116,MATCH($B171,'Data Input Sheet'!$B$7:$B$116,0),MATCH(G$137,'Data Input Sheet'!$B$6:$S$6,0))=\"\",\"\",INDEX('Data Input Sheet'!$B$7:$S$116,MATCH($B171,'Data Input Sheet'!$B$7:$B$116,0),MATCH(G$137,'Data Input Sheet'!$B$6:$S$6,0))))","v":""},{"$f":"IF(OFFSET(INDIRECT($B171),0,3)=0,\"\",IF(INDEX('Data Input Sheet'!$B$7:$S$116,MATCH($B171,'Data Input Sheet'!$B$7:$B$116,0),MATCH(H$137,'Data Input Sheet'!$B$6:$S$6,0))=\"\",\"\",INDEX('Data Input Sheet'!$B$7:$S$116,MATCH($B171,'Data Input Sheet'!$B$7:$B$116,0),MATCH(H$137,'Data Input Sheet'!$B$6:$S$6,0))))","v":""},{"$f":"IF(OFFSET(INDIRECT($B171),0,3)=0,\"\",IF(INDEX('Data Input Sheet'!$B$7:$S$116,MATCH($B171,'Data Input Sheet'!$B$7:$B$116,0),MATCH(I$137,'Data Input Sheet'!$B$6:$S$6,0))=\"\",\"\",INDEX('Data Input Sheet'!$B$7:$S$116,MATCH($B171,'Data Input Sheet'!$B$7:$B$116,0),MATCH(I$137,'Data Input Sheet'!$B$6:$S$6,0))))","v":""},{"$f":"IF(OFFSET(INDIRECT($B171),0,3)=0,\"\",IF(INDEX('Data Input Sheet'!$B$7:$S$116,MATCH($B171,'Data Input Sheet'!$B$7:$B$116,0),MATCH(J$137,'Data Input Sheet'!$B$6:$S$6,0))=\"\",\"\",INDEX('Data Input Sheet'!$B$7:$S$116,MATCH($B171,'Data Input Sheet'!$B$7:$B$116,0),MATCH(J$137,'Data Input Sheet'!$B$6:$S$6,0))))","v":""},{"$f":"IF(OFFSET(INDIRECT($B171),0,3)=0,\"\",IF(INDEX('Data Input Sheet'!$B$7:$S$116,MATCH($B171,'Data Input Sheet'!$B$7:$B$116,0),MATCH(K$137,'Data Input Sheet'!$B$6:$S$6,0))=\"\",\"\",INDEX('Data Input Sheet'!$B$7:$S$116,MATCH($B171,'Data Input Sheet'!$B$7:$B$116,0),MATCH(K$137,'Data Input Sheet'!$B$6:$S$6,0))))","v":""},{"$f":"IF(OFFSET(INDIRECT($B171),0,3)=0,\"\",IF(INDEX('Data Input Sheet'!$B$7:$S$116,MATCH($B171,'Data Input Sheet'!$B$7:$B$116,0),MATCH(L$137,'Data Input Sheet'!$B$6:$S$6,0))=\"\",\"\",INDEX('Data Input Sheet'!$B$7:$S$116,MATCH($B171,'Data Input Sheet'!$B$7:$B$116,0),MATCH(L$137,'Data Input Sheet'!$B$6:$S$6,0))))","v":""}]
["Other Distribution Operations Cost","input27",{"$f":"IF(OFFSET(INDIRECT($B172),0,3)=0,\"\",IF(INDEX('Data Input Sheet'!$B$7:$S$116,MATCH($B172,'Data Input Sheet'!$B$7:$B$116,0),MATCH(C$137,'Data Input Sheet'!$B$6:$S$6,0))=\"\",\"\",INDEX('Data Input Sheet'!$B$7:$S$116,MATCH($B172,'Data Input Sheet'!$B$7:$B$116,0),MATCH(C$137,'Data Input Sheet'!$B$6:$S$6,0))))","v":""},{"$f":"IF(OFFSET(INDIRECT($B172),0,3)=0,\"\",IF(INDEX('Data Input Sheet'!$B$7:$S$116,MATCH($B172,'Data Input Sheet'!$B$7:$B$116,0),MATCH(D$137,'Data Input Sheet'!$B$6:$S$6,0))=\"\",\"\",INDEX('Data Input Sheet'!$B$7:$S$116,MATCH($B172,'Data Input Sheet'!$B$7:$B$116,0),MATCH(D$137,'Data Input Sheet'!$B$6:$S$6,0))))","v":""},{"$f":"IF(OFFSET(INDIRECT($B172),0,3)=0,\"\",IF(INDEX('Data Input Sheet'!$B$7:$S$116,MATCH($B172,'Data Input Sheet'!$B$7:$B$116,0),MATCH(E$137,'Data Input Sheet'!$B$6:$S$6,0))=\"\",\"\",INDEX('Data Input Sheet'!$B$7:$S$116,MATCH($B172,'Data Input Sheet'!$B$7:$B$116,0),MATCH(E$137,'Data Input Sheet'!$B$6:$S$6,0))))","v":""},{"$f":"IF(OFFSET(INDIRECT($B172),0,3)=0,\"\",IF(INDEX('Data Input Sheet'!$B$7:$S$116,MATCH($B172,'Data Input Sheet'!$B$7:$B$116,0),MATCH(F$137,'Data Input Sheet'!$B$6:$S$6,0))=\"\",\"\",INDEX('Data Input Sheet'!$B$7:$S$116,MATCH($B172,'Data Input Sheet'!$B$7:$B$116,0),MATCH(F$137,'Data Input Sheet'!$B$6:$S$6,0))))","v":""},{"$f":"IF(OFFSET(INDIRECT($B172),0,3)=0,\"\",IF(INDEX('Data Input Sheet'!$B$7:$S$116,MATCH($B172,'Data Input Sheet'!$B$7:$B$116,0),MATCH(G$137,'Data Input Sheet'!$B$6:$S$6,0))=\"\",\"\",INDEX('Data Input Sheet'!$B$7:$S$116,MATCH($B172,'Data Input Sheet'!$B$7:$B$116,0),MATCH(G$137,'Data Input Sheet'!$B$6:$S$6,0))))","v":""},{"$f":"IF(OFFSET(INDIRECT($B172),0,3)=0,\"\",IF(INDEX('Data Input Sheet'!$B$7:$S$116,MATCH($B172,'Data Input Sheet'!$B$7:$B$116,0),MATCH(H$137,'Data Input Sheet'!$B$6:$S$6,0))=\"\",\"\",INDEX('Data Input Sheet'!$B$7:$S$116,MATCH($B172,'Data Input Sheet'!$B$7:$B$116,0),MATCH(H$137,'Data Input Sheet'!$B$6:$S$6,0))))","v":""},{"$f":"IF(OFFSET(INDIRECT($B172),0,3)=0,\"\",IF(INDEX('Data Input Sheet'!$B$7:$S$116,MATCH($B172,'Data Input Sheet'!$B$7:$B$116,0),MATCH(I$137,'Data Input Sheet'!$B$6:$S$6,0))=\"\",\"\",INDEX('Data Input Sheet'!$B$7:$S$116,MATCH($B172,'Data Input Sheet'!$B$7:$B$116,0),MATCH(I$137,'Data Input Sheet'!$B$6:$S$6,0))))","v":""},{"$f":"IF(OFFSET(INDIRECT($B172),0,3)=0,\"\",IF(INDEX('Data Input Sheet'!$B$7:$S$116,MATCH($B172,'Data Input Sheet'!$B$7:$B$116,0),MATCH(J$137,'Data Input Sheet'!$B$6:$S$6,0))=\"\",\"\",INDEX('Data Input Sheet'!$B$7:$S$116,MATCH($B172,'Data Input Sheet'!$B$7:$B$116,0),MATCH(J$137,'Data Input Sheet'!$B$6:$S$6,0))))","v":""},{"$f":"IF(OFFSET(INDIRECT($B172),0,3)=0,\"\",IF(INDEX('Data Input Sheet'!$B$7:$S$116,MATCH($B172,'Data Input Sheet'!$B$7:$B$116,0),MATCH(K$137,'Data Input Sheet'!$B$6:$S$6,0))=\"\",\"\",INDEX('Data Input Sheet'!$B$7:$S$116,MATCH($B172,'Data Input Sheet'!$B$7:$B$116,0),MATCH(K$137,'Data Input Sheet'!$B$6:$S$6,0))))","v":""},{"$f":"IF(OFFSET(INDIRECT($B172),0,3)=0,\"\",IF(INDEX('Data Input Sheet'!$B$7:$S$116,MATCH($B172,'Data Input Sheet'!$B$7:$B$116,0),MATCH(L$137,'Data Input Sheet'!$B$6:$S$6,0))=\"\",\"\",INDEX('Data Input Sheet'!$B$7:$S$116,MATCH($B172,'Data Input Sheet'!$B$7:$B$116,0),MATCH(L$137,'Data Input Sheet'!$B$6:$S$6,0))))","v":""}]
["Meter Operations Cost","input28",{"$f":"IF(OFFSET(INDIRECT($B173),0,3)=0,\"\",IF(INDEX('Data Input Sheet'!$B$7:$S$116,MATCH($B173,'Data Input Sheet'!$B$7:$B$116,0),MATCH(C$137,'Data Input Sheet'!$B$6:$S$6,0))=\"\",\"\",INDEX('Data Input Sheet'!$B$7:$S$116,MATCH($B173,'Data Input Sheet'!$B$7:$B$116,0),MATCH(C$137,'Data Input Sheet'!$B$6:$S$6,0))))","v":""},{"$f":"IF(OFFSET(INDIRECT($B173),0,3)=0,\"\",IF(INDEX('Data Input Sheet'!$B$7:$S$116,MATCH($B173,'Data Input Sheet'!$B$7:$B$116,0),MATCH(D$137,'Data Input Sheet'!$B$6:$S$6,0))=\"\",\"\",INDEX('Data Input Sheet'!$B$7:$S$116,MATCH($B173,'Data Input Sheet'!$B$7:$B$116,0),MATCH(D$137,'Data Input Sheet'!$B$6:$S$6,0))))","v":""},{"$f":"IF(OFFSET(INDIRECT($B173),0,3)=0,\"\",IF(INDEX('Data Input Sheet'!$B$7:$S$116,MATCH($B173,'Data Input Sheet'!$B$7:$B$116,0),MATCH(E$137,'Data Input Sheet'!$B$6:$S$6,0))=\"\",\"\",INDEX('Data Input Sheet'!$B$7:$S$116,MATCH($B173,'Data Input Sheet'!$B$7:$B$116,0),MATCH(E$137,'Data Input Sheet'!$B$6:$S$6,0))))","v":""},{"$f":"IF(OFFSET(INDIRECT($B173),0,3)=0,\"\",IF(INDEX('Data Input Sheet'!$B$7:$S$116,MATCH($B173,'Data Input Sheet'!$B$7:$B$116,0),MATCH(F$137,'Data Input Sheet'!$B$6:$S$6,0))=\"\",\"\",INDEX('Data Input Sheet'!$B$7:$S$116,MATCH($B173,'Data Input Sheet'!$B$7:$B$116,0),MATCH(F$137,'Data Input Sheet'!$B$6:$S$6,0))))","v":""},{"$f":"IF(OFFSET(INDIRECT($B173),0,3)=0,\"\",IF(INDEX('Data Input Sheet'!$B$7:$S$116,MATCH($B173,'Data Input Sheet'!$B$7:$B$116,0),MATCH(G$137,'Data Input Sheet'!$B$6:$S$6,0))=\"\",\"\",INDEX('Data Input Sheet'!$B$7:$S$116,MATCH($B173,'Data Input Sheet'!$B$7:$B$116,0),MATCH(G$137,'Data Input Sheet'!$B$6:$S$6,0))))","v":""},{"$f":"IF(OFFSET(INDIRECT($B173),0,3)=0,\"\",IF(INDEX('Data Input Sheet'!$B$7:$S$116,MATCH($B173,'Data Input Sheet'!$B$7:$B$116,0),MATCH(H$137,'Data Input Sheet'!$B$6:$S$6,0))=\"\",\"\",INDEX('Data Input Sheet'!$B$7:$S$116,MATCH($B173,'Data Input Sheet'!$B$7:$B$116,0),MATCH(H$137,'Data Input Sheet'!$B$6:$S$6,0))))","v":""},{"$f":"IF(OFFSET(INDIRECT($B173),0,3)=0,\"\",IF(INDEX('Data Input Sheet'!$B$7:$S$116,MATCH($B173,'Data Input Sheet'!$B$7:$B$116,0),MATCH(I$137,'Data Input Sheet'!$B$6:$S$6,0))=\"\",\"\",INDEX('Data Input Sheet'!$B$7:$S$116,MATCH($B173,'Data Input Sheet'!$B$7:$B$116,0),MATCH(I$137,'Data Input Sheet'!$B$6:$S$6,0))))","v":""},{"$f":"IF(OFFSET(INDIRECT($B173),0,3)=0,\"\",IF(INDEX('Data Input Sheet'!$B$7:$S$116,MATCH($B173,'Data Input Sheet'!$B$7:$B$116,0),MATCH(J$137,'Data Input Sheet'!$B$6:$S$6,0))=\"\",\"\",INDEX('Data Input Sheet'!$B$7:$S$116,MATCH($B173,'Data Input Sheet'!$B$7:$B$116,0),MATCH(J$137,'Data Input Sheet'!$B$6:$S$6,0))))","v":""},{"$f":"IF(OFFSET(INDIRECT($B173),0,3)=0,\"\",IF(INDEX('Data Input Sheet'!$B$7:$S$116,MATCH($B173,'Data Input Sheet'!$B$7:$B$116,0),MATCH(K$137,'Data Input Sheet'!$B$6:$S$6,0))=\"\",\"\",INDEX('Data Input Sheet'!$B$7:$S$116,MATCH($B173,'Data Input Sheet'!$B$7:$B$116,0),MATCH(K$137,'Data Input Sheet'!$B$6:$S$6,0))))","v":""},{"$f":"IF(OFFSET(INDIRECT($B173),0,3)=0,\"\",IF(INDEX('Data Input Sheet'!$B$7:$S$116,MATCH($B173,'Data Input Sheet'!$B$7:$B$116,0),MATCH(L$137,'Data Input Sheet'!$B$6:$S$6,0))=\"\",\"\",INDEX('Data Input Sheet'!$B$7:$S$116,MATCH($B173,'Data Input Sheet'!$B$7:$B$116,0),MATCH(L$137,'Data Input Sheet'!$B$6:$S$6,0))))","v":""}]
["Number of Meter Tamper Detections - Residential","input75",{"$f":"IF(OFFSET(INDIRECT($B174),0,3)=0,\"\",IF(INDEX('Data Input Sheet'!$B$7:$S$116,MATCH($B174,'Data Input Sheet'!$B$7:$B$116,0),MATCH(C$137,'Data Input Sheet'!$B$6:$S$6,0))=\"\",\"\",INDEX('Data Input Sheet'!$B$7:$S$116,MATCH($B174,'Data Input Sheet'!$B$7:$B$116,0),MATCH(C$137,'Data Input Sheet'!$B$6:$S$6,0))))","v":""},{"$f":"IF(OFFSET(INDIRECT($B174),0,3)=0,\"\",IF(INDEX('Data Input Sheet'!$B$7:$S$116,MATCH($B174,'Data Input Sheet'!$B$7:$B$116,0),MATCH(D$137,'Data Input Sheet'!$B$6:$S$6,0))=\"\",\"\",INDEX('Data Input Sheet'!$B$7:$S$116,MATCH($B174,'Data Input Sheet'!$B$7:$B$116,0),MATCH(D$137,'Data Input Sheet'!$B$6:$S$6,0))))","v":""},{"$f":"IF(OFFSET(INDIRECT($B174),0,3)=0,\"\",IF(INDEX('Data Input Sheet'!$B$7:$S$116,MATCH($B174,'Data Input Sheet'!$B$7:$B$116,0),MATCH(E$137,'Data Input Sheet'!$B$6:$S$6,0))=\"\",\"\",INDEX('Data Input Sheet'!$B$7:$S$116,MATCH($B174,'Data Input Sheet'!$B$7:$B$116,0),MATCH(E$137,'Data Input Sheet'!$B$6:$S$6,0))))","v":""},{"$f":"IF(OFFSET(INDIRECT($B174),0,3)=0,\"\",IF(INDEX('Data Input Sheet'!$B$7:$S$116,MATCH($B174,'Data Input Sheet'!$B$7:$B$116,0),MATCH(F$137,'Data Input Sheet'!$B$6:$S$6,0))=\"\",\"\",INDEX('Data Input Sheet'!$B$7:$S$116,MATCH($B174,'Data Input Sheet'!$B$7:$B$116,0),MATCH(F$137,'Data Input Sheet'!$B$6:$S$6,0))))","v":""},{"$f":"IF(OFFSET(INDIRECT($B174),0,3)=0,\"\",IF(INDEX('Data Input Sheet'!$B$7:$S$116,MATCH($B174,'Data Input Sheet'!$B$7:$B$116,0),MATCH(G$137,'Data Input Sheet'!$B$6:$S$6,0))=\"\",\"\",INDEX('Data Input Sheet'!$B$7:$S$116,MATCH($B174,'Data Input Sheet'!$B$7:$B$116,0),MATCH(G$137,'Data Input Sheet'!$B$6:$S$6,0))))","v":""},{"$f":"IF(OFFSET(INDIRECT($B174),0,3)=0,\"\",IF(INDEX('Data Input Sheet'!$B$7:$S$116,MATCH($B174,'Data Input Sheet'!$B$7:$B$116,0),MATCH(H$137,'Data Input Sheet'!$B$6:$S$6,0))=\"\",\"\",INDEX('Data Input Sheet'!$B$7:$S$116,MATCH($B174,'Data Input Sheet'!$B$7:$B$116,0),MATCH(H$137,'Data Input Sheet'!$B$6:$S$6,0))))","v":""},{"$f":"IF(OFFSET(INDIRECT($B174),0,3)=0,\"\",IF(INDEX('Data Input Sheet'!$B$7:$S$116,MATCH($B174,'Data Input Sheet'!$B$7:$B$116,0),MATCH(I$137,'Data Input Sheet'!$B$6:$S$6,0))=\"\",\"\",INDEX('Data Input Sheet'!$B$7:$S$116,MATCH($B174,'Data Input Sheet'!$B$7:$B$116,0),MATCH(I$137,'Data Input Sheet'!$B$6:$S$6,0))))","v":""},{"$f":"IF(OFFSET(INDIRECT($B174),0,3)=0,\"\",IF(INDEX('Data Input Sheet'!$B$7:$S$116,MATCH($B174,'Data Input Sheet'!$B$7:$B$116,0),MATCH(J$137,'Data Input Sheet'!$B$6:$S$6,0))=\"\",\"\",INDEX('Data Input Sheet'!$B$7:$S$116,MATCH($B174,'Data Input Sheet'!$B$7:$B$116,0),MATCH(J$137,'Data Input Sheet'!$B$6:$S$6,0))))","v":""},{"$f":"IF(OFFSET(INDIRECT($B174),0,3)=0,\"\",IF(INDEX('Data Input Sheet'!$B$7:$S$116,MATCH($B174,'Data Input Sheet'!$B$7:$B$116,0),MATCH(K$137,'Data Input Sheet'!$B$6:$S$6,0))=\"\",\"\",INDEX('Data Input Sheet'!$B$7:$S$116,MATCH($B174,'Data Input Sheet'!$B$7:$B$116,0),MATCH(K$137,'Data Input Sheet'!$B$6:$S$6,0))))","v":""},{"$f":"IF(OFFSET(INDIRECT($B174),0,3)=0,\"\",IF(INDEX('Data Input Sheet'!$B$7:$S$116,MATCH($B174,'Data Input Sheet'!$B$7:$B$116,0),MATCH(L$137,'Data Input Sheet'!$B$6:$S$6,0))=\"\",\"\",INDEX('Data Input Sheet'!$B$7:$S$116,MATCH($B174,'Data Input Sheet'!$B$7:$B$116,0),MATCH(L$137,'Data Input Sheet'!$B$6:$S$6,0))))","v":""}]
["Number of Meter Tamper Detections - Commercial","input76",{"$f":"IF(OFFSET(INDIRECT($B175),0,3)=0,\"\",IF(INDEX('Data Input Sheet'!$B$7:$S$116,MATCH($B175,'Data Input Sheet'!$B$7:$B$116,0),MATCH(C$137,'Data Input Sheet'!$B$6:$S$6,0))=\"\",\"\",INDEX('Data Input Sheet'!$B$7:$S$116,MATCH($B175,'Data Input Sheet'!$B$7:$B$116,0),MATCH(C$137,'Data Input Sheet'!$B$6:$S$6,0))))","v":""},{"$f":"IF(OFFSET(INDIRECT($B175),0,3)=0,\"\",IF(INDEX('Data Input Sheet'!$B$7:$S$116,MATCH($B175,'Data Input Sheet'!$B$7:$B$116,0),MATCH(D$137,'Data Input Sheet'!$B$6:$S$6,0))=\"\",\"\",INDEX('Data Input Sheet'!$B$7:$S$116,MATCH($B175,'Data Input Sheet'!$B$7:$B$116,0),MATCH(D$137,'Data Input Sheet'!$B$6:$S$6,0))))","v":""},{"$f":"IF(OFFSET(INDIRECT($B175),0,3)=0,\"\",IF(INDEX('Data Input Sheet'!$B$7:$S$116,MATCH($B175,'Data Input Sheet'!$B$7:$B$116,0),MATCH(E$137,'Data Input Sheet'!$B$6:$S$6,0))=\"\",\"\",INDEX('Data Input Sheet'!$B$7:$S$116,MATCH($B175,'Data Input Sheet'!$B$7:$B$116,0),MATCH(E$137,'Data Input Sheet'!$B$6:$S$6,0))))","v":""},{"$f":"IF(OFFSET(INDIRECT($B175),0,3)=0,\"\",IF(INDEX('Data Input Sheet'!$B$7:$S$116,MATCH($B175,'Data Input Sheet'!$B$7:$B$116,0),MATCH(F$137,'Data Input Sheet'!$B$6:$S$6,0))=\"\",\"\",INDEX('Data Input Sheet'!$B$7:$S$116,MATCH($B175,'Data Input Sheet'!$B$7:$B$116,0),MATCH(F$137,'Data Input Sheet'!$B$6:$S$6,0))))","v":""},{"$f":"IF(OFFSET(INDIRECT($B175),0,3)=0,\"\",IF(INDEX('Data Input Sheet'!$B$7:$S$116,MATCH($B175,'Data Input Sheet'!$B$7:$B$116,0),MATCH(G$137,'Data Input Sheet'!$B$6:$S$6,0))=\"\",\"\",INDEX('Data Input Sheet'!$B$7:$S$116,MATCH($B175,'Data Input Sheet'!$B$7:$B$116,0),MATCH(G$137,'Data Input Sheet'!$B$6:$S$6,0))))","v":""},{"$f":"IF(OFFSET(INDIRECT($B175),0,3)=0,\"\",IF(INDEX('Data Input Sheet'!$B$7:$S$116,MATCH($B175,'Data Input Sheet'!$B$7:$B$116,0),MATCH(H$137,'Data Input Sheet'!$B$6:$S$6,0))=\"\",\"\",INDEX('Data Input Sheet'!$B$7:$S$116,MATCH($B175,'Data Input Sheet'!$B$7:$B$116,0),MATCH(H$137,'Data Input Sheet'!$B$6:$S$6,0))))","v":""},{"$f":"IF(OFFSET(INDIRECT($B175),0,3)=0,\"\",IF(INDEX('Data Input Sheet'!$B$7:$S$116,MATCH($B175,'Data Input Sheet'!$B$7:$B$116,0),MATCH(I$137,'Data Input Sheet'!$B$6:$S$6,0))=\"\",\"\",INDEX('Data Input Sheet'!$B$7:$S$116,MATCH($B175,'Data Input Sheet'!$B$7:$B$116,0),MATCH(I$137,'Data Input Sheet'!$B$6:$S$6,0))))","v":""},{"$f":"IF(OFFSET(INDIRECT($B175),0,3)=0,\"\",IF(INDEX('Data Input Sheet'!$B$7:$S$116,MATCH($B175,'Data Input Sheet'!$B$7:$B$116,0),MATCH(J$137,'Data Input Sheet'!$B$6:$S$6,0))=\"\",\"\",INDEX('Data Input Sheet'!$B$7:$S$116,MATCH($B175,'Data Input Sheet'!$B$7:$B$116,0),MATCH(J$137,'Data Input Sheet'!$B$6:$S$6,0))))","v":""},{"$f":"IF(OFFSET(INDIRECT($B175),0,3)=0,\"\",IF(INDEX('Data Input Sheet'!$B$7:$S$116,MATCH($B175,'Data Input Sheet'!$B$7:$B$116,0),MATCH(K$137,'Data Input Sheet'!$B$6:$S$6,0))=\"\",\"\",INDEX('Data Input Sheet'!$B$7:$S$116,MATCH($B175,'Data Input Sheet'!$B$7:$B$116,0),MATCH(K$137,'Data Input Sheet'!$B$6:$S$6,0))))","v":""},{"$f":"IF(OFFSET(INDIRECT($B175),0,3)=0,\"\",IF(INDEX('Data Input Sheet'!$B$7:$S$116,MATCH($B175,'Data Input Sheet'!$B$7:$B$116,0),MATCH(L$137,'Data Input Sheet'!$B$6:$S$6,0))=\"\",\"\",INDEX('Data Input Sheet'!$B$7:$S$116,MATCH($B175,'Data Input Sheet'!$B$7:$B$116,0),MATCH(L$137,'Data Input Sheet'!$B$6:$S$6,0))))","v":""}]
["Number of Meter Tamper Detections - Industrial","input29",{"$f":"IF(OFFSET(INDIRECT($B176),0,3)=0,\"\",IF(INDEX('Data Input Sheet'!$B$7:$S$116,MATCH($B176,'Data Input Sheet'!$B$7:$B$116,0),MATCH(C$137,'Data Input Sheet'!$B$6:$S$6,0))=\"\",\"\",INDEX('Data Input Sheet'!$B$7:$S$116,MATCH($B176,'Data Input Sheet'!$B$7:$B$116,0),MATCH(C$137,'Data Input Sheet'!$B$6:$S$6,0))))","v":""},{"$f":"IF(OFFSET(INDIRECT($B176),0,3)=0,\"\",IF(INDEX('Data Input Sheet'!$B$7:$S$116,MATCH($B176,'Data Input Sheet'!$B$7:$B$116,0),MATCH(D$137,'Data Input Sheet'!$B$6:$S$6,0))=\"\",\"\",INDEX('Data Input Sheet'!$B$7:$S$116,MATCH($B176,'Data Input Sheet'!$B$7:$B$116,0),MATCH(D$137,'Data Input Sheet'!$B$6:$S$6,0))))","v":""},{"$f":"IF(OFFSET(INDIRECT($B176),0,3)=0,\"\",IF(INDEX('Data Input Sheet'!$B$7:$S$116,MATCH($B176,'Data Input Sheet'!$B$7:$B$116,0),MATCH(E$137,'Data Input Sheet'!$B$6:$S$6,0))=\"\",\"\",INDEX('Data Input Sheet'!$B$7:$S$116,MATCH($B176,'Data Input Sheet'!$B$7:$B$116,0),MATCH(E$137,'Data Input Sheet'!$B$6:$S$6,0))))","v":""},{"$f":"IF(OFFSET(INDIRECT($B176),0,3)=0,\"\",IF(INDEX('Data Input Sheet'!$B$7:$S$116,MATCH($B176,'Data Input Sheet'!$B$7:$B$116,0),MATCH(F$137,'Data Input Sheet'!$B$6:$S$6,0))=\"\",\"\",INDEX('Data Input Sheet'!$B$7:$S$116,MATCH($B176,'Data Input Sheet'!$B$7:$B$116,0),MATCH(F$137,'Data Input Sheet'!$B$6:$S$6,0))))","v":""},{"$f":"IF(OFFSET(INDIRECT($B176),0,3)=0,\"\",IF(INDEX('Data Input Sheet'!$B$7:$S$116,MATCH($B176,'Data Input Sheet'!$B$7:$B$116,0),MATCH(G$137,'Data Input Sheet'!$B$6:$S$6,0))=\"\",\"\",INDEX('Data Input Sheet'!$B$7:$S$116,MATCH($B176,'Data Input Sheet'!$B$7:$B$116,0),MATCH(G$137,'Data Input Sheet'!$B$6:$S$6,0))))","v":""},{"$f":"IF(OFFSET(INDIRECT($B176),0,3)=0,\"\",IF(INDEX('Data Input Sheet'!$B$7:$S$116,MATCH($B176,'Data Input Sheet'!$B$7:$B$116,0),MATCH(H$137,'Data Input Sheet'!$B$6:$S$6,0))=\"\",\"\",INDEX('Data Input Sheet'!$B$7:$S$116,MATCH($B176,'Data Input Sheet'!$B$7:$B$116,0),MATCH(H$137,'Data Input Sheet'!$B$6:$S$6,0))))","v":""},{"$f":"IF(OFFSET(INDIRECT($B176),0,3)=0,\"\",IF(INDEX('Data Input Sheet'!$B$7:$S$116,MATCH($B176,'Data Input Sheet'!$B$7:$B$116,0),MATCH(I$137,'Data Input Sheet'!$B$6:$S$6,0))=\"\",\"\",INDEX('Data Input Sheet'!$B$7:$S$116,MATCH($B176,'Data Input Sheet'!$B$7:$B$116,0),MATCH(I$137,'Data Input Sheet'!$B$6:$S$6,0))))","v":""},{"$f":"IF(OFFSET(INDIRECT($B176),0,3)=0,\"\",IF(INDEX('Data Input Sheet'!$B$7:$S$116,MATCH($B176,'Data Input Sheet'!$B$7:$B$116,0),MATCH(J$137,'Data Input Sheet'!$B$6:$S$6,0))=\"\",\"\",INDEX('Data Input Sheet'!$B$7:$S$116,MATCH($B176,'Data Input Sheet'!$B$7:$B$116,0),MATCH(J$137,'Data Input Sheet'!$B$6:$S$6,0))))","v":""},{"$f":"IF(OFFSET(INDIRECT($B176),0,3)=0,\"\",IF(INDEX('Data Input Sheet'!$B$7:$S$116,MATCH($B176,'Data Input Sheet'!$B$7:$B$116,0),MATCH(K$137,'Data Input Sheet'!$B$6:$S$6,0))=\"\",\"\",INDEX('Data Input Sheet'!$B$7:$S$116,MATCH($B176,'Data Input Sheet'!$B$7:$B$116,0),MATCH(K$137,'Data Input Sheet'!$B$6:$S$6,0))))","v":""},{"$f":"IF(OFFSET(INDIRECT($B176),0,3)=0,\"\",IF(INDEX('Data Input Sheet'!$B$7:$S$116,MATCH($B176,'Data Input Sheet'!$B$7:$B$116,0),MATCH(L$137,'Data Input Sheet'!$B$6:$S$6,0))=\"\",\"\",INDEX('Data Input Sheet'!$B$7:$S$116,MATCH($B176,'Data Input Sheet'!$B$7:$B$116,0),MATCH(L$137,'Data Input Sheet'!$B$6:$S$6,0))))","v":""}]
["Distribution Feeder Load","input30",{"$f":"IF(OFFSET(INDIRECT($B177),0,3)=0,\"\",IF(INDEX('Data Input Sheet'!$B$7:$S$116,MATCH($B177,'Data Input Sheet'!$B$7:$B$116,0),MATCH(C$137,'Data Input Sheet'!$B$6:$S$6,0))=\"\",\"\",INDEX('Data Input Sheet'!$B$7:$S$116,MATCH($B177,'Data Input Sheet'!$B$7:$B$116,0),MATCH(C$137,'Data Input Sheet'!$B$6:$S$6,0))))","v":""},{"$f":"IF(OFFSET(INDIRECT($B177),0,3)=0,\"\",IF(INDEX('Data Input Sheet'!$B$7:$S$116,MATCH($B177,'Data Input Sheet'!$B$7:$B$116,0),MATCH(D$137,'Data Input Sheet'!$B$6:$S$6,0))=\"\",\"\",INDEX('Data Input Sheet'!$B$7:$S$116,MATCH($B177,'Data Input Sheet'!$B$7:$B$116,0),MATCH(D$137,'Data Input Sheet'!$B$6:$S$6,0))))","v":""},{"$f":"IF(OFFSET(INDIRECT($B177),0,3)=0,\"\",IF(INDEX('Data Input Sheet'!$B$7:$S$116,MATCH($B177,'Data Input Sheet'!$B$7:$B$116,0),MATCH(E$137,'Data Input Sheet'!$B$6:$S$6,0))=\"\",\"\",INDEX('Data Input Sheet'!$B$7:$S$116,MATCH($B177,'Data Input Sheet'!$B$7:$B$116,0),MATCH(E$137,'Data Input Sheet'!$B$6:$S$6,0))))","v":""},{"$f":"IF(OFFSET(INDIRECT($B177),0,3)=0,\"\",IF(INDEX('Data Input Sheet'!$B$7:$S$116,MATCH($B177,'Data Input Sheet'!$B$7:$B$116,0),MATCH(F$137,'Data Input Sheet'!$B$6:$S$6,0))=\"\",\"\",INDEX('Data Input Sheet'!$B$7:$S$116,MATCH($B177,'Data Input Sheet'!$B$7:$B$116,0),MATCH(F$137,'Data Input Sheet'!$B$6:$S$6,0))))","v":""},{"$f":"IF(OFFSET(INDIRECT($B177),0,3)=0,\"\",IF(INDEX('Data Input Sheet'!$B$7:$S$116,MATCH($B177,'Data Input Sheet'!$B$7:$B$116,0),MATCH(G$137,'Data Input Sheet'!$B$6:$S$6,0))=\"\",\"\",INDEX('Data Input Sheet'!$B$7:$S$116,MATCH($B177,'Data Input Sheet'!$B$7:$B$116,0),MATCH(G$137,'Data Input Sheet'!$B$6:$S$6,0))))","v":""},{"$f":"IF(OFFSET(INDIRECT($B177),0,3)=0,\"\",IF(INDEX('Data Input Sheet'!$B$7:$S$116,MATCH($B177,'Data Input Sheet'!$B$7:$B$116,0),MATCH(H$137,'Data Input Sheet'!$B$6:$S$6,0))=\"\",\"\",INDEX('Data Input Sheet'!$B$7:$S$116,MATCH($B177,'Data Input Sheet'!$B$7:$B$116,0),MATCH(H$137,'Data Input Sheet'!$B$6:$S$6,0))))","v":""},{"$f":"IF(OFFSET(INDIRECT($B177),0,3)=0,\"\",IF(INDEX('Data Input Sheet'!$B$7:$S$116,MATCH($B177,'Data Input Sheet'!$B$7:$B$116,0),MATCH(I$137,'Data Input Sheet'!$B$6:$S$6,0))=\"\",\"\",INDEX('Data Input Sheet'!$B$7:$S$116,MATCH($B177,'Data Input Sheet'!$B$7:$B$116,0),MATCH(I$137,'Data Input Sheet'!$B$6:$S$6,0))))","v":""},{"$f":"IF(OFFSET(INDIRECT($B177),0,3)=0,\"\",IF(INDEX('Data Input Sheet'!$B$7:$S$116,MATCH($B177,'Data Input Sheet'!$B$7:$B$116,0),MATCH(J$137,'Data Input Sheet'!$B$6:$S$6,0))=\"\",\"\",INDEX('Data Input Sheet'!$B$7:$S$116,MATCH($B177,'Data Input Sheet'!$B$7:$B$116,0),MATCH(J$137,'Data Input Sheet'!$B$6:$S$6,0))))","v":""},{"$f":"IF(OFFSET(INDIRECT($B177),0,3)=0,\"\",IF(INDEX('Data Input Sheet'!$B$7:$S$116,MATCH($B177,'Data Input Sheet'!$B$7:$B$116,0),MATCH(K$137,'Data Input Sheet'!$B$6:$S$6,0))=\"\",\"\",INDEX('Data Input Sheet'!$B$7:$S$116,MATCH($B177,'Data Input Sheet'!$B$7:$B$116,0),MATCH(K$137,'Data Input Sheet'!$B$6:$S$6,0))))","v":""},{"$f":"IF(OFFSET(INDIRECT($B177),0,3)=0,\"\",IF(INDEX('Data Input Sheet'!$B$7:$S$116,MATCH($B177,'Data Input Sheet'!$B$7:$B$116,0),MATCH(L$137,'Data Input Sheet'!$B$6:$S$6,0))=\"\",\"\",INDEX('Data Input Sheet'!$B$7:$S$116,MATCH($B177,'Data Input Sheet'!$B$7:$B$116,0),MATCH(L$137,'Data Input Sheet'!$B$6:$S$6,0))))","v":""}]
["Distribution Losses","input31",{"$f":"IF(OFFSET(INDIRECT($B178),0,3)=0,\"\",IF(INDEX('Data Input Sheet'!$B$7:$S$116,MATCH($B178,'Data Input Sheet'!$B$7:$B$116,0),MATCH(C$137,'Data Input Sheet'!$B$6:$S$6,0))=\"\",\"\",INDEX('Data Input Sheet'!$B$7:$S$116,MATCH($B178,'Data Input Sheet'!$B$7:$B$116,0),MATCH(C$137,'Data Input Sheet'!$B$6:$S$6,0))))","v":""},{"$f":"IF(OFFSET(INDIRECT($B178),0,3)=0,\"\",IF(INDEX('Data Input Sheet'!$B$7:$S$116,MATCH($B178,'Data Input Sheet'!$B$7:$B$116,0),MATCH(D$137,'Data Input Sheet'!$B$6:$S$6,0))=\"\",\"\",INDEX('Data Input Sheet'!$B$7:$S$116,MATCH($B178,'Data Input Sheet'!$B$7:$B$116,0),MATCH(D$137,'Data Input Sheet'!$B$6:$S$6,0))))","v":""},{"$f":"IF(OFFSET(INDIRECT($B178),0,3)=0,\"\",IF(INDEX('Data Input Sheet'!$B$7:$S$116,MATCH($B178,'Data Input Sheet'!$B$7:$B$116,0),MATCH(E$137,'Data Input Sheet'!$B$6:$S$6,0))=\"\",\"\",INDEX('Data Input Sheet'!$B$7:$S$116,MATCH($B178,'Data Input Sheet'!$B$7:$B$116,0),MATCH(E$137,'Data Input Sheet'!$B$6:$S$6,0))))","v":""},{"$f":"IF(OFFSET(INDIRECT($B178),0,3)=0,\"\",IF(INDEX('Data Input Sheet'!$B$7:$S$116,MATCH($B178,'Data Input Sheet'!$B$7:$B$116,0),MATCH(F$137,'Data Input Sheet'!$B$6:$S$6,0))=\"\",\"\",INDEX('Data Input Sheet'!$B$7:$S$116,MATCH($B178,'Data Input Sheet'!$B$7:$B$116,0),MATCH(F$137,'Data Input Sheet'!$B$6:$S$6,0))))","v":""},{"$f":"IF(OFFSET(INDIRECT($B178),0,3)=0,\"\",IF(INDEX('Data Input Sheet'!$B$7:$S$116,MATCH($B178,'Data Input Sheet'!$B$7:$B$116,0),MATCH(G$137,'Data Input Sheet'!$B$6:$S$6,0))=\"\",\"\",INDEX('Data Input Sheet'!$B$7:$S$116,MATCH($B178,'Data Input Sheet'!$B$7:$B$116,0),MATCH(G$137,'Data Input Sheet'!$B$6:$S$6,0))))","v":""},{"$f":"IF(OFFSET(INDIRECT($B178),0,3)=0,\"\",IF(INDEX('Data Input Sheet'!$B$7:$S$116,MATCH($B178,'Data Input Sheet'!$B$7:$B$116,0),MATCH(H$137,'Data Input Sheet'!$B$6:$S$6,0))=\"\",\"\",INDEX('Data Input Sheet'!$B$7:$S$116,MATCH($B178,'Data Input Sheet'!$B$7:$B$116,0),MATCH(H$137,'Data Input Sheet'!$B$6:$S$6,0))))","v":""},{"$f":"IF(OFFSET(INDIRECT($B178),0,3)=0,\"\",IF(INDEX('Data Input Sheet'!$B$7:$S$116,MATCH($B178,'Data Input Sheet'!$B$7:$B$116,0),MATCH(I$137,'Data Input Sheet'!$B$6:$S$6,0))=\"\",\"\",INDEX('Data Input Sheet'!$B$7:$S$116,MATCH($B178,'Data Input Sheet'!$B$7:$B$116,0),MATCH(I$137,'Data Input Sheet'!$B$6:$S$6,0))))","v":""},{"$f":"IF(OFFSET(INDIRECT($B178),0,3)=0,\"\",IF(INDEX('Data Input Sheet'!$B$7:$S$116,MATCH($B178,'Data Input Sheet'!$B$7:$B$116,0),MATCH(J$137,'Data Input Sheet'!$B$6:$S$6,0))=\"\",\"\",INDEX('Data Input Sheet'!$B$7:$S$116,MATCH($B178,'Data Input Sheet'!$B$7:$B$116,0),MATCH(J$137,'Data Input Sheet'!$B$6:$S$6,0))))","v":""},{"$f":"IF(OFFSET(INDIRECT($B178),0,3)=0,\"\",IF(INDEX('Data Input Sheet'!$B$7:$S$116,MATCH($B178,'Data Input Sheet'!$B$7:$B$116,0),MATCH(K$137,'Data Input Sheet'!$B$6:$S$6,0))=\"\",\"\",INDEX('Data Input Sheet'!$B$7:$S$116,MATCH($B178,'Data Input Sheet'!$B$7:$B$116,0),MATCH(K$137,'Data Input Sheet'!$B$6:$S$6,0))))","v":""},{"$f":"IF(OFFSET(INDIRECT($B178),0,3)=0,\"\",IF(INDEX('Data Input Sheet'!$B$7:$S$116,MATCH($B178,'Data Input Sheet'!$B$7:$B$116,0),MATCH(L$137,'Data Input Sheet'!$B$6:$S$6,0))=\"\",\"\",INDEX('Data Input Sheet'!$B$7:$S$116,MATCH($B178,'Data Input Sheet'!$B$7:$B$116,0),MATCH(L$137,'Data Input Sheet'!$B$6:$S$6,0))))","v":""}]
["Transmission Line Load","input32",{"$f":"IF(OFFSET(INDIRECT($B179),0,3)=0,\"\",IF(INDEX('Data Input Sheet'!$B$7:$S$116,MATCH($B179,'Data Input Sheet'!$B$7:$B$116,0),MATCH(C$137,'Data Input Sheet'!$B$6:$S$6,0))=\"\",\"\",INDEX('Data Input Sheet'!$B$7:$S$116,MATCH($B179,'Data Input Sheet'!$B$7:$B$116,0),MATCH(C$137,'Data Input Sheet'!$B$6:$S$6,0))))","v":""},{"$f":"IF(OFFSET(INDIRECT($B179),0,3)=0,\"\",IF(INDEX('Data Input Sheet'!$B$7:$S$116,MATCH($B179,'Data Input Sheet'!$B$7:$B$116,0),MATCH(D$137,'Data Input Sheet'!$B$6:$S$6,0))=\"\",\"\",INDEX('Data Input Sheet'!$B$7:$S$116,MATCH($B179,'Data Input Sheet'!$B$7:$B$116,0),MATCH(D$137,'Data Input Sheet'!$B$6:$S$6,0))))","v":""},{"$f":"IF(OFFSET(INDIRECT($B179),0,3)=0,\"\",IF(INDEX('Data Input Sheet'!$B$7:$S$116,MATCH($B179,'Data Input Sheet'!$B$7:$B$116,0),MATCH(E$137,'Data Input Sheet'!$B$6:$S$6,0))=\"\",\"\",INDEX('Data Input Sheet'!$B$7:$S$116,MATCH($B179,'Data Input Sheet'!$B$7:$B$116,0),MATCH(E$137,'Data Input Sheet'!$B$6:$S$6,0))))","v":""},{"$f":"IF(OFFSET(INDIRECT($B179),0,3)=0,\"\",IF(INDEX('Data Input Sheet'!$B$7:$S$116,MATCH($B179,'Data Input Sheet'!$B$7:$B$116,0),MATCH(F$137,'Data Input Sheet'!$B$6:$S$6,0))=\"\",\"\",INDEX('Data Input Sheet'!$B$7:$S$116,MATCH($B179,'Data Input Sheet'!$B$7:$B$116,0),MATCH(F$137,'Data Input Sheet'!$B$6:$S$6,0))))","v":""},{"$f":"IF(OFFSET(INDIRECT($B179),0,3)=0,\"\",IF(INDEX('Data Input Sheet'!$B$7:$S$116,MATCH($B179,'Data Input Sheet'!$B$7:$B$116,0),MATCH(G$137,'Data Input Sheet'!$B$6:$S$6,0))=\"\",\"\",INDEX('Data Input Sheet'!$B$7:$S$116,MATCH($B179,'Data Input Sheet'!$B$7:$B$116,0),MATCH(G$137,'Data Input Sheet'!$B$6:$S$6,0))))","v":""},{"$f":"IF(OFFSET(INDIRECT($B179),0,3)=0,\"\",IF(INDEX('Data Input Sheet'!$B$7:$S$116,MATCH($B179,'Data Input Sheet'!$B$7:$B$116,0),MATCH(H$137,'Data Input Sheet'!$B$6:$S$6,0))=\"\",\"\",INDEX('Data Input Sheet'!$B$7:$S$116,MATCH($B179,'Data Input Sheet'!$B$7:$B$116,0),MATCH(H$137,'Data Input Sheet'!$B$6:$S$6,0))))","v":""},{"$f":"IF(OFFSET(INDIRECT($B179),0,3)=0,\"\",IF(INDEX('Data Input Sheet'!$B$7:$S$116,MATCH($B179,'Data Input Sheet'!$B$7:$B$116,0),MATCH(I$137,'Data Input Sheet'!$B$6:$S$6,0))=\"\",\"\",INDEX('Data Input Sheet'!$B$7:$S$116,MATCH($B179,'Data Input Sheet'!$B$7:$B$116,0),MATCH(I$137,'Data Input Sheet'!$B$6:$S$6,0))))","v":""},{"$f":"IF(OFFSET(INDIRECT($B179),0,3)=0,\"\",IF(INDEX('Data Input Sheet'!$B$7:$S$116,MATCH($B179,'Data Input Sheet'!$B$7:$B$116,0),MATCH(J$137,'Data Input Sheet'!$B$6:$S$6,0))=\"\",\"\",INDEX('Data Input Sheet'!$B$7:$S$116,MATCH($B179,'Data Input Sheet'!$B$7:$B$116,0),MATCH(J$137,'Data Input Sheet'!$B$6:$S$6,0))))","v":""},{"$f":"IF(OFFSET(INDIRECT($B179),0,3)=0,\"\",IF(INDEX('Data Input Sheet'!$B$7:$S$116,MATCH($B179,'Data Input Sheet'!$B$7:$B$116,0),MATCH(K$137,'Data Input Sheet'!$B$6:$S$6,0))=\"\",\"\",INDEX('Data Input Sheet'!$B$7:$S$116,MATCH($B179,'Data Input Sheet'!$B$7:$B$116,0),MATCH(K$137,'Data Input Sheet'!$B$6:$S$6,0))))","v":""},{"$f":"IF(OFFSET(INDIRECT($B179),0,3)=0,\"\",IF(INDEX('Data Input Sheet'!$B$7:$S$116,MATCH($B179,'Data Input Sheet'!$B$7:$B$116,0),MATCH(L$137,'Data Input Sheet'!$B$6:$S$6,0))=\"\",\"\",INDEX('Data Input Sheet'!$B$7:$S$116,MATCH($B179,'Data Input Sheet'!$B$7:$B$116,0),MATCH(L$137,'Data Input Sheet'!$B$6:$S$6,0))))","v":""}]
["Transmission Losses","input34",{"$f":"IF(OFFSET(INDIRECT($B180),0,3)=0,\"\",IF(INDEX('Data Input Sheet'!$B$7:$S$116,MATCH($B180,'Data Input Sheet'!$B$7:$B$116,0),MATCH(C$137,'Data Input Sheet'!$B$6:$S$6,0))=\"\",\"\",INDEX('Data Input Sheet'!$B$7:$S$116,MATCH($B180,'Data Input Sheet'!$B$7:$B$116,0),MATCH(C$137,'Data Input Sheet'!$B$6:$S$6,0))))","v":""},{"$f":"IF(OFFSET(INDIRECT($B180),0,3)=0,\"\",IF(INDEX('Data Input Sheet'!$B$7:$S$116,MATCH($B180,'Data Input Sheet'!$B$7:$B$116,0),MATCH(D$137,'Data Input Sheet'!$B$6:$S$6,0))=\"\",\"\",INDEX('Data Input Sheet'!$B$7:$S$116,MATCH($B180,'Data Input Sheet'!$B$7:$B$116,0),MATCH(D$137,'Data Input Sheet'!$B$6:$S$6,0))))","v":""},{"$f":"IF(OFFSET(INDIRECT($B180),0,3)=0,\"\",IF(INDEX('Data Input Sheet'!$B$7:$S$116,MATCH($B180,'Data Input Sheet'!$B$7:$B$116,0),MATCH(E$137,'Data Input Sheet'!$B$6:$S$6,0))=\"\",\"\",INDEX('Data Input Sheet'!$B$7:$S$116,MATCH($B180,'Data Input Sheet'!$B$7:$B$116,0),MATCH(E$137,'Data Input Sheet'!$B$6:$S$6,0))))","v":""},{"$f":"IF(OFFSET(INDIRECT($B180),0,3)=0,\"\",IF(INDEX('Data Input Sheet'!$B$7:$S$116,MATCH($B180,'Data Input Sheet'!$B$7:$B$116,0),MATCH(F$137,'Data Input Sheet'!$B$6:$S$6,0))=\"\",\"\",INDEX('Data Input Sheet'!$B$7:$S$116,MATCH($B180,'Data Input Sheet'!$B$7:$B$116,0),MATCH(F$137,'Data Input Sheet'!$B$6:$S$6,0))))","v":""},{"$f":"IF(OFFSET(INDIRECT($B180),0,3)=0,\"\",IF(INDEX('Data Input Sheet'!$B$7:$S$116,MATCH($B180,'Data Input Sheet'!$B$7:$B$116,0),MATCH(G$137,'Data Input Sheet'!$B$6:$S$6,0))=\"\",\"\",INDEX('Data Input Sheet'!$B$7:$S$116,MATCH($B180,'Data Input Sheet'!$B$7:$B$116,0),MATCH(G$137,'Data Input Sheet'!$B$6:$S$6,0))))","v":""},{"$f":"IF(OFFSET(INDIRECT($B180),0,3)=0,\"\",IF(INDEX('Data Input Sheet'!$B$7:$S$116,MATCH($B180,'Data Input Sheet'!$B$7:$B$116,0),MATCH(H$137,'Data Input Sheet'!$B$6:$S$6,0))=\"\",\"\",INDEX('Data Input Sheet'!$B$7:$S$116,MATCH($B180,'Data Input Sheet'!$B$7:$B$116,0),MATCH(H$137,'Data Input Sheet'!$B$6:$S$6,0))))","v":""},{"$f":"IF(OFFSET(INDIRECT($B180),0,3)=0,\"\",IF(INDEX('Data Input Sheet'!$B$7:$S$116,MATCH($B180,'Data Input Sheet'!$B$7:$B$116,0),MATCH(I$137,'Data Input Sheet'!$B$6:$S$6,0))=\"\",\"\",INDEX('Data Input Sheet'!$B$7:$S$116,MATCH($B180,'Data Input Sheet'!$B$7:$B$116,0),MATCH(I$137,'Data Input Sheet'!$B$6:$S$6,0))))","v":""},{"$f":"IF(OFFSET(INDIRECT($B180),0,3)=0,\"\",IF(INDEX('Data Input Sheet'!$B$7:$S$116,MATCH($B180,'Data Input Sheet'!$B$7:$B$116,0),MATCH(J$137,'Data Input Sheet'!$B$6:$S$6,0))=\"\",\"\",INDEX('Data Input Sheet'!$B$7:$S$116,MATCH($B180,'Data Input Sheet'!$B$7:$B$116,0),MATCH(J$137,'Data Input Sheet'!$B$6:$S$6,0))))","v":""},{"$f":"IF(OFFSET(INDIRECT($B180),0,3)=0,\"\",IF(INDEX('Data Input Sheet'!$B$7:$S$116,MATCH($B180,'Data Input Sheet'!$B$7:$B$116,0),MATCH(K$137,'Data Input Sheet'!$B$6:$S$6,0))=\"\",\"\",INDEX('Data Input Sheet'!$B$7:$S$116,MATCH($B180,'Data Input Sheet'!$B$7:$B$116,0),MATCH(K$137,'Data Input Sheet'!$B$6:$S$6,0))))","v":""},{"$f":"IF(OFFSET(INDIRECT($B180),0,3)=0,\"\",IF(INDEX('Data Input Sheet'!$B$7:$S$116,MATCH($B180,'Data Input Sheet'!$B$7:$B$116,0),MATCH(L$137,'Data Input Sheet'!$B$6:$S$6,0))=\"\",\"\",INDEX('Data Input Sheet'!$B$7:$S$116,MATCH($B180,'Data Input Sheet'!$B$7:$B$116,0),MATCH(L$137,'Data Input Sheet'!$B$6:$S$6,0))))","v":""}]
["Average Price of Wholesale Energy","input33",{"$f":"IF(OFFSET(INDIRECT($B181),0,3)=0,\"\",IF(INDEX('Data Input Sheet'!$B$7:$S$116,MATCH($B181,'Data Input Sheet'!$B$7:$B$116,0),MATCH(C$137,'Data Input Sheet'!$B$6:$S$6,0))=\"\",\"\",INDEX('Data Input Sheet'!$B$7:$S$116,MATCH($B181,'Data Input Sheet'!$B$7:$B$116,0),MATCH(C$137,'Data Input Sheet'!$B$6:$S$6,0))))","v":""},{"$f":"IF(OFFSET(INDIRECT($B181),0,3)=0,\"\",IF(INDEX('Data Input Sheet'!$B$7:$S$116,MATCH($B181,'Data Input Sheet'!$B$7:$B$116,0),MATCH(D$137,'Data Input Sheet'!$B$6:$S$6,0))=\"\",\"\",INDEX('Data Input Sheet'!$B$7:$S$116,MATCH($B181,'Data Input Sheet'!$B$7:$B$116,0),MATCH(D$137,'Data Input Sheet'!$B$6:$S$6,0))))","v":""},{"$f":"IF(OFFSET(INDIRECT($B181),0,3)=0,\"\",IF(INDEX('Data Input Sheet'!$B$7:$S$116,MATCH($B181,'Data Input Sheet'!$B$7:$B$116,0),MATCH(E$137,'Data Input Sheet'!$B$6:$S$6,0))=\"\",\"\",INDEX('Data Input Sheet'!$B$7:$S$116,MATCH($B181,'Data Input Sheet'!$B$7:$B$116,0),MATCH(E$137,'Data Input Sheet'!$B$6:$S$6,0))))","v":""},{"$f":"IF(OFFSET(INDIRECT($B181),0,3)=0,\"\",IF(INDEX('Data Input Sheet'!$B$7:$S$116,MATCH($B181,'Data Input Sheet'!$B$7:$B$116,0),MATCH(F$137,'Data Input Sheet'!$B$6:$S$6,0))=\"\",\"\",INDEX('Data Input Sheet'!$B$7:$S$116,MATCH($B181,'Data Input Sheet'!$B$7:$B$116,0),MATCH(F$137,'Data Input Sheet'!$B$6:$S$6,0))))","v":""},{"$f":"IF(OFFSET(INDIRECT($B181),0,3)=0,\"\",IF(INDEX('Data Input Sheet'!$B$7:$S$116,MATCH($B181,'Data Input Sheet'!$B$7:$B$116,0),MATCH(G$137,'Data Input Sheet'!$B$6:$S$6,0))=\"\",\"\",INDEX('Data Input Sheet'!$B$7:$S$116,MATCH($B181,'Data Input Sheet'!$B$7:$B$116,0),MATCH(G$137,'Data Input Sheet'!$B$6:$S$6,0))))","v":""},{"$f":"IF(OFFSET(INDIRECT($B181),0,3)=0,\"\",IF(INDEX('Data Input Sheet'!$B$7:$S$116,MATCH($B181,'Data Input Sheet'!$B$7:$B$116,0),MATCH(H$137,'Data Input Sheet'!$B$6:$S$6,0))=\"\",\"\",INDEX('Data Input Sheet'!$B$7:$S$116,MATCH($B181,'Data Input Sheet'!$B$7:$B$116,0),MATCH(H$137,'Data Input Sheet'!$B$6:$S$6,0))))","v":""},{"$f":"IF(OFFSET(INDIRECT($B181),0,3)=0,\"\",IF(INDEX('Data Input Sheet'!$B$7:$S$116,MATCH($B181,'Data Input Sheet'!$B$7:$B$116,0),MATCH(I$137,'Data Input Sheet'!$B$6:$S$6,0))=\"\",\"\",INDEX('Data Input Sheet'!$B$7:$S$116,MATCH($B181,'Data Input Sheet'!$B$7:$B$116,0),MATCH(I$137,'Data Input Sheet'!$B$6:$S$6,0))))","v":""},{"$f":"IF(OFFSET(INDIRECT($B181),0,3)=0,\"\",IF(INDEX('Data Input Sheet'!$B$7:$S$116,MATCH($B181,'Data Input Sheet'!$B$7:$B$116,0),MATCH(J$137,'Data Input Sheet'!$B$6:$S$6,0))=\"\",\"\",INDEX('Data Input Sheet'!$B$7:$S$116,MATCH($B181,'Data Input Sheet'!$B$7:$B$116,0),MATCH(J$137,'Data Input Sheet'!$B$6:$S$6,0))))","v":""},{"$f":"IF(OFFSET(INDIRECT($B181),0,3)=0,\"\",IF(INDEX('Data Input Sheet'!$B$7:$S$116,MATCH($B181,'Data Input Sheet'!$B$7:$B$116,0),MATCH(K$137,'Data Input Sheet'!$B$6:$S$6,0))=\"\",\"\",INDEX('Data Input Sheet'!$B$7:$S$116,MATCH($B181,'Data Input Sheet'!$B$7:$B$116,0),MATCH(K$137,'Data Input Sheet'!$B$6:$S$6,0))))","v":""},{"$f":"IF(OFFSET(INDIRECT($B181),0,3)=0,\"\",IF(INDEX('Data Input Sheet'!$B$7:$S$116,MATCH($B181,'Data Input Sheet'!$B$7:$B$116,0),MATCH(L$137,'Data Input Sheet'!$B$6:$S$6,0))=\"\",\"\",INDEX('Data Input Sheet'!$B$7:$S$116,MATCH($B181,'Data Input Sheet'!$B$7:$B$116,0),MATCH(L$137,'Data Input Sheet'!$B$6:$S$6,0))))","v":""}]
["Total Residential Electricity Cost","input35",{"$f":"IF(OFFSET(INDIRECT($B182),0,3)=0,\"\",IF(INDEX('Data Input Sheet'!$B$7:$S$116,MATCH($B182,'Data Input Sheet'!$B$7:$B$116,0),MATCH(C$137,'Data Input Sheet'!$B$6:$S$6,0))=\"\",\"\",INDEX('Data Input Sheet'!$B$7:$S$116,MATCH($B182,'Data Input Sheet'!$B$7:$B$116,0),MATCH(C$137,'Data Input Sheet'!$B$6:$S$6,0))))","v":""},{"$f":"IF(OFFSET(INDIRECT($B182),0,3)=0,\"\",IF(INDEX('Data Input Sheet'!$B$7:$S$116,MATCH($B182,'Data Input Sheet'!$B$7:$B$116,0),MATCH(D$137,'Data Input Sheet'!$B$6:$S$6,0))=\"\",\"\",INDEX('Data Input Sheet'!$B$7:$S$116,MATCH($B182,'Data Input Sheet'!$B$7:$B$116,0),MATCH(D$137,'Data Input Sheet'!$B$6:$S$6,0))))","v":""},{"$f":"IF(OFFSET(INDIRECT($B182),0,3)=0,\"\",IF(INDEX('Data Input Sheet'!$B$7:$S$116,MATCH($B182,'Data Input Sheet'!$B$7:$B$116,0),MATCH(E$137,'Data Input Sheet'!$B$6:$S$6,0))=\"\",\"\",INDEX('Data Input Sheet'!$B$7:$S$116,MATCH($B182,'Data Input Sheet'!$B$7:$B$116,0),MATCH(E$137,'Data Input Sheet'!$B$6:$S$6,0))))","v":""},{"$f":"IF(OFFSET(INDIRECT($B182),0,3)=0,\"\",IF(INDEX('Data Input Sheet'!$B$7:$S$116,MATCH($B182,'Data Input Sheet'!$B$7:$B$116,0),MATCH(F$137,'Data Input Sheet'!$B$6:$S$6,0))=\"\",\"\",INDEX('Data Input Sheet'!$B$7:$S$116,MATCH($B182,'Data Input Sheet'!$B$7:$B$116,0),MATCH(F$137,'Data Input Sheet'!$B$6:$S$6,0))))","v":""},{"$f":"IF(OFFSET(INDIRECT($B182),0,3)=0,\"\",IF(INDEX('Data Input Sheet'!$B$7:$S$116,MATCH($B182,'Data Input Sheet'!$B$7:$B$116,0),MATCH(G$137,'Data Input Sheet'!$B$6:$S$6,0))=\"\",\"\",INDEX('Data Input Sheet'!$B$7:$S$116,MATCH($B182,'Data Input Sheet'!$B$7:$B$116,0),MATCH(G$137,'Data Input Sheet'!$B$6:$S$6,0))))","v":""},{"$f":"IF(OFFSET(INDIRECT($B182),0,3)=0,\"\",IF(INDEX('Data Input Sheet'!$B$7:$S$116,MATCH($B182,'Data Input Sheet'!$B$7:$B$116,0),MATCH(H$137,'Data Input Sheet'!$B$6:$S$6,0))=\"\",\"\",INDEX('Data Input Sheet'!$B$7:$S$116,MATCH($B182,'Data Input Sheet'!$B$7:$B$116,0),MATCH(H$137,'Data Input Sheet'!$B$6:$S$6,0))))","v":""},{"$f":"IF(OFFSET(INDIRECT($B182),0,3)=0,\"\",IF(INDEX('Data Input Sheet'!$B$7:$S$116,MATCH($B182,'Data Input Sheet'!$B$7:$B$116,0),MATCH(I$137,'Data Input Sheet'!$B$6:$S$6,0))=\"\",\"\",INDEX('Data Input Sheet'!$B$7:$S$116,MATCH($B182,'Data Input Sheet'!$B$7:$B$116,0),MATCH(I$137,'Data Input Sheet'!$B$6:$S$6,0))))","v":""},{"$f":"IF(OFFSET(INDIRECT($B182),0,3)=0,\"\",IF(INDEX('Data Input Sheet'!$B$7:$S$116,MATCH($B182,'Data Input Sheet'!$B$7:$B$116,0),MATCH(J$137,'Data Input Sheet'!$B$6:$S$6,0))=\"\",\"\",INDEX('Data Input Sheet'!$B$7:$S$116,MATCH($B182,'Data Input Sheet'!$B$7:$B$116,0),MATCH(J$137,'Data Input Sheet'!$B$6:$S$6,0))))","v":""},{"$f":"IF(OFFSET(INDIRECT($B182),0,3)=0,\"\",IF(INDEX('Data Input Sheet'!$B$7:$S$116,MATCH($B182,'Data Input Sheet'!$B$7:$B$116,0),MATCH(K$137,'Data Input Sheet'!$B$6:$S$6,0))=\"\",\"\",INDEX('Data Input Sheet'!$B$7:$S$116,MATCH($B182,'Data Input Sheet'!$B$7:$B$116,0),MATCH(K$137,'Data Input Sheet'!$B$6:$S$6,0))))","v":""},{"$f":"IF(OFFSET(INDIRECT($B182),0,3)=0,\"\",IF(INDEX('Data Input Sheet'!$B$7:$S$116,MATCH($B182,'Data Input Sheet'!$B$7:$B$116,0),MATCH(L$137,'Data Input Sheet'!$B$6:$S$6,0))=\"\",\"\",INDEX('Data Input Sheet'!$B$7:$S$116,MATCH($B182,'Data Input Sheet'!$B$7:$B$116,0),MATCH(L$137,'Data Input Sheet'!$B$6:$S$6,0))))","v":""}]
["Total Commercial Electricity Cost","input36",{"$f":"IF(OFFSET(INDIRECT($B183),0,3)=0,\"\",IF(INDEX('Data Input Sheet'!$B$7:$S$116,MATCH($B183,'Data Input Sheet'!$B$7:$B$116,0),MATCH(C$137,'Data Input Sheet'!$B$6:$S$6,0))=\"\",\"\",INDEX('Data Input Sheet'!$B$7:$S$116,MATCH($B183,'Data Input Sheet'!$B$7:$B$116,0),MATCH(C$137,'Data Input Sheet'!$B$6:$S$6,0))))","v":""},{"$f":"IF(OFFSET(INDIRECT($B183),0,3)=0,\"\",IF(INDEX('Data Input Sheet'!$B$7:$S$116,MATCH($B183,'Data Input Sheet'!$B$7:$B$116,0),MATCH(D$137,'Data Input Sheet'!$B$6:$S$6,0))=\"\",\"\",INDEX('Data Input Sheet'!$B$7:$S$116,MATCH($B183,'Data Input Sheet'!$B$7:$B$116,0),MATCH(D$137,'Data Input Sheet'!$B$6:$S$6,0))))","v":""},{"$f":"IF(OFFSET(INDIRECT($B183),0,3)=0,\"\",IF(INDEX('Data Input Sheet'!$B$7:$S$116,MATCH($B183,'Data Input Sheet'!$B$7:$B$116,0),MATCH(E$137,'Data Input Sheet'!$B$6:$S$6,0))=\"\",\"\",INDEX('Data Input Sheet'!$B$7:$S$116,MATCH($B183,'Data Input Sheet'!$B$7:$B$116,0),MATCH(E$137,'Data Input Sheet'!$B$6:$S$6,0))))","v":""},{"$f":"IF(OFFSET(INDIRECT($B183),0,3)=0,\"\",IF(INDEX('Data Input Sheet'!$B$7:$S$116,MATCH($B183,'Data Input Sheet'!$B$7:$B$116,0),MATCH(F$137,'Data Input Sheet'!$B$6:$S$6,0))=\"\",\"\",INDEX('Data Input Sheet'!$B$7:$S$116,MATCH($B183,'Data Input Sheet'!$B$7:$B$116,0),MATCH(F$137,'Data Input Sheet'!$B$6:$S$6,0))))","v":""},{"$f":"IF(OFFSET(INDIRECT($B183),0,3)=0,\"\",IF(INDEX('Data Input Sheet'!$B$7:$S$116,MATCH($B183,'Data Input Sheet'!$B$7:$B$116,0),MATCH(G$137,'Data Input Sheet'!$B$6:$S$6,0))=\"\",\"\",INDEX('Data Input Sheet'!$B$7:$S$116,MATCH($B183,'Data Input Sheet'!$B$7:$B$116,0),MATCH(G$137,'Data Input Sheet'!$B$6:$S$6,0))))","v":""},{"$f":"IF(OFFSET(INDIRECT($B183),0,3)=0,\"\",IF(INDEX('Data Input Sheet'!$B$7:$S$116,MATCH($B183,'Data Input Sheet'!$B$7:$B$116,0),MATCH(H$137,'Data Input Sheet'!$B$6:$S$6,0))=\"\",\"\",INDEX('Data Input Sheet'!$B$7:$S$116,MATCH($B183,'Data Input Sheet'!$B$7:$B$116,0),MATCH(H$137,'Data Input Sheet'!$B$6:$S$6,0))))","v":""},{"$f":"IF(OFFSET(INDIRECT($B183),0,3)=0,\"\",IF(INDEX('Data Input Sheet'!$B$7:$S$116,MATCH($B183,'Data Input Sheet'!$B$7:$B$116,0),MATCH(I$137,'Data Input Sheet'!$B$6:$S$6,0))=\"\",\"\",INDEX('Data Input Sheet'!$B$7:$S$116,MATCH($B183,'Data Input Sheet'!$B$7:$B$116,0),MATCH(I$137,'Data Input Sheet'!$B$6:$S$6,0))))","v":""},{"$f":"IF(OFFSET(INDIRECT($B183),0,3)=0,\"\",IF(INDEX('Data Input Sheet'!$B$7:$S$116,MATCH($B183,'Data Input Sheet'!$B$7:$B$116,0),MATCH(J$137,'Data Input Sheet'!$B$6:$S$6,0))=\"\",\"\",INDEX('Data Input Sheet'!$B$7:$S$116,MATCH($B183,'Data Input Sheet'!$B$7:$B$116,0),MATCH(J$137,'Data Input Sheet'!$B$6:$S$6,0))))","v":""},{"$f":"IF(OFFSET(INDIRECT($B183),0,3)=0,\"\",IF(INDEX('Data Input Sheet'!$B$7:$S$116,MATCH($B183,'Data Input Sheet'!$B$7:$B$116,0),MATCH(K$137,'Data Input Sheet'!$B$6:$S$6,0))=\"\",\"\",INDEX('Data Input Sheet'!$B$7:$S$116,MATCH($B183,'Data Input Sheet'!$B$7:$B$116,0),MATCH(K$137,'Data Input Sheet'!$B$6:$S$6,0))))","v":""},{"$f":"IF(OFFSET(INDIRECT($B183),0,3)=0,\"\",IF(INDEX('Data Input Sheet'!$B$7:$S$116,MATCH($B183,'Data Input Sheet'!$B$7:$B$116,0),MATCH(L$137,'Data Input Sheet'!$B$6:$S$6,0))=\"\",\"\",INDEX('Data Input Sheet'!$B$7:$S$116,MATCH($B183,'Data Input Sheet'!$B$7:$B$116,0),MATCH(L$137,'Data Input Sheet'!$B$6:$S$6,0))))","v":""}]
["Total Industrial Electricity Cost","input37",{"$f":"IF(OFFSET(INDIRECT($B184),0,3)=0,\"\",IF(INDEX('Data Input Sheet'!$B$7:$S$116,MATCH($B184,'Data Input Sheet'!$B$7:$B$116,0),MATCH(C$137,'Data Input Sheet'!$B$6:$S$6,0))=\"\",\"\",INDEX('Data Input Sheet'!$B$7:$S$116,MATCH($B184,'Data Input Sheet'!$B$7:$B$116,0),MATCH(C$137,'Data Input Sheet'!$B$6:$S$6,0))))","v":""},{"$f":"IF(OFFSET(INDIRECT($B184),0,3)=0,\"\",IF(INDEX('Data Input Sheet'!$B$7:$S$116,MATCH($B184,'Data Input Sheet'!$B$7:$B$116,0),MATCH(D$137,'Data Input Sheet'!$B$6:$S$6,0))=\"\",\"\",INDEX('Data Input Sheet'!$B$7:$S$116,MATCH($B184,'Data Input Sheet'!$B$7:$B$116,0),MATCH(D$137,'Data Input Sheet'!$B$6:$S$6,0))))","v":""},{"$f":"IF(OFFSET(INDIRECT($B184),0,3)=0,\"\",IF(INDEX('Data Input Sheet'!$B$7:$S$116,MATCH($B184,'Data Input Sheet'!$B$7:$B$116,0),MATCH(E$137,'Data Input Sheet'!$B$6:$S$6,0))=\"\",\"\",INDEX('Data Input Sheet'!$B$7:$S$116,MATCH($B184,'Data Input Sheet'!$B$7:$B$116,0),MATCH(E$137,'Data Input Sheet'!$B$6:$S$6,0))))","v":""},{"$f":"IF(OFFSET(INDIRECT($B184),0,3)=0,\"\",IF(INDEX('Data Input Sheet'!$B$7:$S$116,MATCH($B184,'Data Input Sheet'!$B$7:$B$116,0),MATCH(F$137,'Data Input Sheet'!$B$6:$S$6,0))=\"\",\"\",INDEX('Data Input Sheet'!$B$7:$S$116,MATCH($B184,'Data Input Sheet'!$B$7:$B$116,0),MATCH(F$137,'Data Input Sheet'!$B$6:$S$6,0))))","v":""},{"$f":"IF(OFFSET(INDIRECT($B184),0,3)=0,\"\",IF(INDEX('Data Input Sheet'!$B$7:$S$116,MATCH($B184,'Data Input Sheet'!$B$7:$B$116,0),MATCH(G$137,'Data Input Sheet'!$B$6:$S$6,0))=\"\",\"\",INDEX('Data Input Sheet'!$B$7:$S$116,MATCH($B184,'Data Input Sheet'!$B$7:$B$116,0),MATCH(G$137,'Data Input Sheet'!$B$6:$S$6,0))))","v":""},{"$f":"IF(OFFSET(INDIRECT($B184),0,3)=0,\"\",IF(INDEX('Data Input Sheet'!$B$7:$S$116,MATCH($B184,'Data Input Sheet'!$B$7:$B$116,0),MATCH(H$137,'Data Input Sheet'!$B$6:$S$6,0))=\"\",\"\",INDEX('Data Input Sheet'!$B$7:$S$116,MATCH($B184,'Data Input Sheet'!$B$7:$B$116,0),MATCH(H$137,'Data Input Sheet'!$B$6:$S$6,0))))","v":""},{"$f":"IF(OFFSET(INDIRECT($B184),0,3)=0,\"\",IF(INDEX('Data Input Sheet'!$B$7:$S$116,MATCH($B184,'Data Input Sheet'!$B$7:$B$116,0),MATCH(I$137,'Data Input Sheet'!$B$6:$S$6,0))=\"\",\"\",INDEX('Data Input Sheet'!$B$7:$S$116,MATCH($B184,'Data Input Sheet'!$B$7:$B$116,0),MATCH(I$137,'Data Input Sheet'!$B$6:$S$6,0))))","v":""},{"$f":"IF(OFFSET(INDIRECT($B184),0,3)=0,\"\",IF(INDEX('Data Input Sheet'!$B$7:$S$116,MATCH($B184,'Data Input Sheet'!$B$7:$B$116,0),MATCH(J$137,'Data Input Sheet'!$B$6:$S$6,0))=\"\",\"\",INDEX('Data Input Sheet'!$B$7:$S$116,MATCH($B184,'Data Input Sheet'!$B$7:$B$116,0),MATCH(J$137,'Data Input Sheet'!$B$6:$S$6,0))))","v":""},{"$f":"IF(OFFSET(INDIRECT($B184),0,3)=0,\"\",IF(INDEX('Data Input Sheet'!$B$7:$S$116,MATCH($B184,'Data Input Sheet'!$B$7:$B$116,0),MATCH(K$137,'Data Input Sheet'!$B$6:$S$6,0))=\"\",\"\",INDEX('Data Input Sheet'!$B$7:$S$116,MATCH($B184,'Data Input Sheet'!$B$7:$B$116,0),MATCH(K$137,'Data Input Sheet'!$B$6:$S$6,0))))","v":""},{"$f":"IF(OFFSET(INDIRECT($B184),0,3)=0,\"\",IF(INDEX('Data Input Sheet'!$B$7:$S$116,MATCH($B184,'Data Input Sheet'!$B$7:$B$116,0),MATCH(L$137,'Data Input Sheet'!$B$6:$S$6,0))=\"\",\"\",INDEX('Data Input Sheet'!$B$7:$S$116,MATCH($B184,'Data Input Sheet'!$B$7:$B$116,0),MATCH(L$137,'Data Input Sheet'!$B$6:$S$6,0))))","v":""}]
["SAIDI (system)","input38",{"$f":"IF(OFFSET(INDIRECT($B185),0,3)=0,\"\",IF(INDEX('Data Input Sheet'!$B$7:$S$116,MATCH($B185,'Data Input Sheet'!$B$7:$B$116,0),MATCH(C$137,'Data Input Sheet'!$B$6:$S$6,0))=\"\",\"\",INDEX('Data Input Sheet'!$B$7:$S$116,MATCH($B185,'Data Input Sheet'!$B$7:$B$116,0),MATCH(C$137,'Data Input Sheet'!$B$6:$S$6,0))))","v":""},{"$f":"IF(OFFSET(INDIRECT($B185),0,3)=0,\"\",IF(INDEX('Data Input Sheet'!$B$7:$S$116,MATCH($B185,'Data Input Sheet'!$B$7:$B$116,0),MATCH(D$137,'Data Input Sheet'!$B$6:$S$6,0))=\"\",\"\",INDEX('Data Input Sheet'!$B$7:$S$116,MATCH($B185,'Data Input Sheet'!$B$7:$B$116,0),MATCH(D$137,'Data Input Sheet'!$B$6:$S$6,0))))","v":""},{"$f":"IF(OFFSET(INDIRECT($B185),0,3)=0,\"\",IF(INDEX('Data Input Sheet'!$B$7:$S$116,MATCH($B185,'Data Input Sheet'!$B$7:$B$116,0),MATCH(E$137,'Data Input Sheet'!$B$6:$S$6,0))=\"\",\"\",INDEX('Data Input Sheet'!$B$7:$S$116,MATCH($B185,'Data Input Sheet'!$B$7:$B$116,0),MATCH(E$137,'Data Input Sheet'!$B$6:$S$6,0))))","v":""},{"$f":"IF(OFFSET(INDIRECT($B185),0,3)=0,\"\",IF(INDEX('Data Input Sheet'!$B$7:$S$116,MATCH($B185,'Data Input Sheet'!$B$7:$B$116,0),MATCH(F$137,'Data Input Sheet'!$B$6:$S$6,0))=\"\",\"\",INDEX('Data Input Sheet'!$B$7:$S$116,MATCH($B185,'Data Input Sheet'!$B$7:$B$116,0),MATCH(F$137,'Data Input Sheet'!$B$6:$S$6,0))))","v":""},{"$f":"IF(OFFSET(INDIRECT($B185),0,3)=0,\"\",IF(INDEX('Data Input Sheet'!$B$7:$S$116,MATCH($B185,'Data Input Sheet'!$B$7:$B$116,0),MATCH(G$137,'Data Input Sheet'!$B$6:$S$6,0))=\"\",\"\",INDEX('Data Input Sheet'!$B$7:$S$116,MATCH($B185,'Data Input Sheet'!$B$7:$B$116,0),MATCH(G$137,'Data Input Sheet'!$B$6:$S$6,0))))","v":""},{"$f":"IF(OFFSET(INDIRECT($B185),0,3)=0,\"\",IF(INDEX('Data Input Sheet'!$B$7:$S$116,MATCH($B185,'Data Input Sheet'!$B$7:$B$116,0),MATCH(H$137,'Data Input Sheet'!$B$6:$S$6,0))=\"\",\"\",INDEX('Data Input Sheet'!$B$7:$S$116,MATCH($B185,'Data Input Sheet'!$B$7:$B$116,0),MATCH(H$137,'Data Input Sheet'!$B$6:$S$6,0))))","v":""},{"$f":"IF(OFFSET(INDIRECT($B185),0,3)=0,\"\",IF(INDEX('Data Input Sheet'!$B$7:$S$116,MATCH($B185,'Data Input Sheet'!$B$7:$B$116,0),MATCH(I$137,'Data Input Sheet'!$B$6:$S$6,0))=\"\",\"\",INDEX('Data Input Sheet'!$B$7:$S$116,MATCH($B185,'Data Input Sheet'!$B$7:$B$116,0),MATCH(I$137,'Data Input Sheet'!$B$6:$S$6,0))))","v":""},{"$f":"IF(OFFSET(INDIRECT($B185),0,3)=0,\"\",IF(INDEX('Data Input Sheet'!$B$7:$S$116,MATCH($B185,'Data Input Sheet'!$B$7:$B$116,0),MATCH(J$137,'Data Input Sheet'!$B$6:$S$6,0))=\"\",\"\",INDEX('Data Input Sheet'!$B$7:$S$116,MATCH($B185,'Data Input Sheet'!$B$7:$B$116,0),MATCH(J$137,'Data Input Sheet'!$B$6:$S$6,0))))","v":""},{"$f":"IF(OFFSET(INDIRECT($B185),0,3)=0,\"\",IF(INDEX('Data Input Sheet'!$B$7:$S$116,MATCH($B185,'Data Input Sheet'!$B$7:$B$116,0),MATCH(K$137,'Data Input Sheet'!$B$6:$S$6,0))=\"\",\"\",INDEX('Data Input Sheet'!$B$7:$S$116,MATCH($B185,'Data Input Sheet'!$B$7:$B$116,0),MATCH(K$137,'Data Input Sheet'!$B$6:$S$6,0))))","v":""},{"$f":"IF(OFFSET(INDIRECT($B185),0,3)=0,\"\",IF(INDEX('Data Input Sheet'!$B$7:$S$116,MATCH($B185,'Data Input Sheet'!$B$7:$B$116,0),MATCH(L$137,'Data Input Sheet'!$B$6:$S$6,0))=\"\",\"\",INDEX('Data Input Sheet'!$B$7:$S$116,MATCH($B185,'Data Input Sheet'!$B$7:$B$116,0),MATCH(L$137,'Data Input Sheet'!$B$6:$S$6,0))))","v":""}]
["CAIDI (system)","input39",{"$f":"IF(OFFSET(INDIRECT($B186),0,3)=0,\"\",IF(INDEX('Data Input Sheet'!$B$7:$S$116,MATCH($B186,'Data Input Sheet'!$B$7:$B$116,0),MATCH(C$137,'Data Input Sheet'!$B$6:$S$6,0))=\"\",\"\",INDEX('Data Input Sheet'!$B$7:$S$116,MATCH($B186,'Data Input Sheet'!$B$7:$B$116,0),MATCH(C$137,'Data Input Sheet'!$B$6:$S$6,0))))","v":""},{"$f":"IF(OFFSET(INDIRECT($B186),0,3)=0,\"\",IF(INDEX('Data Input Sheet'!$B$7:$S$116,MATCH($B186,'Data Input Sheet'!$B$7:$B$116,0),MATCH(D$137,'Data Input Sheet'!$B$6:$S$6,0))=\"\",\"\",INDEX('Data Input Sheet'!$B$7:$S$116,MATCH($B186,'Data Input Sheet'!$B$7:$B$116,0),MATCH(D$137,'Data Input Sheet'!$B$6:$S$6,0))))","v":""},{"$f":"IF(OFFSET(INDIRECT($B186),0,3)=0,\"\",IF(INDEX('Data Input Sheet'!$B$7:$S$116,MATCH($B186,'Data Input Sheet'!$B$7:$B$116,0),MATCH(E$137,'Data Input Sheet'!$B$6:$S$6,0))=\"\",\"\",INDEX('Data Input Sheet'!$B$7:$S$116,MATCH($B186,'Data Input Sheet'!$B$7:$B$116,0),MATCH(E$137,'Data Input Sheet'!$B$6:$S$6,0))))","v":""},{"$f":"IF(OFFSET(INDIRECT($B186),0,3)=0,\"\",IF(INDEX('Data Input Sheet'!$B$7:$S$116,MATCH($B186,'Data Input Sheet'!$B$7:$B$116,0),MATCH(F$137,'Data Input Sheet'!$B$6:$S$6,0))=\"\",\"\",INDEX('Data Input Sheet'!$B$7:$S$116,MATCH($B186,'Data Input Sheet'!$B$7:$B$116,0),MATCH(F$137,'Data Input Sheet'!$B$6:$S$6,0))))","v":""},{"$f":"IF(OFFSET(INDIRECT($B186),0,3)=0,\"\",IF(INDEX('Data Input Sheet'!$B$7:$S$116,MATCH($B186,'Data Input Sheet'!$B$7:$B$116,0),MATCH(G$137,'Data Input Sheet'!$B$6:$S$6,0))=\"\",\"\",INDEX('Data Input Sheet'!$B$7:$S$116,MATCH($B186,'Data Input Sheet'!$B$7:$B$116,0),MATCH(G$137,'Data Input Sheet'!$B$6:$S$6,0))))","v":""},{"$f":"IF(OFFSET(INDIRECT($B186),0,3)=0,\"\",IF(INDEX('Data Input Sheet'!$B$7:$S$116,MATCH($B186,'Data Input Sheet'!$B$7:$B$116,0),MATCH(H$137,'Data Input Sheet'!$B$6:$S$6,0))=\"\",\"\",INDEX('Data Input Sheet'!$B$7:$S$116,MATCH($B186,'Data Input Sheet'!$B$7:$B$116,0),MATCH(H$137,'Data Input Sheet'!$B$6:$S$6,0))))","v":""},{"$f":"IF(OFFSET(INDIRECT($B186),0,3)=0,\"\",IF(INDEX('Data Input Sheet'!$B$7:$S$116,MATCH($B186,'Data Input Sheet'!$B$7:$B$116,0),MATCH(I$137,'Data Input Sheet'!$B$6:$S$6,0))=\"\",\"\",INDEX('Data Input Sheet'!$B$7:$S$116,MATCH($B186,'Data Input Sheet'!$B$7:$B$116,0),MATCH(I$137,'Data Input Sheet'!$B$6:$S$6,0))))","v":""},{"$f":"IF(OFFSET(INDIRECT($B186),0,3)=0,\"\",IF(INDEX('Data Input Sheet'!$B$7:$S$116,MATCH($B186,'Data Input Sheet'!$B$7:$B$116,0),MATCH(J$137,'Data Input Sheet'!$B$6:$S$6,0))=\"\",\"\",INDEX('Data Input Sheet'!$B$7:$S$116,MATCH($B186,'Data Input Sheet'!$B$7:$B$116,0),MATCH(J$137,'Data Input Sheet'!$B$6:$S$6,0))))","v":""},{"$f":"IF(OFFSET(INDIRECT($B186),0,3)=0,\"\",IF(INDEX('Data Input Sheet'!$B$7:$S$116,MATCH($B186,'Data Input Sheet'!$B$7:$B$116,0),MATCH(K$137,'Data Input Sheet'!$B$6:$S$6,0))=\"\",\"\",INDEX('Data Input Sheet'!$B$7:$S$116,MATCH($B186,'Data Input Sheet'!$B$7:$B$116,0),MATCH(K$137,'Data Input Sheet'!$B$6:$S$6,0))))","v":""},{"$f":"IF(OFFSET(INDIRECT($B186),0,3)=0,\"\",IF(INDEX('Data Input Sheet'!$B$7:$S$116,MATCH($B186,'Data Input Sheet'!$B$7:$B$116,0),MATCH(L$137,'Data Input Sheet'!$B$6:$S$6,0))=\"\",\"\",INDEX('Data Input Sheet'!$B$7:$S$116,MATCH($B186,'Data Input Sheet'!$B$7:$B$116,0),MATCH(L$137,'Data Input Sheet'!$B$6:$S$6,0))))","v":""}]
["SAIDI (Impacted Feeders or Lines)","input99",{"$f":"IF(OFFSET(INDIRECT($B187),0,3)=0,\"\",IF(INDEX('Data Input Sheet'!$B$7:$S$116,MATCH($B187,'Data Input Sheet'!$B$7:$B$116,0),MATCH(C$137,'Data Input Sheet'!$B$6:$S$6,0))=\"\",\"\",INDEX('Data Input Sheet'!$B$7:$S$116,MATCH($B187,'Data Input Sheet'!$B$7:$B$116,0),MATCH(C$137,'Data Input Sheet'!$B$6:$S$6,0))))","v":""},{"$f":"IF(OFFSET(INDIRECT($B187),0,3)=0,\"\",IF(INDEX('Data Input Sheet'!$B$7:$S$116,MATCH($B187,'Data Input Sheet'!$B$7:$B$116,0),MATCH(D$137,'Data Input Sheet'!$B$6:$S$6,0))=\"\",\"\",INDEX('Data Input Sheet'!$B$7:$S$116,MATCH($B187,'Data Input Sheet'!$B$7:$B$116,0),MATCH(D$137,'Data Input Sheet'!$B$6:$S$6,0))))","v":""},{"$f":"IF(OFFSET(INDIRECT($B187),0,3)=0,\"\",IF(INDEX('Data Input Sheet'!$B$7:$S$116,MATCH($B187,'Data Input Sheet'!$B$7:$B$116,0),MATCH(E$137,'Data Input Sheet'!$B$6:$S$6,0))=\"\",\"\",INDEX('Data Input Sheet'!$B$7:$S$116,MATCH($B187,'Data Input Sheet'!$B$7:$B$116,0),MATCH(E$137,'Data Input Sheet'!$B$6:$S$6,0))))","v":""},{"$f":"IF(OFFSET(INDIRECT($B187),0,3)=0,\"\",IF(INDEX('Data Input Sheet'!$B$7:$S$116,MATCH($B187,'Data Input Sheet'!$B$7:$B$116,0),MATCH(F$137,'Data Input Sheet'!$B$6:$S$6,0))=\"\",\"\",INDEX('Data Input Sheet'!$B$7:$S$116,MATCH($B187,'Data Input Sheet'!$B$7:$B$116,0),MATCH(F$137,'Data Input Sheet'!$B$6:$S$6,0))))","v":""},{"$f":"IF(OFFSET(INDIRECT($B187),0,3)=0,\"\",IF(INDEX('Data Input Sheet'!$B$7:$S$116,MATCH($B187,'Data Input Sheet'!$B$7:$B$116,0),MATCH(G$137,'Data Input Sheet'!$B$6:$S$6,0))=\"\",\"\",INDEX('Data Input Sheet'!$B$7:$S$116,MATCH($B187,'Data Input Sheet'!$B$7:$B$116,0),MATCH(G$137,'Data Input Sheet'!$B$6:$S$6,0))))","v":""},{"$f":"IF(OFFSET(INDIRECT($B187),0,3)=0,\"\",IF(INDEX('Data Input Sheet'!$B$7:$S$116,MATCH($B187,'Data Input Sheet'!$B$7:$B$116,0),MATCH(H$137,'Data Input Sheet'!$B$6:$S$6,0))=\"\",\"\",INDEX('Data Input Sheet'!$B$7:$S$116,MATCH($B187,'Data Input Sheet'!$B$7:$B$116,0),MATCH(H$137,'Data Input Sheet'!$B$6:$S$6,0))))","v":""},{"$f":"IF(OFFSET(INDIRECT($B187),0,3)=0,\"\",IF(INDEX('Data Input Sheet'!$B$7:$S$116,MATCH($B187,'Data Input Sheet'!$B$7:$B$116,0),MATCH(I$137,'Data Input Sheet'!$B$6:$S$6,0))=\"\",\"\",INDEX('Data Input Sheet'!$B$7:$S$116,MATCH($B187,'Data Input Sheet'!$B$7:$B$116,0),MATCH(I$137,'Data Input Sheet'!$B$6:$S$6,0))))","v":""},{"$f":"IF(OFFSET(INDIRECT($B187),0,3)=0,\"\",IF(INDEX('Data Input Sheet'!$B$7:$S$116,MATCH($B187,'Data Input Sheet'!$B$7:$B$116,0),MATCH(J$137,'Data Input Sheet'!$B$6:$S$6,0))=\"\",\"\",INDEX('Data Input Sheet'!$B$7:$S$116,MATCH($B187,'Data Input Sheet'!$B$7:$B$116,0),MATCH(J$137,'Data Input Sheet'!$B$6:$S$6,0))))","v":""},{"$f":"IF(OFFSET(INDIRECT($B187),0,3)=0,\"\",IF(INDEX('Data Input Sheet'!$B$7:$S$116,MATCH($B187,'Data Input Sheet'!$B$7:$B$116,0),MATCH(K$137,'Data Input Sheet'!$B$6:$S$6,0))=\"\",\"\",INDEX('Data Input Sheet'!$B$7:$S$116,MATCH($B187,'Data Input Sheet'!$B$7:$B$116,0),MATCH(K$137,'Data Input Sheet'!$B$6:$S$6,0))))","v":""},{"$f":"IF(OFFSET(INDIRECT($B187),0,3)=0,\"\",IF(INDEX('Data Input Sheet'!$B$7:$S$116,MATCH($B187,'Data Input Sheet'!$B$7:$B$116,0),MATCH(L$137,'Data Input Sheet'!$B$6:$S$6,0))=\"\",\"\",INDEX('Data Input Sheet'!$B$7:$S$116,MATCH($B187,'Data Input Sheet'!$B$7:$B$116,0),MATCH(L$137,'Data Input Sheet'!$B$6:$S$6,0))))","v":""}]
["CAIDI (Impacted Feeders or Lines)","input100",{"$f":"IF(OFFSET(INDIRECT($B188),0,3)=0,\"\",IF(INDEX('Data Input Sheet'!$B$7:$S$116,MATCH($B188,'Data Input Sheet'!$B$7:$B$116,0),MATCH(C$137,'Data Input Sheet'!$B$6:$S$6,0))=\"\",\"\",INDEX('Data Input Sheet'!$B$7:$S$116,MATCH($B188,'Data Input Sheet'!$B$7:$B$116,0),MATCH(C$137,'Data Input Sheet'!$B$6:$S$6,0))))","v":""},{"$f":"IF(OFFSET(INDIRECT($B188),0,3)=0,\"\",IF(INDEX('Data Input Sheet'!$B$7:$S$116,MATCH($B188,'Data Input Sheet'!$B$7:$B$116,0),MATCH(D$137,'Data Input Sheet'!$B$6:$S$6,0))=\"\",\"\",INDEX('Data Input Sheet'!$B$7:$S$116,MATCH($B188,'Data Input Sheet'!$B$7:$B$116,0),MATCH(D$137,'Data Input Sheet'!$B$6:$S$6,0))))","v":""},{"$f":"IF(OFFSET(INDIRECT($B188),0,3)=0,\"\",IF(INDEX('Data Input Sheet'!$B$7:$S$116,MATCH($B188,'Data Input Sheet'!$B$7:$B$116,0),MATCH(E$137,'Data Input Sheet'!$B$6:$S$6,0))=\"\",\"\",INDEX('Data Input Sheet'!$B$7:$S$116,MATCH($B188,'Data Input Sheet'!$B$7:$B$116,0),MATCH(E$137,'Data Input Sheet'!$B$6:$S$6,0))))","v":""},{"$f":"IF(OFFSET(INDIRECT($B188),0,3)=0,\"\",IF(INDEX('Data Input Sheet'!$B$7:$S$116,MATCH($B188,'Data Input Sheet'!$B$7:$B$116,0),MATCH(F$137,'Data Input Sheet'!$B$6:$S$6,0))=\"\",\"\",INDEX('Data Input Sheet'!$B$7:$S$116,MATCH($B188,'Data Input Sheet'!$B$7:$B$116,0),MATCH(F$137,'Data Input Sheet'!$B$6:$S$6,0))))","v":""},{"$f":"IF(OFFSET(INDIRECT($B188),0,3)=0,\"\",IF(INDEX('Data Input Sheet'!$B$7:$S$116,MATCH($B188,'Data Input Sheet'!$B$7:$B$116,0),MATCH(G$137,'Data Input Sheet'!$B$6:$S$6,0))=\"\",\"\",INDEX('Data Input Sheet'!$B$7:$S$116,MATCH($B188,'Data Input Sheet'!$B$7:$B$116,0),MATCH(G$137,'Data Input Sheet'!$B$6:$S$6,0))))","v":""},{"$f":"IF(OFFSET(INDIRECT($B188),0,3)=0,\"\",IF(INDEX('Data Input Sheet'!$B$7:$S$116,MATCH($B188,'Data Input Sheet'!$B$7:$B$116,0),MATCH(H$137,'Data Input Sheet'!$B$6:$S$6,0))=\"\",\"\",INDEX('Data Input Sheet'!$B$7:$S$116,MATCH($B188,'Data Input Sheet'!$B$7:$B$116,0),MATCH(H$137,'Data Input Sheet'!$B$6:$S$6,0))))","v":""},{"$f":"IF(OFFSET(INDIRECT($B188),0,3)=0,\"\",IF(INDEX('Data Input Sheet'!$B$7:$S$116,MATCH($B188,'Data Input Sheet'!$B$7:$B$116,0),MATCH(I$137,'Data Input Sheet'!$B$6:$S$6,0))=\"\",\"\",INDEX('Data Input Sheet'!$B$7:$S$116,MATCH($B188,'Data Input Sheet'!$B$7:$B$116,0),MATCH(I$137,'Data Input Sheet'!$B$6:$S$6,0))))","v":""},{"$f":"IF(OFFSET(INDIRECT($B188),0,3)=0,\"\",IF(INDEX('Data Input Sheet'!$B$7:$S$116,MATCH($B188,'Data Input Sheet'!$B$7:$B$116,0),MATCH(J$137,'Data Input Sheet'!$B$6:$S$6,0))=\"\",\"\",INDEX('Data Input Sheet'!$B$7:$S$116,MATCH($B188,'Data Input Sheet'!$B$7:$B$116,0),MATCH(J$137,'Data Input Sheet'!$B$6:$S$6,0))))","v":""},{"$f":"IF(OFFSET(INDIRECT($B188),0,3)=0,\"\",IF(INDEX('Data Input Sheet'!$B$7:$S$116,MATCH($B188,'Data Input Sheet'!$B$7:$B$116,0),MATCH(K$137,'Data Input Sheet'!$B$6:$S$6,0))=\"\",\"\",INDEX('Data Input Sheet'!$B$7:$S$116,MATCH($B188,'Data Input Sheet'!$B$7:$B$116,0),MATCH(K$137,'Data Input Sheet'!$B$6:$S$6,0))))","v":""},{"$f":"IF(OFFSET(INDIRECT($B188),0,3)=0,\"\",IF(INDEX('Data Input Sheet'!$B$7:$S$116,MATCH($B188,'Data Input Sheet'!$B$7:$B$116,0),MATCH(L$137,'Data Input Sheet'!$B$6:$S$6,0))=\"\",\"\",INDEX('Data Input Sheet'!$B$7:$S$116,MATCH($B188,'Data Input Sheet'!$B$7:$B$116,0),MATCH(L$137,'Data Input Sheet'!$B$6:$S$6,0))))","v":""}]
["Total Residential Customers Served by Impacted Feeders or Lines","input41",{"$f":"IF(OFFSET(INDIRECT($B189),0,3)=0,\"\",IF(INDEX('Data Input Sheet'!$B$7:$S$116,MATCH($B189,'Data Input Sheet'!$B$7:$B$116,0),MATCH(C$137,'Data Input Sheet'!$B$6:$S$6,0))=\"\",\"\",INDEX('Data Input Sheet'!$B$7:$S$116,MATCH($B189,'Data Input Sheet'!$B$7:$B$116,0),MATCH(C$137,'Data Input Sheet'!$B$6:$S$6,0))))","v":""},{"$f":"IF(OFFSET(INDIRECT($B189),0,3)=0,\"\",IF(INDEX('Data Input Sheet'!$B$7:$S$116,MATCH($B189,'Data Input Sheet'!$B$7:$B$116,0),MATCH(D$137,'Data Input Sheet'!$B$6:$S$6,0))=\"\",\"\",INDEX('Data Input Sheet'!$B$7:$S$116,MATCH($B189,'Data Input Sheet'!$B$7:$B$116,0),MATCH(D$137,'Data Input Sheet'!$B$6:$S$6,0))))","v":""},{"$f":"IF(OFFSET(INDIRECT($B189),0,3)=0,\"\",IF(INDEX('Data Input Sheet'!$B$7:$S$116,MATCH($B189,'Data Input Sheet'!$B$7:$B$116,0),MATCH(E$137,'Data Input Sheet'!$B$6:$S$6,0))=\"\",\"\",INDEX('Data Input Sheet'!$B$7:$S$116,MATCH($B189,'Data Input Sheet'!$B$7:$B$116,0),MATCH(E$137,'Data Input Sheet'!$B$6:$S$6,0))))","v":""},{"$f":"IF(OFFSET(INDIRECT($B189),0,3)=0,\"\",IF(INDEX('Data Input Sheet'!$B$7:$S$116,MATCH($B189,'Data Input Sheet'!$B$7:$B$116,0),MATCH(F$137,'Data Input Sheet'!$B$6:$S$6,0))=\"\",\"\",INDEX('Data Input Sheet'!$B$7:$S$116,MATCH($B189,'Data Input Sheet'!$B$7:$B$116,0),MATCH(F$137,'Data Input Sheet'!$B$6:$S$6,0))))","v":""},{"$f":"IF(OFFSET(INDIRECT($B189),0,3)=0,\"\",IF(INDEX('Data Input Sheet'!$B$7:$S$116,MATCH($B189,'Data Input Sheet'!$B$7:$B$116,0),MATCH(G$137,'Data Input Sheet'!$B$6:$S$6,0))=\"\",\"\",INDEX('Data Input Sheet'!$B$7:$S$116,MATCH($B189,'Data Input Sheet'!$B$7:$B$116,0),MATCH(G$137,'Data Input Sheet'!$B$6:$S$6,0))))","v":""},{"$f":"IF(OFFSET(INDIRECT($B189),0,3)=0,\"\",IF(INDEX('Data Input Sheet'!$B$7:$S$116,MATCH($B189,'Data Input Sheet'!$B$7:$B$116,0),MATCH(H$137,'Data Input Sheet'!$B$6:$S$6,0))=\"\",\"\",INDEX('Data Input Sheet'!$B$7:$S$116,MATCH($B189,'Data Input Sheet'!$B$7:$B$116,0),MATCH(H$137,'Data Input Sheet'!$B$6:$S$6,0))))","v":""},{"$f":"IF(OFFSET(INDIRECT($B189),0,3)=0,\"\",IF(INDEX('Data Input Sheet'!$B$7:$S$116,MATCH($B189,'Data Input Sheet'!$B$7:$B$116,0),MATCH(I$137,'Data Input Sheet'!$B$6:$S$6,0))=\"\",\"\",INDEX('Data Input Sheet'!$B$7:$S$116,MATCH($B189,'Data Input Sheet'!$B$7:$B$116,0),MATCH(I$137,'Data Input Sheet'!$B$6:$S$6,0))))","v":""},{"$f":"IF(OFFSET(INDIRECT($B189),0,3)=0,\"\",IF(INDEX('Data Input Sheet'!$B$7:$S$116,MATCH($B189,'Data Input Sheet'!$B$7:$B$116,0),MATCH(J$137,'Data Input Sheet'!$B$6:$S$6,0))=\"\",\"\",INDEX('Data Input Sheet'!$B$7:$S$116,MATCH($B189,'Data Input Sheet'!$B$7:$B$116,0),MATCH(J$137,'Data Input Sheet'!$B$6:$S$6,0))))","v":""},{"$f":"IF(OFFSET(INDIRECT($B189),0,3)=0,\"\",IF(INDEX('Data Input Sheet'!$B$7:$S$116,MATCH($B189,'Data Input Sheet'!$B$7:$B$116,0),MATCH(K$137,'Data Input Sheet'!$B$6:$S$6,0))=\"\",\"\",INDEX('Data Input Sheet'!$B$7:$S$116,MATCH($B189,'Data Input Sheet'!$B$7:$B$116,0),MATCH(K$137,'Data Input Sheet'!$B$6:$S$6,0))))","v":""},{"$f":"IF(OFFSET(INDIRECT($B189),0,3)=0,\"\",IF(INDEX('Data Input Sheet'!$B$7:$S$116,MATCH($B189,'Data Input Sheet'!$B$7:$B$116,0),MATCH(L$137,'Data Input Sheet'!$B$6:$S$6,0))=\"\",\"\",INDEX('Data Input Sheet'!$B$7:$S$116,MATCH($B189,'Data Input Sheet'!$B$7:$B$116,0),MATCH(L$137,'Data Input Sheet'!$B$6:$S$6,0))))","v":""}]
["Total Commercial Customers Served by Impacted Feeders or Lines","input42",{"$f":"IF(OFFSET(INDIRECT($B190),0,3)=0,\"\",IF(INDEX('Data Input Sheet'!$B$7:$S$116,MATCH($B190,'Data Input Sheet'!$B$7:$B$116,0),MATCH(C$137,'Data Input Sheet'!$B$6:$S$6,0))=\"\",\"\",INDEX('Data Input Sheet'!$B$7:$S$116,MATCH($B190,'Data Input Sheet'!$B$7:$B$116,0),MATCH(C$137,'Data Input Sheet'!$B$6:$S$6,0))))","v":""},{"$f":"IF(OFFSET(INDIRECT($B190),0,3)=0,\"\",IF(INDEX('Data Input Sheet'!$B$7:$S$116,MATCH($B190,'Data Input Sheet'!$B$7:$B$116,0),MATCH(D$137,'Data Input Sheet'!$B$6:$S$6,0))=\"\",\"\",INDEX('Data Input Sheet'!$B$7:$S$116,MATCH($B190,'Data Input Sheet'!$B$7:$B$116,0),MATCH(D$137,'Data Input Sheet'!$B$6:$S$6,0))))","v":""},{"$f":"IF(OFFSET(INDIRECT($B190),0,3)=0,\"\",IF(INDEX('Data Input Sheet'!$B$7:$S$116,MATCH($B190,'Data Input Sheet'!$B$7:$B$116,0),MATCH(E$137,'Data Input Sheet'!$B$6:$S$6,0))=\"\",\"\",INDEX('Data Input Sheet'!$B$7:$S$116,MATCH($B190,'Data Input Sheet'!$B$7:$B$116,0),MATCH(E$137,'Data Input Sheet'!$B$6:$S$6,0))))","v":""},{"$f":"IF(OFFSET(INDIRECT($B190),0,3)=0,\"\",IF(INDEX('Data Input Sheet'!$B$7:$S$116,MATCH($B190,'Data Input Sheet'!$B$7:$B$116,0),MATCH(F$137,'Data Input Sheet'!$B$6:$S$6,0))=\"\",\"\",INDEX('Data Input Sheet'!$B$7:$S$116,MATCH($B190,'Data Input Sheet'!$B$7:$B$116,0),MATCH(F$137,'Data Input Sheet'!$B$6:$S$6,0))))","v":""},{"$f":"IF(OFFSET(INDIRECT($B190),0,3)=0,\"\",IF(INDEX('Data Input Sheet'!$B$7:$S$116,MATCH($B190,'Data Input Sheet'!$B$7:$B$116,0),MATCH(G$137,'Data Input Sheet'!$B$6:$S$6,0))=\"\",\"\",INDEX('Data Input Sheet'!$B$7:$S$116,MATCH($B190,'Data Input Sheet'!$B$7:$B$116,0),MATCH(G$137,'Data Input Sheet'!$B$6:$S$6,0))))","v":""},{"$f":"IF(OFFSET(INDIRECT($B190),0,3)=0,\"\",IF(INDEX('Data Input Sheet'!$B$7:$S$116,MATCH($B190,'Data Input Sheet'!$B$7:$B$116,0),MATCH(H$137,'Data Input Sheet'!$B$6:$S$6,0))=\"\",\"\",INDEX('Data Input Sheet'!$B$7:$S$116,MATCH($B190,'Data Input Sheet'!$B$7:$B$116,0),MATCH(H$137,'Data Input Sheet'!$B$6:$S$6,0))))","v":""},{"$f":"IF(OFFSET(INDIRECT($B190),0,3)=0,\"\",IF(INDEX('Data Input Sheet'!$B$7:$S$116,MATCH($B190,'Data Input Sheet'!$B$7:$B$116,0),MATCH(I$137,'Data Input Sheet'!$B$6:$S$6,0))=\"\",\"\",INDEX('Data Input Sheet'!$B$7:$S$116,MATCH($B190,'Data Input Sheet'!$B$7:$B$116,0),MATCH(I$137,'Data Input Sheet'!$B$6:$S$6,0))))","v":""},{"$f":"IF(OFFSET(INDIRECT($B190),0,3)=0,\"\",IF(INDEX('Data Input Sheet'!$B$7:$S$116,MATCH($B190,'Data Input Sheet'!$B$7:$B$116,0),MATCH(J$137,'Data Input Sheet'!$B$6:$S$6,0))=\"\",\"\",INDEX('Data Input Sheet'!$B$7:$S$116,MATCH($B190,'Data Input Sheet'!$B$7:$B$116,0),MATCH(J$137,'Data Input Sheet'!$B$6:$S$6,0))))","v":""},{"$f":"IF(OFFSET(INDIRECT($B190),0,3)=0,\"\",IF(INDEX('Data Input Sheet'!$B$7:$S$116,MATCH($B190,'Data Input Sheet'!$B$7:$B$116,0),MATCH(K$137,'Data Input Sheet'!$B$6:$S$6,0))=\"\",\"\",INDEX('Data Input Sheet'!$B$7:$S$116,MATCH($B190,'Data Input Sheet'!$B$7:$B$116,0),MATCH(K$137,'Data Input Sheet'!$B$6:$S$6,0))))","v":""},{"$f":"IF(OFFSET(INDIRECT($B190),0,3)=0,\"\",IF(INDEX('Data Input Sheet'!$B$7:$S$116,MATCH($B190,'Data Input Sheet'!$B$7:$B$116,0),MATCH(L$137,'Data Input Sheet'!$B$6:$S$6,0))=\"\",\"\",INDEX('Data Input Sheet'!$B$7:$S$116,MATCH($B190,'Data Input Sheet'!$B$7:$B$116,0),MATCH(L$137,'Data Input Sheet'!$B$6:$S$6,0))))","v":""}]
["Total Industrial Customers Served by Impacted Feeders or Lines","input44",{"$f":"IF(OFFSET(INDIRECT($B191),0,3)=0,\"\",IF(INDEX('Data Input Sheet'!$B$7:$S$116,MATCH($B191,'Data Input Sheet'!$B$7:$B$116,0),MATCH(C$137,'Data Input Sheet'!$B$6:$S$6,0))=\"\",\"\",INDEX('Data Input Sheet'!$B$7:$S$116,MATCH($B191,'Data Input Sheet'!$B$7:$B$116,0),MATCH(C$137,'Data Input Sheet'!$B$6:$S$6,0))))","v":""},{"$f":"IF(OFFSET(INDIRECT($B191),0,3)=0,\"\",IF(INDEX('Data Input Sheet'!$B$7:$S$116,MATCH($B191,'Data Input Sheet'!$B$7:$B$116,0),MATCH(D$137,'Data Input Sheet'!$B$6:$S$6,0))=\"\",\"\",INDEX('Data Input Sheet'!$B$7:$S$116,MATCH($B191,'Data Input Sheet'!$B$7:$B$116,0),MATCH(D$137,'Data Input Sheet'!$B$6:$S$6,0))))","v":""},{"$f":"IF(OFFSET(INDIRECT($B191),0,3)=0,\"\",IF(INDEX('Data Input Sheet'!$B$7:$S$116,MATCH($B191,'Data Input Sheet'!$B$7:$B$116,0),MATCH(E$137,'Data Input Sheet'!$B$6:$S$6,0))=\"\",\"\",INDEX('Data Input Sheet'!$B$7:$S$116,MATCH($B191,'Data Input Sheet'!$B$7:$B$116,0),MATCH(E$137,'Data Input Sheet'!$B$6:$S$6,0))))","v":""},{"$f":"IF(OFFSET(INDIRECT($B191),0,3)=0,\"\",IF(INDEX('Data Input Sheet'!$B$7:$S$116,MATCH($B191,'Data Input Sheet'!$B$7:$B$116,0),MATCH(F$137,'Data Input Sheet'!$B$6:$S$6,0))=\"\",\"\",INDEX('Data Input Sheet'!$B$7:$S$116,MATCH($B191,'Data Input Sheet'!$B$7:$B$116,0),MATCH(F$137,'Data Input Sheet'!$B$6:$S$6,0))))","v":""},{"$f":"IF(OFFSET(INDIRECT($B191),0,3)=0,\"\",IF(INDEX('Data Input Sheet'!$B$7:$S$116,MATCH($B191,'Data Input Sheet'!$B$7:$B$116,0),MATCH(G$137,'Data Input Sheet'!$B$6:$S$6,0))=\"\",\"\",INDEX('Data Input Sheet'!$B$7:$S$116,MATCH($B191,'Data Input Sheet'!$B$7:$B$116,0),MATCH(G$137,'Data Input Sheet'!$B$6:$S$6,0))))","v":""},{"$f":"IF(OFFSET(INDIRECT($B191),0,3)=0,\"\",IF(INDEX('Data Input Sheet'!$B$7:$S$116,MATCH($B191,'Data Input Sheet'!$B$7:$B$116,0),MATCH(H$137,'Data Input Sheet'!$B$6:$S$6,0))=\"\",\"\",INDEX('Data Input Sheet'!$B$7:$S$116,MATCH($B191,'Data Input Sheet'!$B$7:$B$116,0),MATCH(H$137,'Data Input Sheet'!$B$6:$S$6,0))))","v":""},{"$f":"IF(OFFSET(INDIRECT($B191),0,3)=0,\"\",IF(INDEX('Data Input Sheet'!$B$7:$S$116,MATCH($B191,'Data Input Sheet'!$B$7:$B$116,0),MATCH(I$137,'Data Input Sheet'!$B$6:$S$6,0))=\"\",\"\",INDEX('Data Input Sheet'!$B$7:$S$116,MATCH($B191,'Data Input Sheet'!$B$7:$B$116,0),MATCH(I$137,'Data Input Sheet'!$B$6:$S$6,0))))","v":""},{"$f":"IF(OFFSET(INDIRECT($B191),0,3)=0,\"\",IF(INDEX('Data Input Sheet'!$B$7:$S$116,MATCH($B191,'Data Input Sheet'!$B$7:$B$116,0),MATCH(J$137,'Data Input Sheet'!$B$6:$S$6,0))=\"\",\"\",INDEX('Data Input Sheet'!$B$7:$S$116,MATCH($B191,'Data Input Sheet'!$B$7:$B$116,0),MATCH(J$137,'Data Input Sheet'!$B$6:$S$6,0))))","v":""},{"$f":"IF(OFFSET(INDIRECT($B191),0,3)=0,\"\",IF(INDEX('Data Input Sheet'!$B$7:$S$116,MATCH($B191,'Data Input Sheet'!$B$7:$B$116,0),MATCH(K$137,'Data Input Sheet'!$B$6:$S$6,0))=\"\",\"\",INDEX('Data Input Sheet'!$B$7:$S$116,MATCH($B191,'Data Input Sheet'!$B$7:$B$116,0),MATCH(K$137,'Data Input Sheet'!$B$6:$S$6,0))))","v":""},{"$f":"IF(OFFSET(INDIRECT($B191),0,3)=0,\"\",IF(INDEX('Data Input Sheet'!$B$7:$S$116,MATCH($B191,'Data Input Sheet'!$B$7:$B$116,0),MATCH(L$137,'Data Input Sheet'!$B$6:$S$6,0))=\"\",\"\",INDEX('Data Input Sheet'!$B$7:$S$116,MATCH($B191,'Data Input Sheet'!$B$7:$B$116,0),MATCH(L$137,'Data Input Sheet'!$B$6:$S$6,0))))","v":""}]
["Outage Time of Major Outage - Residential","input50",{"$f":"IF(OFFSET(INDIRECT($B192),0,3)=0,\"\",IF(INDEX('Data Input Sheet'!$B$7:$S$116,MATCH($B192,'Data Input Sheet'!$B$7:$B$116,0),MATCH(C$137,'Data Input Sheet'!$B$6:$S$6,0))=\"\",\"\",INDEX('Data Input Sheet'!$B$7:$S$116,MATCH($B192,'Data Input Sheet'!$B$7:$B$116,0),MATCH(C$137,'Data Input Sheet'!$B$6:$S$6,0))))","v":""},{"$f":"IF(OFFSET(INDIRECT($B192),0,3)=0,\"\",IF(INDEX('Data Input Sheet'!$B$7:$S$116,MATCH($B192,'Data Input Sheet'!$B$7:$B$116,0),MATCH(D$137,'Data Input Sheet'!$B$6:$S$6,0))=\"\",\"\",INDEX('Data Input Sheet'!$B$7:$S$116,MATCH($B192,'Data Input Sheet'!$B$7:$B$116,0),MATCH(D$137,'Data Input Sheet'!$B$6:$S$6,0))))","v":""},{"$f":"IF(OFFSET(INDIRECT($B192),0,3)=0,\"\",IF(INDEX('Data Input Sheet'!$B$7:$S$116,MATCH($B192,'Data Input Sheet'!$B$7:$B$116,0),MATCH(E$137,'Data Input Sheet'!$B$6:$S$6,0))=\"\",\"\",INDEX('Data Input Sheet'!$B$7:$S$116,MATCH($B192,'Data Input Sheet'!$B$7:$B$116,0),MATCH(E$137,'Data Input Sheet'!$B$6:$S$6,0))))","v":""},{"$f":"IF(OFFSET(INDIRECT($B192),0,3)=0,\"\",IF(INDEX('Data Input Sheet'!$B$7:$S$116,MATCH($B192,'Data Input Sheet'!$B$7:$B$116,0),MATCH(F$137,'Data Input Sheet'!$B$6:$S$6,0))=\"\",\"\",INDEX('Data Input Sheet'!$B$7:$S$116,MATCH($B192,'Data Input Sheet'!$B$7:$B$116,0),MATCH(F$137,'Data Input Sheet'!$B$6:$S$6,0))))","v":""},{"$f":"IF(OFFSET(INDIRECT($B192),0,3)=0,\"\",IF(INDEX('Data Input Sheet'!$B$7:$S$116,MATCH($B192,'Data Input Sheet'!$B$7:$B$116,0),MATCH(G$137,'Data Input Sheet'!$B$6:$S$6,0))=\"\",\"\",INDEX('Data Input Sheet'!$B$7:$S$116,MATCH($B192,'Data Input Sheet'!$B$7:$B$116,0),MATCH(G$137,'Data Input Sheet'!$B$6:$S$6,0))))","v":""},{"$f":"IF(OFFSET(INDIRECT($B192),0,3)=0,\"\",IF(INDEX('Data Input Sheet'!$B$7:$S$116,MATCH($B192,'Data Input Sheet'!$B$7:$B$116,0),MATCH(H$137,'Data Input Sheet'!$B$6:$S$6,0))=\"\",\"\",INDEX('Data Input Sheet'!$B$7:$S$116,MATCH($B192,'Data Input Sheet'!$B$7:$B$116,0),MATCH(H$137,'Data Input Sheet'!$B$6:$S$6,0))))","v":""},{"$f":"IF(OFFSET(INDIRECT($B192),0,3)=0,\"\",IF(INDEX('Data Input Sheet'!$B$7:$S$116,MATCH($B192,'Data Input Sheet'!$B$7:$B$116,0),MATCH(I$137,'Data Input Sheet'!$B$6:$S$6,0))=\"\",\"\",INDEX('Data Input Sheet'!$B$7:$S$116,MATCH($B192,'Data Input Sheet'!$B$7:$B$116,0),MATCH(I$137,'Data Input Sheet'!$B$6:$S$6,0))))","v":""},{"$f":"IF(OFFSET(INDIRECT($B192),0,3)=0,\"\",IF(INDEX('Data Input Sheet'!$B$7:$S$116,MATCH($B192,'Data Input Sheet'!$B$7:$B$116,0),MATCH(J$137,'Data Input Sheet'!$B$6:$S$6,0))=\"\",\"\",INDEX('Data Input Sheet'!$B$7:$S$116,MATCH($B192,'Data Input Sheet'!$B$7:$B$116,0),MATCH(J$137,'Data Input Sheet'!$B$6:$S$6,0))))","v":""},{"$f":"IF(OFFSET(INDIRECT($B192),0,3)=0,\"\",IF(INDEX('Data Input Sheet'!$B$7:$S$116,MATCH($B192,'Data Input Sheet'!$B$7:$B$116,0),MATCH(K$137,'Data Input Sheet'!$B$6:$S$6,0))=\"\",\"\",INDEX('Data Input Sheet'!$B$7:$S$116,MATCH($B192,'Data Input Sheet'!$B$7:$B$116,0),MATCH(K$137,'Data Input Sheet'!$B$6:$S$6,0))))","v":""},{"$f":"IF(OFFSET(INDIRECT($B192),0,3)=0,\"\",IF(INDEX('Data Input Sheet'!$B$7:$S$116,MATCH($B192,'Data Input Sheet'!$B$7:$B$116,0),MATCH(L$137,'Data Input Sheet'!$B$6:$S$6,0))=\"\",\"\",INDEX('Data Input Sheet'!$B$7:$S$116,MATCH($B192,'Data Input Sheet'!$B$7:$B$116,0),MATCH(L$137,'Data Input Sheet'!$B$6:$S$6,0))))","v":""}]
["Number of Customers Affected by Major Outage - Residential ","input51",{"$f":"IF(OFFSET(INDIRECT($B193),0,3)=0,\"\",IF(INDEX('Data Input Sheet'!$B$7:$S$116,MATCH($B193,'Data Input Sheet'!$B$7:$B$116,0),MATCH(C$137,'Data Input Sheet'!$B$6:$S$6,0))=\"\",\"\",INDEX('Data Input Sheet'!$B$7:$S$116,MATCH($B193,'Data Input Sheet'!$B$7:$B$116,0),MATCH(C$137,'Data Input Sheet'!$B$6:$S$6,0))))","v":""},{"$f":"IF(OFFSET(INDIRECT($B193),0,3)=0,\"\",IF(INDEX('Data Input Sheet'!$B$7:$S$116,MATCH($B193,'Data Input Sheet'!$B$7:$B$116,0),MATCH(D$137,'Data Input Sheet'!$B$6:$S$6,0))=\"\",\"\",INDEX('Data Input Sheet'!$B$7:$S$116,MATCH($B193,'Data Input Sheet'!$B$7:$B$116,0),MATCH(D$137,'Data Input Sheet'!$B$6:$S$6,0))))","v":""},{"$f":"IF(OFFSET(INDIRECT($B193),0,3)=0,\"\",IF(INDEX('Data Input Sheet'!$B$7:$S$116,MATCH($B193,'Data Input Sheet'!$B$7:$B$116,0),MATCH(E$137,'Data Input Sheet'!$B$6:$S$6,0))=\"\",\"\",INDEX('Data Input Sheet'!$B$7:$S$116,MATCH($B193,'Data Input Sheet'!$B$7:$B$116,0),MATCH(E$137,'Data Input Sheet'!$B$6:$S$6,0))))","v":""},{"$f":"IF(OFFSET(INDIRECT($B193),0,3)=0,\"\",IF(INDEX('Data Input Sheet'!$B$7:$S$116,MATCH($B193,'Data Input Sheet'!$B$7:$B$116,0),MATCH(F$137,'Data Input Sheet'!$B$6:$S$6,0))=\"\",\"\",INDEX('Data Input Sheet'!$B$7:$S$116,MATCH($B193,'Data Input Sheet'!$B$7:$B$116,0),MATCH(F$137,'Data Input Sheet'!$B$6:$S$6,0))))","v":""},{"$f":"IF(OFFSET(INDIRECT($B193),0,3)=0,\"\",IF(INDEX('Data Input Sheet'!$B$7:$S$116,MATCH($B193,'Data Input Sheet'!$B$7:$B$116,0),MATCH(G$137,'Data Input Sheet'!$B$6:$S$6,0))=\"\",\"\",INDEX('Data Input Sheet'!$B$7:$S$116,MATCH($B193,'Data Input Sheet'!$B$7:$B$116,0),MATCH(G$137,'Data Input Sheet'!$B$6:$S$6,0))))","v":""},{"$f":"IF(OFFSET(INDIRECT($B193),0,3)=0,\"\",IF(INDEX('Data Input Sheet'!$B$7:$S$116,MATCH($B193,'Data Input Sheet'!$B$7:$B$116,0),MATCH(H$137,'Data Input Sheet'!$B$6:$S$6,0))=\"\",\"\",INDEX('Data Input Sheet'!$B$7:$S$116,MATCH($B193,'Data Input Sheet'!$B$7:$B$116,0),MATCH(H$137,'Data Input Sheet'!$B$6:$S$6,0))))","v":""},{"$f":"IF(OFFSET(INDIRECT($B193),0,3)=0,\"\",IF(INDEX('Data Input Sheet'!$B$7:$S$116,MATCH($B193,'Data Input Sheet'!$B$7:$B$116,0),MATCH(I$137,'Data Input Sheet'!$B$6:$S$6,0))=\"\",\"\",INDEX('Data Input Sheet'!$B$7:$S$116,MATCH($B193,'Data Input Sheet'!$B$7:$B$116,0),MATCH(I$137,'Data Input Sheet'!$B$6:$S$6,0))))","v":""},{"$f":"IF(OFFSET(INDIRECT($B193),0,3)=0,\"\",IF(INDEX('Data Input Sheet'!$B$7:$S$116,MATCH($B193,'Data Input Sheet'!$B$7:$B$116,0),MATCH(J$137,'Data Input Sheet'!$B$6:$S$6,0))=\"\",\"\",INDEX('Data Input Sheet'!$B$7:$S$116,MATCH($B193,'Data Input Sheet'!$B$7:$B$116,0),MATCH(J$137,'Data Input Sheet'!$B$6:$S$6,0))))","v":""},{"$f":"IF(OFFSET(INDIRECT($B193),0,3)=0,\"\",IF(INDEX('Data Input Sheet'!$B$7:$S$116,MATCH($B193,'Data Input Sheet'!$B$7:$B$116,0),MATCH(K$137,'Data Input Sheet'!$B$6:$S$6,0))=\"\",\"\",INDEX('Data Input Sheet'!$B$7:$S$116,MATCH($B193,'Data Input Sheet'!$B$7:$B$116,0),MATCH(K$137,'Data Input Sheet'!$B$6:$S$6,0))))","v":""},{"$f":"IF(OFFSET(INDIRECT($B193),0,3)=0,\"\",IF(INDEX('Data Input Sheet'!$B$7:$S$116,MATCH($B193,'Data Input Sheet'!$B$7:$B$116,0),MATCH(L$137,'Data Input Sheet'!$B$6:$S$6,0))=\"\",\"\",INDEX('Data Input Sheet'!$B$7:$S$116,MATCH($B193,'Data Input Sheet'!$B$7:$B$116,0),MATCH(L$137,'Data Input Sheet'!$B$6:$S$6,0))))","v":""}]
["Outage Time of Major Outage - Commercial","input52",{"$f":"IF(OFFSET(INDIRECT($B194),0,3)=0,\"\",IF(INDEX('Data Input Sheet'!$B$7:$S$116,MATCH($B194,'Data Input Sheet'!$B$7:$B$116,0),MATCH(C$137,'Data Input Sheet'!$B$6:$S$6,0))=\"\",\"\",INDEX('Data Input Sheet'!$B$7:$S$116,MATCH($B194,'Data Input Sheet'!$B$7:$B$116,0),MATCH(C$137,'Data Input Sheet'!$B$6:$S$6,0))))","v":""},{"$f":"IF(OFFSET(INDIRECT($B194),0,3)=0,\"\",IF(INDEX('Data Input Sheet'!$B$7:$S$116,MATCH($B194,'Data Input Sheet'!$B$7:$B$116,0),MATCH(D$137,'Data Input Sheet'!$B$6:$S$6,0))=\"\",\"\",INDEX('Data Input Sheet'!$B$7:$S$116,MATCH($B194,'Data Input Sheet'!$B$7:$B$116,0),MATCH(D$137,'Data Input Sheet'!$B$6:$S$6,0))))","v":""},{"$f":"IF(OFFSET(INDIRECT($B194),0,3)=0,\"\",IF(INDEX('Data Input Sheet'!$B$7:$S$116,MATCH($B194,'Data Input Sheet'!$B$7:$B$116,0),MATCH(E$137,'Data Input Sheet'!$B$6:$S$6,0))=\"\",\"\",INDEX('Data Input Sheet'!$B$7:$S$116,MATCH($B194,'Data Input Sheet'!$B$7:$B$116,0),MATCH(E$137,'Data Input Sheet'!$B$6:$S$6,0))))","v":""},{"$f":"IF(OFFSET(INDIRECT($B194),0,3)=0,\"\",IF(INDEX('Data Input Sheet'!$B$7:$S$116,MATCH($B194,'Data Input Sheet'!$B$7:$B$116,0),MATCH(F$137,'Data Input Sheet'!$B$6:$S$6,0))=\"\",\"\",INDEX('Data Input Sheet'!$B$7:$S$116,MATCH($B194,'Data Input Sheet'!$B$7:$B$116,0),MATCH(F$137,'Data Input Sheet'!$B$6:$S$6,0))))","v":""},{"$f":"IF(OFFSET(INDIRECT($B194),0,3)=0,\"\",IF(INDEX('Data Input Sheet'!$B$7:$S$116,MATCH($B194,'Data Input Sheet'!$B$7:$B$116,0),MATCH(G$137,'Data Input Sheet'!$B$6:$S$6,0))=\"\",\"\",INDEX('Data Input Sheet'!$B$7:$S$116,MATCH($B194,'Data Input Sheet'!$B$7:$B$116,0),MATCH(G$137,'Data Input Sheet'!$B$6:$S$6,0))))","v":""},{"$f":"IF(OFFSET(INDIRECT($B194),0,3)=0,\"\",IF(INDEX('Data Input Sheet'!$B$7:$S$116,MATCH($B194,'Data Input Sheet'!$B$7:$B$116,0),MATCH(H$137,'Data Input Sheet'!$B$6:$S$6,0))=\"\",\"\",INDEX('Data Input Sheet'!$B$7:$S$116,MATCH($B194,'Data Input Sheet'!$B$7:$B$116,0),MATCH(H$137,'Data Input Sheet'!$B$6:$S$6,0))))","v":""},{"$f":"IF(OFFSET(INDIRECT($B194),0,3)=0,\"\",IF(INDEX('Data Input Sheet'!$B$7:$S$116,MATCH($B194,'Data Input Sheet'!$B$7:$B$116,0),MATCH(I$137,'Data Input Sheet'!$B$6:$S$6,0))=\"\",\"\",INDEX('Data Input Sheet'!$B$7:$S$116,MATCH($B194,'Data Input Sheet'!$B$7:$B$116,0),MATCH(I$137,'Data Input Sheet'!$B$6:$S$6,0))))","v":""},{"$f":"IF(OFFSET(INDIRECT($B194),0,3)=0,\"\",IF(INDEX('Data Input Sheet'!$B$7:$S$116,MATCH($B194,'Data Input Sheet'!$B$7:$B$116,0),MATCH(J$137,'Data Input Sheet'!$B$6:$S$6,0))=\"\",\"\",INDEX('Data Input Sheet'!$B$7:$S$116,MATCH($B194,'Data Input Sheet'!$B$7:$B$116,0),MATCH(J$137,'Data Input Sheet'!$B$6:$S$6,0))))","v":""},{"$f":"IF(OFFSET(INDIRECT($B194),0,3)=0,\"\",IF(INDEX('Data Input Sheet'!$B$7:$S$116,MATCH($B194,'Data Input Sheet'!$B$7:$B$116,0),MATCH(K$137,'Data Input Sheet'!$B$6:$S$6,0))=\"\",\"\",INDEX('Data Input Sheet'!$B$7:$S$116,MATCH($B194,'Data Input Sheet'!$B$7:$B$116,0),MATCH(K$137,'Data Input Sheet'!$B$6:$S$6,0))))","v":""},{"$f":"IF(OFFSET(INDIRECT($B194),0,3)=0,\"\",IF(INDEX('Data Input Sheet'!$B$7:$S$116,MATCH($B194,'Data Input Sheet'!$B$7:$B$116,0),MATCH(L$137,'Data Input Sheet'!$B$6:$S$6,0))=\"\",\"\",INDEX('Data Input Sheet'!$B$7:$S$116,MATCH($B194,'Data Input Sheet'!$B$7:$B$116,0),MATCH(L$137,'Data Input Sheet'!$B$6:$S$6,0))))","v":""}]
["Number of Customers Affected by Major Outage - Commercial","input53",{"$f":"IF(OFFSET(INDIRECT($B195),0,3)=0,\"\",IF(INDEX('Data Input Sheet'!$B$7:$S$116,MATCH($B195,'Data Input Sheet'!$B$7:$B$116,0),MATCH(C$137,'Data Input Sheet'!$B$6:$S$6,0))=\"\",\"\",INDEX('Data Input Sheet'!$B$7:$S$116,MATCH($B195,'Data Input Sheet'!$B$7:$B$116,0),MATCH(C$137,'Data Input Sheet'!$B$6:$S$6,0))))","v":""},{"$f":"IF(OFFSET(INDIRECT($B195),0,3)=0,\"\",IF(INDEX('Data Input Sheet'!$B$7:$S$116,MATCH($B195,'Data Input Sheet'!$B$7:$B$116,0),MATCH(D$137,'Data Input Sheet'!$B$6:$S$6,0))=\"\",\"\",INDEX('Data Input Sheet'!$B$7:$S$116,MATCH($B195,'Data Input Sheet'!$B$7:$B$116,0),MATCH(D$137,'Data Input Sheet'!$B$6:$S$6,0))))","v":""},{"$f":"IF(OFFSET(INDIRECT($B195),0,3)=0,\"\",IF(INDEX('Data Input Sheet'!$B$7:$S$116,MATCH($B195,'Data Input Sheet'!$B$7:$B$116,0),MATCH(E$137,'Data Input Sheet'!$B$6:$S$6,0))=\"\",\"\",INDEX('Data Input Sheet'!$B$7:$S$116,MATCH($B195,'Data Input Sheet'!$B$7:$B$116,0),MATCH(E$137,'Data Input Sheet'!$B$6:$S$6,0))))","v":""},{"$f":"IF(OFFSET(INDIRECT($B195),0,3)=0,\"\",IF(INDEX('Data Input Sheet'!$B$7:$S$116,MATCH($B195,'Data Input Sheet'!$B$7:$B$116,0),MATCH(F$137,'Data Input Sheet'!$B$6:$S$6,0))=\"\",\"\",INDEX('Data Input Sheet'!$B$7:$S$116,MATCH($B195,'Data Input Sheet'!$B$7:$B$116,0),MATCH(F$137,'Data Input Sheet'!$B$6:$S$6,0))))","v":""},{"$f":"IF(OFFSET(INDIRECT($B195),0,3)=0,\"\",IF(INDEX('Data Input Sheet'!$B$7:$S$116,MATCH($B195,'Data Input Sheet'!$B$7:$B$116,0),MATCH(G$137,'Data Input Sheet'!$B$6:$S$6,0))=\"\",\"\",INDEX('Data Input Sheet'!$B$7:$S$116,MATCH($B195,'Data Input Sheet'!$B$7:$B$116,0),MATCH(G$137,'Data Input Sheet'!$B$6:$S$6,0))))","v":""},{"$f":"IF(OFFSET(INDIRECT($B195),0,3)=0,\"\",IF(INDEX('Data Input Sheet'!$B$7:$S$116,MATCH($B195,'Data Input Sheet'!$B$7:$B$116,0),MATCH(H$137,'Data Input Sheet'!$B$6:$S$6,0))=\"\",\"\",INDEX('Data Input Sheet'!$B$7:$S$116,MATCH($B195,'Data Input Sheet'!$B$7:$B$116,0),MATCH(H$137,'Data Input Sheet'!$B$6:$S$6,0))))","v":""},{"$f":"IF(OFFSET(INDIRECT($B195),0,3)=0,\"\",IF(INDEX('Data Input Sheet'!$B$7:$S$116,MATCH($B195,'Data Input Sheet'!$B$7:$B$116,0),MATCH(I$137,'Data Input Sheet'!$B$6:$S$6,0))=\"\",\"\",INDEX('Data Input Sheet'!$B$7:$S$116,MATCH($B195,'Data Input Sheet'!$B$7:$B$116,0),MATCH(I$137,'Data Input Sheet'!$B$6:$S$6,0))))","v":""},{"$f":"IF(OFFSET(INDIRECT($B195),0,3)=0,\"\",IF(INDEX('Data Input Sheet'!$B$7:$S$116,MATCH($B195,'Data Input Sheet'!$B$7:$B$116,0),MATCH(J$137,'Data Input Sheet'!$B$6:$S$6,0))=\"\",\"\",INDEX('Data Input Sheet'!$B$7:$S$116,MATCH($B195,'Data Input Sheet'!$B$7:$B$116,0),MATCH(J$137,'Data Input Sheet'!$B$6:$S$6,0))))","v":""},{"$f":"IF(OFFSET(INDIRECT($B195),0,3)=0,\"\",IF(INDEX('Data Input Sheet'!$B$7:$S$116,MATCH($B195,'Data Input Sheet'!$B$7:$B$116,0),MATCH(K$137,'Data Input Sheet'!$B$6:$S$6,0))=\"\",\"\",INDEX('Data Input Sheet'!$B$7:$S$116,MATCH($B195,'Data Input Sheet'!$B$7:$B$116,0),MATCH(K$137,'Data Input Sheet'!$B$6:$S$6,0))))","v":""},{"$f":"IF(OFFSET(INDIRECT($B195),0,3)=0,\"\",IF(INDEX('Data Input Sheet'!$B$7:$S$116,MATCH($B195,'Data Input Sheet'!$B$7:$B$116,0),MATCH(L$137,'Data Input Sheet'!$B$6:$S$6,0))=\"\",\"\",INDEX('Data Input Sheet'!$B$7:$S$116,MATCH($B195,'Data Input Sheet'!$B$7:$B$116,0),MATCH(L$137,'Data Input Sheet'!$B$6:$S$6,0))))","v":""}]
["Outage Time of Major Outage - Industrial","input54",{"$f":"IF(OFFSET(INDIRECT($B196),0,3)=0,\"\",IF(INDEX('Data Input Sheet'!$B$7:$S$116,MATCH($B196,'Data Input Sheet'!$B$7:$B$116,0),MATCH(C$137,'Data Input Sheet'!$B$6:$S$6,0))=\"\",\"\",INDEX('Data Input Sheet'!$B$7:$S$116,MATCH($B196,'Data Input Sheet'!$B$7:$B$116,0),MATCH(C$137,'Data Input Sheet'!$B$6:$S$6,0))))","v":""},{"$f":"IF(OFFSET(INDIRECT($B196),0,3)=0,\"\",IF(INDEX('Data Input Sheet'!$B$7:$S$116,MATCH($B196,'Data Input Sheet'!$B$7:$B$116,0),MATCH(D$137,'Data Input Sheet'!$B$6:$S$6,0))=\"\",\"\",INDEX('Data Input Sheet'!$B$7:$S$116,MATCH($B196,'Data Input Sheet'!$B$7:$B$116,0),MATCH(D$137,'Data Input Sheet'!$B$6:$S$6,0))))","v":""},{"$f":"IF(OFFSET(INDIRECT($B196),0,3)=0,\"\",IF(INDEX('Data Input Sheet'!$B$7:$S$116,MATCH($B196,'Data Input Sheet'!$B$7:$B$116,0),MATCH(E$137,'Data Input Sheet'!$B$6:$S$6,0))=\"\",\"\",INDEX('Data Input Sheet'!$B$7:$S$116,MATCH($B196,'Data Input Sheet'!$B$7:$B$116,0),MATCH(E$137,'Data Input Sheet'!$B$6:$S$6,0))))","v":""},{"$f":"IF(OFFSET(INDIRECT($B196),0,3)=0,\"\",IF(INDEX('Data Input Sheet'!$B$7:$S$116,MATCH($B196,'Data Input Sheet'!$B$7:$B$116,0),MATCH(F$137,'Data Input Sheet'!$B$6:$S$6,0))=\"\",\"\",INDEX('Data Input Sheet'!$B$7:$S$116,MATCH($B196,'Data Input Sheet'!$B$7:$B$116,0),MATCH(F$137,'Data Input Sheet'!$B$6:$S$6,0))))","v":""},{"$f":"IF(OFFSET(INDIRECT($B196),0,3)=0,\"\",IF(INDEX('Data Input Sheet'!$B$7:$S$116,MATCH($B196,'Data Input Sheet'!$B$7:$B$116,0),MATCH(G$137,'Data Input Sheet'!$B$6:$S$6,0))=\"\",\"\",INDEX('Data Input Sheet'!$B$7:$S$116,MATCH($B196,'Data Input Sheet'!$B$7:$B$116,0),MATCH(G$137,'Data Input Sheet'!$B$6:$S$6,0))))","v":""},{"$f":"IF(OFFSET(INDIRECT($B196),0,3)=0,\"\",IF(INDEX('Data Input Sheet'!$B$7:$S$116,MATCH($B196,'Data Input Sheet'!$B$7:$B$116,0),MATCH(H$137,'Data Input Sheet'!$B$6:$S$6,0))=\"\",\"\",INDEX('Data Input Sheet'!$B$7:$S$116,MATCH($B196,'Data Input Sheet'!$B$7:$B$116,0),MATCH(H$137,'Data Input Sheet'!$B$6:$S$6,0))))","v":""},{"$f":"IF(OFFSET(INDIRECT($B196),0,3)=0,\"\",IF(INDEX('Data Input Sheet'!$B$7:$S$116,MATCH($B196,'Data Input Sheet'!$B$7:$B$116,0),MATCH(I$137,'Data Input Sheet'!$B$6:$S$6,0))=\"\",\"\",INDEX('Data Input Sheet'!$B$7:$S$116,MATCH($B196,'Data Input Sheet'!$B$7:$B$116,0),MATCH(I$137,'Data Input Sheet'!$B$6:$S$6,0))))","v":""},{"$f":"IF(OFFSET(INDIRECT($B196),0,3)=0,\"\",IF(INDEX('Data Input Sheet'!$B$7:$S$116,MATCH($B196,'Data Input Sheet'!$B$7:$B$116,0),MATCH(J$137,'Data Input Sheet'!$B$6:$S$6,0))=\"\",\"\",INDEX('Data Input Sheet'!$B$7:$S$116,MATCH($B196,'Data Input Sheet'!$B$7:$B$116,0),MATCH(J$137,'Data Input Sheet'!$B$6:$S$6,0))))","v":""},{"$f":"IF(OFFSET(INDIRECT($B196),0,3)=0,\"\",IF(INDEX('Data Input Sheet'!$B$7:$S$116,MATCH($B196,'Data Input Sheet'!$B$7:$B$116,0),MATCH(K$137,'Data Input Sheet'!$B$6:$S$6,0))=\"\",\"\",INDEX('Data Input Sheet'!$B$7:$S$116,MATCH($B196,'Data Input Sheet'!$B$7:$B$116,0),MATCH(K$137,'Data Input Sheet'!$B$6:$S$6,0))))","v":""},{"$f":"IF(OFFSET(INDIRECT($B196),0,3)=0,\"\",IF(INDEX('Data Input Sheet'!$B$7:$S$116,MATCH($B196,'Data Input Sheet'!$B$7:$B$116,0),MATCH(L$137,'Data Input Sheet'!$B$6:$S$6,0))=\"\",\"\",INDEX('Data Input Sheet'!$B$7:$S$116,MATCH($B196,'Data Input Sheet'!$B$7:$B$116,0),MATCH(L$137,'Data Input Sheet'!$B$6:$S$6,0))))","v":""}]
["Number of Customers Affected by Major Outage - Industrial","input55",{"$f":"IF(OFFSET(INDIRECT($B197),0,3)=0,\"\",IF(INDEX('Data Input Sheet'!$B$7:$S$116,MATCH($B197,'Data Input Sheet'!$B$7:$B$116,0),MATCH(C$137,'Data Input Sheet'!$B$6:$S$6,0))=\"\",\"\",INDEX('Data Input Sheet'!$B$7:$S$116,MATCH($B197,'Data Input Sheet'!$B$7:$B$116,0),MATCH(C$137,'Data Input Sheet'!$B$6:$S$6,0))))","v":""},{"$f":"IF(OFFSET(INDIRECT($B197),0,3)=0,\"\",IF(INDEX('Data Input Sheet'!$B$7:$S$116,MATCH($B197,'Data Input Sheet'!$B$7:$B$116,0),MATCH(D$137,'Data Input Sheet'!$B$6:$S$6,0))=\"\",\"\",INDEX('Data Input Sheet'!$B$7:$S$116,MATCH($B197,'Data Input Sheet'!$B$7:$B$116,0),MATCH(D$137,'Data Input Sheet'!$B$6:$S$6,0))))","v":""},{"$f":"IF(OFFSET(INDIRECT($B197),0,3)=0,\"\",IF(INDEX('Data Input Sheet'!$B$7:$S$116,MATCH($B197,'Data Input Sheet'!$B$7:$B$116,0),MATCH(E$137,'Data Input Sheet'!$B$6:$S$6,0))=\"\",\"\",INDEX('Data Input Sheet'!$B$7:$S$116,MATCH($B197,'Data Input Sheet'!$B$7:$B$116,0),MATCH(E$137,'Data Input Sheet'!$B$6:$S$6,0))))","v":""},{"$f":"IF(OFFSET(INDIRECT($B197),0,3)=0,\"\",IF(INDEX('Data Input Sheet'!$B$7:$S$116,MATCH($B197,'Data Input Sheet'!$B$7:$B$116,0),MATCH(F$137,'Data Input Sheet'!$B$6:$S$6,0))=\"\",\"\",INDEX('Data Input Sheet'!$B$7:$S$116,MATCH($B197,'Data Input Sheet'!$B$7:$B$116,0),MATCH(F$137,'Data Input Sheet'!$B$6:$S$6,0))))","v":""},{"$f":"IF(OFFSET(INDIRECT($B197),0,3)=0,\"\",IF(INDEX('Data Input Sheet'!$B$7:$S$116,MATCH($B197,'Data Input Sheet'!$B$7:$B$116,0),MATCH(G$137,'Data Input Sheet'!$B$6:$S$6,0))=\"\",\"\",INDEX('Data Input Sheet'!$B$7:$S$116,MATCH($B197,'Data Input Sheet'!$B$7:$B$116,0),MATCH(G$137,'Data Input Sheet'!$B$6:$S$6,0))))","v":""},{"$f":"IF(OFFSET(INDIRECT($B197),0,3)=0,\"\",IF(INDEX('Data Input Sheet'!$B$7:$S$116,MATCH($B197,'Data Input Sheet'!$B$7:$B$116,0),MATCH(H$137,'Data Input Sheet'!$B$6:$S$6,0))=\"\",\"\",INDEX('Data Input Sheet'!$B$7:$S$116,MATCH($B197,'Data Input Sheet'!$B$7:$B$116,0),MATCH(H$137,'Data Input Sheet'!$B$6:$S$6,0))))","v":""},{"$f":"IF(OFFSET(INDIRECT($B197),0,3)=0,\"\",IF(INDEX('Data Input Sheet'!$B$7:$S$116,MATCH($B197,'Data Input Sheet'!$B$7:$B$116,0),MATCH(I$137,'Data Input Sheet'!$B$6:$S$6,0))=\"\",\"\",INDEX('Data Input Sheet'!$B$7:$S$116,MATCH($B197,'Data Input Sheet'!$B$7:$B$116,0),MATCH(I$137,'Data Input Sheet'!$B$6:$S$6,0))))","v":""},{"$f":"IF(OFFSET(INDIRECT($B197),0,3)=0,\"\",IF(INDEX('Data Input Sheet'!$B$7:$S$116,MATCH($B197,'Data Input Sheet'!$B$7:$B$116,0),MATCH(J$137,'Data Input Sheet'!$B$6:$S$6,0))=\"\",\"\",INDEX('Data Input Sheet'!$B$7:$S$116,MATCH($B197,'Data Input Sheet'!$B$7:$B$116,0),MATCH(J$137,'Data Input Sheet'!$B$6:$S$6,0))))","v":""},{"$f":"IF(OFFSET(INDIRECT($B197),0,3)=0,\"\",IF(INDEX('Data Input Sheet'!$B$7:$S$116,MATCH($B197,'Data Input Sheet'!$B$7:$B$116,0),MATCH(K$137,'Data Input Sheet'!$B$6:$S$6,0))=\"\",\"\",INDEX('Data Input Sheet'!$B$7:$S$116,MATCH($B197,'Data Input Sheet'!$B$7:$B$116,0),MATCH(K$137,'Data Input Sheet'!$B$6:$S$6,0))))","v":""},{"$f":"IF(OFFSET(INDIRECT($B197),0,3)=0,\"\",IF(INDEX('Data Input Sheet'!$B$7:$S$116,MATCH($B197,'Data Input Sheet'!$B$7:$B$116,0),MATCH(L$137,'Data Input Sheet'!$B$6:$S$6,0))=\"\",\"\",INDEX('Data Input Sheet'!$B$7:$S$116,MATCH($B197,'Data Input Sheet'!$B$7:$B$116,0),MATCH(L$137,'Data Input Sheet'!$B$6:$S$6,0))))","v":""}]
["Value of Service - Residential ","input40",{"$f":"IF(OFFSET(INDIRECT($B198),0,3)=0,\"\",IF(INDEX('Data Input Sheet'!$B$7:$S$116,MATCH($B198,'Data Input Sheet'!$B$7:$B$116,0),MATCH(C$137,'Data Input Sheet'!$B$6:$S$6,0))=\"\",\"\",INDEX('Data Input Sheet'!$B$7:$S$116,MATCH($B198,'Data Input Sheet'!$B$7:$B$116,0),MATCH(C$137,'Data Input Sheet'!$B$6:$S$6,0))))","v":""},{"$f":"IF(OFFSET(INDIRECT($B198),0,3)=0,\"\",IF(INDEX('Data Input Sheet'!$B$7:$S$116,MATCH($B198,'Data Input Sheet'!$B$7:$B$116,0),MATCH(D$137,'Data Input Sheet'!$B$6:$S$6,0))=\"\",\"\",INDEX('Data Input Sheet'!$B$7:$S$116,MATCH($B198,'Data Input Sheet'!$B$7:$B$116,0),MATCH(D$137,'Data Input Sheet'!$B$6:$S$6,0))))","v":""},{"$f":"IF(OFFSET(INDIRECT($B198),0,3)=0,\"\",IF(INDEX('Data Input Sheet'!$B$7:$S$116,MATCH($B198,'Data Input Sheet'!$B$7:$B$116,0),MATCH(E$137,'Data Input Sheet'!$B$6:$S$6,0))=\"\",\"\",INDEX('Data Input Sheet'!$B$7:$S$116,MATCH($B198,'Data Input Sheet'!$B$7:$B$116,0),MATCH(E$137,'Data Input Sheet'!$B$6:$S$6,0))))","v":""},{"$f":"IF(OFFSET(INDIRECT($B198),0,3)=0,\"\",IF(INDEX('Data Input Sheet'!$B$7:$S$116,MATCH($B198,'Data Input Sheet'!$B$7:$B$116,0),MATCH(F$137,'Data Input Sheet'!$B$6:$S$6,0))=\"\",\"\",INDEX('Data Input Sheet'!$B$7:$S$116,MATCH($B198,'Data Input Sheet'!$B$7:$B$116,0),MATCH(F$137,'Data Input Sheet'!$B$6:$S$6,0))))","v":""},{"$f":"IF(OFFSET(INDIRECT($B198),0,3)=0,\"\",IF(INDEX('Data Input Sheet'!$B$7:$S$116,MATCH($B198,'Data Input Sheet'!$B$7:$B$116,0),MATCH(G$137,'Data Input Sheet'!$B$6:$S$6,0))=\"\",\"\",INDEX('Data Input Sheet'!$B$7:$S$116,MATCH($B198,'Data Input Sheet'!$B$7:$B$116,0),MATCH(G$137,'Data Input Sheet'!$B$6:$S$6,0))))","v":""},{"$f":"IF(OFFSET(INDIRECT($B198),0,3)=0,\"\",IF(INDEX('Data Input Sheet'!$B$7:$S$116,MATCH($B198,'Data Input Sheet'!$B$7:$B$116,0),MATCH(H$137,'Data Input Sheet'!$B$6:$S$6,0))=\"\",\"\",INDEX('Data Input Sheet'!$B$7:$S$116,MATCH($B198,'Data Input Sheet'!$B$7:$B$116,0),MATCH(H$137,'Data Input Sheet'!$B$6:$S$6,0))))","v":""},{"$f":"IF(OFFSET(INDIRECT($B198),0,3)=0,\"\",IF(INDEX('Data Input Sheet'!$B$7:$S$116,MATCH($B198,'Data Input Sheet'!$B$7:$B$116,0),MATCH(I$137,'Data Input Sheet'!$B$6:$S$6,0))=\"\",\"\",INDEX('Data Input Sheet'!$B$7:$S$116,MATCH($B198,'Data Input Sheet'!$B$7:$B$116,0),MATCH(I$137,'Data Input Sheet'!$B$6:$S$6,0))))","v":""},{"$f":"IF(OFFSET(INDIRECT($B198),0,3)=0,\"\",IF(INDEX('Data Input Sheet'!$B$7:$S$116,MATCH($B198,'Data Input Sheet'!$B$7:$B$116,0),MATCH(J$137,'Data Input Sheet'!$B$6:$S$6,0))=\"\",\"\",INDEX('Data Input Sheet'!$B$7:$S$116,MATCH($B198,'Data Input Sheet'!$B$7:$B$116,0),MATCH(J$137,'Data Input Sheet'!$B$6:$S$6,0))))","v":""},{"$f":"IF(OFFSET(INDIRECT($B198),0,3)=0,\"\",IF(INDEX('Data Input Sheet'!$B$7:$S$116,MATCH($B198,'Data Input Sheet'!$B$7:$B$116,0),MATCH(K$137,'Data Input Sheet'!$B$6:$S$6,0))=\"\",\"\",INDEX('Data Input Sheet'!$B$7:$S$116,MATCH($B198,'Data Input Sheet'!$B$7:$B$116,0),MATCH(K$137,'Data Input Sheet'!$B$6:$S$6,0))))","v":""},{"$f":"IF(OFFSET(INDIRECT($B198),0,3)=0,\"\",IF(INDEX('Data Input Sheet'!$B$7:$S$116,MATCH($B198,'Data Input Sheet'!$B$7:$B$116,0),MATCH(L$137,'Data Input Sheet'!$B$6:$S$6,0))=\"\",\"\",INDEX('Data Input Sheet'!$B$7:$S$116,MATCH($B198,'Data Input Sheet'!$B$7:$B$116,0),MATCH(L$137,'Data Input Sheet'!$B$6:$S$6,0))))","v":""}]
["Value of Service - Commercial","input43",{"$f":"IF(OFFSET(INDIRECT($B199),0,3)=0,\"\",IF(INDEX('Data Input Sheet'!$B$7:$S$116,MATCH($B199,'Data Input Sheet'!$B$7:$B$116,0),MATCH(C$137,'Data Input Sheet'!$B$6:$S$6,0))=\"\",\"\",INDEX('Data Input Sheet'!$B$7:$S$116,MATCH($B199,'Data Input Sheet'!$B$7:$B$116,0),MATCH(C$137,'Data Input Sheet'!$B$6:$S$6,0))))","v":""},{"$f":"IF(OFFSET(INDIRECT($B199),0,3)=0,\"\",IF(INDEX('Data Input Sheet'!$B$7:$S$116,MATCH($B199,'Data Input Sheet'!$B$7:$B$116,0),MATCH(D$137,'Data Input Sheet'!$B$6:$S$6,0))=\"\",\"\",INDEX('Data Input Sheet'!$B$7:$S$116,MATCH($B199,'Data Input Sheet'!$B$7:$B$116,0),MATCH(D$137,'Data Input Sheet'!$B$6:$S$6,0))))","v":""},{"$f":"IF(OFFSET(INDIRECT($B199),0,3)=0,\"\",IF(INDEX('Data Input Sheet'!$B$7:$S$116,MATCH($B199,'Data Input Sheet'!$B$7:$B$116,0),MATCH(E$137,'Data Input Sheet'!$B$6:$S$6,0))=\"\",\"\",INDEX('Data Input Sheet'!$B$7:$S$116,MATCH($B199,'Data Input Sheet'!$B$7:$B$116,0),MATCH(E$137,'Data Input Sheet'!$B$6:$S$6,0))))","v":""},{"$f":"IF(OFFSET(INDIRECT($B199),0,3)=0,\"\",IF(INDEX('Data Input Sheet'!$B$7:$S$116,MATCH($B199,'Data Input Sheet'!$B$7:$B$116,0),MATCH(F$137,'Data Input Sheet'!$B$6:$S$6,0))=\"\",\"\",INDEX('Data Input Sheet'!$B$7:$S$116,MATCH($B199,'Data Input Sheet'!$B$7:$B$116,0),MATCH(F$137,'Data Input Sheet'!$B$6:$S$6,0))))","v":""},{"$f":"IF(OFFSET(INDIRECT($B199),0,3)=0,\"\",IF(INDEX('Data Input Sheet'!$B$7:$S$116,MATCH($B199,'Data Input Sheet'!$B$7:$B$116,0),MATCH(G$137,'Data Input Sheet'!$B$6:$S$6,0))=\"\",\"\",INDEX('Data Input Sheet'!$B$7:$S$116,MATCH($B199,'Data Input Sheet'!$B$7:$B$116,0),MATCH(G$137,'Data Input Sheet'!$B$6:$S$6,0))))","v":""},{"$f":"IF(OFFSET(INDIRECT($B199),0,3)=0,\"\",IF(INDEX('Data Input Sheet'!$B$7:$S$116,MATCH($B199,'Data Input Sheet'!$B$7:$B$116,0),MATCH(H$137,'Data Input Sheet'!$B$6:$S$6,0))=\"\",\"\",INDEX('Data Input Sheet'!$B$7:$S$116,MATCH($B199,'Data Input Sheet'!$B$7:$B$116,0),MATCH(H$137,'Data Input Sheet'!$B$6:$S$6,0))))","v":""},{"$f":"IF(OFFSET(INDIRECT($B199),0,3)=0,\"\",IF(INDEX('Data Input Sheet'!$B$7:$S$116,MATCH($B199,'Data Input Sheet'!$B$7:$B$116,0),MATCH(I$137,'Data Input Sheet'!$B$6:$S$6,0))=\"\",\"\",INDEX('Data Input Sheet'!$B$7:$S$116,MATCH($B199,'Data Input Sheet'!$B$7:$B$116,0),MATCH(I$137,'Data Input Sheet'!$B$6:$S$6,0))))","v":""},{"$f":"IF(OFFSET(INDIRECT($B199),0,3)=0,\"\",IF(INDEX('Data Input Sheet'!$B$7:$S$116,MATCH($B199,'Data Input Sheet'!$B$7:$B$116,0),MATCH(J$137,'Data Input Sheet'!$B$6:$S$6,0))=\"\",\"\",INDEX('Data Input Sheet'!$B$7:$S$116,MATCH($B199,'Data Input Sheet'!$B$7:$B$116,0),MATCH(J$137,'Data Input Sheet'!$B$6:$S$6,0))))","v":""},{"$f":"IF(OFFSET(INDIRECT($B199),0,3)=0,\"\",IF(INDEX('Data Input Sheet'!$B$7:$S$116,MATCH($B199,'Data Input Sheet'!$B$7:$B$116,0),MATCH(K$137,'Data Input Sheet'!$B$6:$S$6,0))=\"\",\"\",INDEX('Data Input Sheet'!$B$7:$S$116,MATCH($B199,'Data Input Sheet'!$B$7:$B$116,0),MATCH(K$137,'Data Input Sheet'!$B$6:$S$6,0))))","v":""},{"$f":"IF(OFFSET(INDIRECT($B199),0,3)=0,\"\",IF(INDEX('Data Input Sheet'!$B$7:$S$116,MATCH($B199,'Data Input Sheet'!$B$7:$B$116,0),MATCH(L$137,'Data Input Sheet'!$B$6:$S$6,0))=\"\",\"\",INDEX('Data Input Sheet'!$B$7:$S$116,MATCH($B199,'Data Input Sheet'!$B$7:$B$116,0),MATCH(L$137,'Data Input Sheet'!$B$6:$S$6,0))))","v":""}]
["Value of Service - Industrial","input46",{"$f":"IF(OFFSET(INDIRECT($B200),0,3)=0,\"\",IF(INDEX('Data Input Sheet'!$B$7:$S$116,MATCH($B200,'Data Input Sheet'!$B$7:$B$116,0),MATCH(C$137,'Data Input Sheet'!$B$6:$S$6,0))=\"\",\"\",INDEX('Data Input Sheet'!$B$7:$S$116,MATCH($B200,'Data Input Sheet'!$B$7:$B$116,0),MATCH(C$137,'Data Input Sheet'!$B$6:$S$6,0))))","v":""},{"$f":"IF(OFFSET(INDIRECT($B200),0,3)=0,\"\",IF(INDEX('Data Input Sheet'!$B$7:$S$116,MATCH($B200,'Data Input Sheet'!$B$7:$B$116,0),MATCH(D$137,'Data Input Sheet'!$B$6:$S$6,0))=\"\",\"\",INDEX('Data Input Sheet'!$B$7:$S$116,MATCH($B200,'Data Input Sheet'!$B$7:$B$116,0),MATCH(D$137,'Data Input Sheet'!$B$6:$S$6,0))))","v":""},{"$f":"IF(OFFSET(INDIRECT($B200),0,3)=0,\"\",IF(INDEX('Data Input Sheet'!$B$7:$S$116,MATCH($B200,'Data Input Sheet'!$B$7:$B$116,0),MATCH(E$137,'Data Input Sheet'!$B$6:$S$6,0))=\"\",\"\",INDEX('Data Input Sheet'!$B$7:$S$116,MATCH($B200,'Data Input Sheet'!$B$7:$B$116,0),MATCH(E$137,'Data Input Sheet'!$B$6:$S$6,0))))","v":""},{"$f":"IF(OFFSET(INDIRECT($B200),0,3)=0,\"\",IF(INDEX('Data Input Sheet'!$B$7:$S$116,MATCH($B200,'Data Input Sheet'!$B$7:$B$116,0),MATCH(F$137,'Data Input Sheet'!$B$6:$S$6,0))=\"\",\"\",INDEX('Data Input Sheet'!$B$7:$S$116,MATCH($B200,'Data Input Sheet'!$B$7:$B$116,0),MATCH(F$137,'Data Input Sheet'!$B$6:$S$6,0))))","v":""},{"$f":"IF(OFFSET(INDIRECT($B200),0,3)=0,\"\",IF(INDEX('Data Input Sheet'!$B$7:$S$116,MATCH($B200,'Data Input Sheet'!$B$7:$B$116,0),MATCH(G$137,'Data Input Sheet'!$B$6:$S$6,0))=\"\",\"\",INDEX('Data Input Sheet'!$B$7:$S$116,MATCH($B200,'Data Input Sheet'!$B$7:$B$116,0),MATCH(G$137,'Data Input Sheet'!$B$6:$S$6,0))))","v":""},{"$f":"IF(OFFSET(INDIRECT($B200),0,3)=0,\"\",IF(INDEX('Data Input Sheet'!$B$7:$S$116,MATCH($B200,'Data Input Sheet'!$B$7:$B$116,0),MATCH(H$137,'Data Input Sheet'!$B$6:$S$6,0))=\"\",\"\",INDEX('Data Input Sheet'!$B$7:$S$116,MATCH($B200,'Data Input Sheet'!$B$7:$B$116,0),MATCH(H$137,'Data Input Sheet'!$B$6:$S$6,0))))","v":""},{"$f":"IF(OFFSET(INDIRECT($B200),0,3)=0,\"\",IF(INDEX('Data Input Sheet'!$B$7:$S$116,MATCH($B200,'Data Input Sheet'!$B$7:$B$116,0),MATCH(I$137,'Data Input Sheet'!$B$6:$S$6,0))=\"\",\"\",INDEX('Data Input Sheet'!$B$7:$S$116,MATCH($B200,'Data Input Sheet'!$B$7:$B$116,0),MATCH(I$137,'Data Input Sheet'!$B$6:$S$6,0))))","v":""},{"$f":"IF(OFFSET(INDIRECT($B200),0,3)=0,\"\",IF(INDEX('Data Input Sheet'!$B$7:$S$116,MATCH($B200,'Data Input Sheet'!$B$7:$B$116,0),MATCH(J$137,'Data Input Sheet'!$B$6:$S$6,0))=\"\",\"\",INDEX('Data Input Sheet'!$B$7:$S$116,MATCH($B200,'Data Input Sheet'!$B$7:$B$116,0),MATCH(J$137,'Data Input Sheet'!$B$6:$S$6,0))))","v":""},{"$f":"IF(OFFSET(INDIRECT($B200),0,3)=0,\"\",IF(INDEX('Data Input Sheet'!$B$7:$S$116,MATCH($B200,'Data Input Sheet'!$B$7:$B$116,0),MATCH(K$137,'Data Input Sheet'!$B$6:$S$6,0))=\"\",\"\",INDEX('Data Input Sheet'!$B$7:$S$116,MATCH($B200,'Data Input Sheet'!$B$7:$B$116,0),MATCH(K$137,'Data Input Sheet'!$B$6:$S$6,0))))","v":""},{"$f":"IF(OFFSET(INDIRECT($B200),0,3)=0,\"\",IF(INDEX('Data Input Sheet'!$B$7:$S$116,MATCH($B200,'Data Input Sheet'!$B$7:$B$116,0),MATCH(L$137,'Data Input Sheet'!$B$6:$S$6,0))=\"\",\"\",INDEX('Data Input Sheet'!$B$7:$S$116,MATCH($B200,'Data Input Sheet'!$B$7:$B$116,0),MATCH(L$137,'Data Input Sheet'!$B$6:$S$6,0))))","v":""}]
["Distribution Restoration Cost","input56",{"$f":"IF(OFFSET(INDIRECT($B201),0,3)=0,\"\",IF(INDEX('Data Input Sheet'!$B$7:$S$116,MATCH($B201,'Data Input Sheet'!$B$7:$B$116,0),MATCH(C$137,'Data Input Sheet'!$B$6:$S$6,0))=\"\",\"\",INDEX('Data Input Sheet'!$B$7:$S$116,MATCH($B201,'Data Input Sheet'!$B$7:$B$116,0),MATCH(C$137,'Data Input Sheet'!$B$6:$S$6,0))))","v":""},{"$f":"IF(OFFSET(INDIRECT($B201),0,3)=0,\"\",IF(INDEX('Data Input Sheet'!$B$7:$S$116,MATCH($B201,'Data Input Sheet'!$B$7:$B$116,0),MATCH(D$137,'Data Input Sheet'!$B$6:$S$6,0))=\"\",\"\",INDEX('Data Input Sheet'!$B$7:$S$116,MATCH($B201,'Data Input Sheet'!$B$7:$B$116,0),MATCH(D$137,'Data Input Sheet'!$B$6:$S$6,0))))","v":""},{"$f":"IF(OFFSET(INDIRECT($B201),0,3)=0,\"\",IF(INDEX('Data Input Sheet'!$B$7:$S$116,MATCH($B201,'Data Input Sheet'!$B$7:$B$116,0),MATCH(E$137,'Data Input Sheet'!$B$6:$S$6,0))=\"\",\"\",INDEX('Data Input Sheet'!$B$7:$S$116,MATCH($B201,'Data Input Sheet'!$B$7:$B$116,0),MATCH(E$137,'Data Input Sheet'!$B$6:$S$6,0))))","v":""},{"$f":"IF(OFFSET(INDIRECT($B201),0,3)=0,\"\",IF(INDEX('Data Input Sheet'!$B$7:$S$116,MATCH($B201,'Data Input Sheet'!$B$7:$B$116,0),MATCH(F$137,'Data Input Sheet'!$B$6:$S$6,0))=\"\",\"\",INDEX('Data Input Sheet'!$B$7:$S$116,MATCH($B201,'Data Input Sheet'!$B$7:$B$116,0),MATCH(F$137,'Data Input Sheet'!$B$6:$S$6,0))))","v":""},{"$f":"IF(OFFSET(INDIRECT($B201),0,3)=0,\"\",IF(INDEX('Data Input Sheet'!$B$7:$S$116,MATCH($B201,'Data Input Sheet'!$B$7:$B$116,0),MATCH(G$137,'Data Input Sheet'!$B$6:$S$6,0))=\"\",\"\",INDEX('Data Input Sheet'!$B$7:$S$116,MATCH($B201,'Data Input Sheet'!$B$7:$B$116,0),MATCH(G$137,'Data Input Sheet'!$B$6:$S$6,0))))","v":""},{"$f":"IF(OFFSET(INDIRECT($B201),0,3)=0,\"\",IF(INDEX('Data Input Sheet'!$B$7:$S$116,MATCH($B201,'Data Input Sheet'!$B$7:$B$116,0),MATCH(H$137,'Data Input Sheet'!$B$6:$S$6,0))=\"\",\"\",INDEX('Data Input Sheet'!$B$7:$S$116,MATCH($B201,'Data Input Sheet'!$B$7:$B$116,0),MATCH(H$137,'Data Input Sheet'!$B$6:$S$6,0))))","v":""},{"$f":"IF(OFFSET(INDIRECT($B201),0,3)=0,\"\",IF(INDEX('Data Input Sheet'!$B$7:$S$116,MATCH($B201,'Data Input Sheet'!$B$7:$B$116,0),MATCH(I$137,'Data Input Sheet'!$B$6:$S$6,0))=\"\",\"\",INDEX('Data Input Sheet'!$B$7:$S$116,MATCH($B201,'Data Input Sheet'!$B$7:$B$116,0),MATCH(I$137,'Data Input Sheet'!$B$6:$S$6,0))))","v":""},{"$f":"IF(OFFSET(INDIRECT($B201),0,3)=0,\"\",IF(INDEX('Data Input Sheet'!$B$7:$S$116,MATCH($B201,'Data Input Sheet'!$B$7:$B$116,0),MATCH(J$137,'Data Input Sheet'!$B$6:$S$6,0))=\"\",\"\",INDEX('Data Input Sheet'!$B$7:$S$116,MATCH($B201,'Data Input Sheet'!$B$7:$B$116,0),MATCH(J$137,'Data Input Sheet'!$B$6:$S$6,0))))","v":""},{"$f":"IF(OFFSET(INDIRECT($B201),0,3)=0,\"\",IF(INDEX('Data Input Sheet'!$B$7:$S$116,MATCH($B201,'Data Input Sheet'!$B$7:$B$116,0),MATCH(K$137,'Data Input Sheet'!$B$6:$S$6,0))=\"\",\"\",INDEX('Data Input Sheet'!$B$7:$S$116,MATCH($B201,'Data Input Sheet'!$B$7:$B$116,0),MATCH(K$137,'Data Input Sheet'!$B$6:$S$6,0))))","v":""},{"$f":"IF(OFFSET(INDIRECT($B201),0,3)=0,\"\",IF(INDEX('Data Input Sheet'!$B$7:$S$116,MATCH($B201,'Data Input Sheet'!$B$7:$B$116,0),MATCH(L$137,'Data Input Sheet'!$B$6:$S$6,0))=\"\",\"\",INDEX('Data Input Sheet'!$B$7:$S$116,MATCH($B201,'Data Input Sheet'!$B$7:$B$116,0),MATCH(L$137,'Data Input Sheet'!$B$6:$S$6,0))))","v":""}]
["Transmission Restoration Cost","input57",{"$f":"IF(OFFSET(INDIRECT($B202),0,3)=0,\"\",IF(INDEX('Data Input Sheet'!$B$7:$S$116,MATCH($B202,'Data Input Sheet'!$B$7:$B$116,0),MATCH(C$137,'Data Input Sheet'!$B$6:$S$6,0))=\"\",\"\",INDEX('Data Input Sheet'!$B$7:$S$116,MATCH($B202,'Data Input Sheet'!$B$7:$B$116,0),MATCH(C$137,'Data Input Sheet'!$B$6:$S$6,0))))","v":""},{"$f":"IF(OFFSET(INDIRECT($B202),0,3)=0,\"\",IF(INDEX('Data Input Sheet'!$B$7:$S$116,MATCH($B202,'Data Input Sheet'!$B$7:$B$116,0),MATCH(D$137,'Data Input Sheet'!$B$6:$S$6,0))=\"\",\"\",INDEX('Data Input Sheet'!$B$7:$S$116,MATCH($B202,'Data Input Sheet'!$B$7:$B$116,0),MATCH(D$137,'Data Input Sheet'!$B$6:$S$6,0))))","v":""},{"$f":"IF(OFFSET(INDIRECT($B202),0,3)=0,\"\",IF(INDEX('Data Input Sheet'!$B$7:$S$116,MATCH($B202,'Data Input Sheet'!$B$7:$B$116,0),MATCH(E$137,'Data Input Sheet'!$B$6:$S$6,0))=\"\",\"\",INDEX('Data Input Sheet'!$B$7:$S$116,MATCH($B202,'Data Input Sheet'!$B$7:$B$116,0),MATCH(E$137,'Data Input Sheet'!$B$6:$S$6,0))))","v":""},{"$f":"IF(OFFSET(INDIRECT($B202),0,3)=0,\"\",IF(INDEX('Data Input Sheet'!$B$7:$S$116,MATCH($B202,'Data Input Sheet'!$B$7:$B$116,0),MATCH(F$137,'Data Input Sheet'!$B$6:$S$6,0))=\"\",\"\",INDEX('Data Input Sheet'!$B$7:$S$116,MATCH($B202,'Data Input Sheet'!$B$7:$B$116,0),MATCH(F$137,'Data Input Sheet'!$B$6:$S$6,0))))","v":""},{"$f":"IF(OFFSET(INDIRECT($B202),0,3)=0,\"\",IF(INDEX('Data Input Sheet'!$B$7:$S$116,MATCH($B202,'Data Input Sheet'!$B$7:$B$116,0),MATCH(G$137,'Data Input Sheet'!$B$6:$S$6,0))=\"\",\"\",INDEX('Data Input Sheet'!$B$7:$S$116,MATCH($B202,'Data Input Sheet'!$B$7:$B$116,0),MATCH(G$137,'Data Input Sheet'!$B$6:$S$6,0))))","v":""},{"$f":"IF(OFFSET(INDIRECT($B202),0,3)=0,\"\",IF(INDEX('Data Input Sheet'!$B$7:$S$116,MATCH($B202,'Data Input Sheet'!$B$7:$B$116,0),MATCH(H$137,'Data Input Sheet'!$B$6:$S$6,0))=\"\",\"\",INDEX('Data Input Sheet'!$B$7:$S$116,MATCH($B202,'Data Input Sheet'!$B$7:$B$116,0),MATCH(H$137,'Data Input Sheet'!$B$6:$S$6,0))))","v":""},{"$f":"IF(OFFSET(INDIRECT($B202),0,3)=0,\"\",IF(INDEX('Data Input Sheet'!$B$7:$S$116,MATCH($B202,'Data Input Sheet'!$B$7:$B$116,0),MATCH(I$137,'Data Input Sheet'!$B$6:$S$6,0))=\"\",\"\",INDEX('Data Input Sheet'!$B$7:$S$116,MATCH($B202,'Data Input Sheet'!$B$7:$B$116,0),MATCH(I$137,'Data Input Sheet'!$B$6:$S$6,0))))","v":""},{"$f":"IF(OFFSET(INDIRECT($B202),0,3)=0,\"\",IF(INDEX('Data Input Sheet'!$B$7:$S$116,MATCH($B202,'Data Input Sheet'!$B$7:$B$116,0),MATCH(J$137,'Data Input Sheet'!$B$6:$S$6,0))=\"\",\"\",INDEX('Data Input Sheet'!$B$7:$S$116,MATCH($B202,'Data Input Sheet'!$B$7:$B$116,0),MATCH(J$137,'Data Input Sheet'!$B$6:$S$6,0))))","v":""},{"$f":"IF(OFFSET(INDIRECT($B202),0,3)=0,\"\",IF(INDEX('Data Input Sheet'!$B$7:$S$116,MATCH($B202,'Data Input Sheet'!$B$7:$B$116,0),MATCH(K$137,'Data Input Sheet'!$B$6:$S$6,0))=\"\",\"\",INDEX('Data Input Sheet'!$B$7:$S$116,MATCH($B202,'Data Input Sheet'!$B$7:$B$116,0),MATCH(K$137,'Data Input Sheet'!$B$6:$S$6,0))))","v":""},{"$f":"IF(OFFSET(INDIRECT($B202),0,3)=0,\"\",IF(INDEX('Data Input Sheet'!$B$7:$S$116,MATCH($B202,'Data Input Sheet'!$B$7:$B$116,0),MATCH(L$137,'Data Input Sheet'!$B$6:$S$6,0))=\"\",\"\",INDEX('Data Input Sheet'!$B$7:$S$116,MATCH($B202,'Data Input Sheet'!$B$7:$B$116,0),MATCH(L$137,'Data Input Sheet'!$B$6:$S$6,0))))","v":""}]
[{"$f":"INDIRECT(B203)","v":"Number of Outage Events"},"input58",{"$f":"IF(OFFSET(INDIRECT($B203),0,3)=0,\"\",IF(INDEX('Data Input Sheet'!$B$7:$S$116,MATCH($B203,'Data Input Sheet'!$B$7:$B$116,0),MATCH(C$137,'Data Input Sheet'!$B$6:$S$6,0))=\"\",\"\",INDEX('Data Input Sheet'!$B$7:$S$116,MATCH($B203,'Data Input Sheet'!$B$7:$B$116,0),MATCH(C$137,'Data Input Sheet'!$B$6:$S$6,0))))","v":""},{"$f":"IF(OFFSET(INDIRECT($B203),0,3)=0,\"\",IF(INDEX('Data Input Sheet'!$B$7:$S$116,MATCH($B203,'Data Input Sheet'!$B$7:$B$116,0),MATCH(D$137,'Data Input Sheet'!$B$6:$S$6,0))=\"\",\"\",INDEX('Data Input Sheet'!$B$7:$S$116,MATCH($B203,'Data Input Sheet'!$B$7:$B$116,0),MATCH(D$137,'Data Input Sheet'!$B$6:$S$6,0))))","v":""},{"$f":"IF(OFFSET(INDIRECT($B203),0,3)=0,\"\",IF(INDEX('Data Input Sheet'!$B$7:$S$116,MATCH($B203,'Data Input Sheet'!$B$7:$B$116,0),MATCH(E$137,'Data Input Sheet'!$B$6:$S$6,0))=\"\",\"\",INDEX('Data Input Sheet'!$B$7:$S$116,MATCH($B203,'Data Input Sheet'!$B$7:$B$116,0),MATCH(E$137,'Data Input Sheet'!$B$6:$S$6,0))))","v":""},{"$f":"IF(OFFSET(INDIRECT($B203),0,3)=0,\"\",IF(INDEX('Data Input Sheet'!$B$7:$S$116,MATCH($B203,'Data Input Sheet'!$B$7:$B$116,0),MATCH(F$137,'Data Input Sheet'!$B$6:$S$6,0))=\"\",\"\",INDEX('Data Input Sheet'!$B$7:$S$116,MATCH($B203,'Data Input Sheet'!$B$7:$B$116,0),MATCH(F$137,'Data Input Sheet'!$B$6:$S$6,0))))","v":""},{"$f":"IF(OFFSET(INDIRECT($B203),0,3)=0,\"\",IF(INDEX('Data Input Sheet'!$B$7:$S$116,MATCH($B203,'Data Input Sheet'!$B$7:$B$116,0),MATCH(G$137,'Data Input Sheet'!$B$6:$S$6,0))=\"\",\"\",INDEX('Data Input Sheet'!$B$7:$S$116,MATCH($B203,'Data Input Sheet'!$B$7:$B$116,0),MATCH(G$137,'Data Input Sheet'!$B$6:$S$6,0))))","v":""},{"$f":"IF(OFFSET(INDIRECT($B203),0,3)=0,\"\",IF(INDEX('Data Input Sheet'!$B$7:$S$116,MATCH($B203,'Data Input Sheet'!$B$7:$B$116,0),MATCH(H$137,'Data Input Sheet'!$B$6:$S$6,0))=\"\",\"\",INDEX('Data Input Sheet'!$B$7:$S$116,MATCH($B203,'Data Input Sheet'!$B$7:$B$116,0),MATCH(H$137,'Data Input Sheet'!$B$6:$S$6,0))))","v":""},{"$f":"IF(OFFSET(INDIRECT($B203),0,3)=0,\"\",IF(INDEX('Data Input Sheet'!$B$7:$S$116,MATCH($B203,'Data Input Sheet'!$B$7:$B$116,0),MATCH(I$137,'Data Input Sheet'!$B$6:$S$6,0))=\"\",\"\",INDEX('Data Input Sheet'!$B$7:$S$116,MATCH($B203,'Data Input Sheet'!$B$7:$B$116,0),MATCH(I$137,'Data Input Sheet'!$B$6:$S$6,0))))","v":""},{"$f":"IF(OFFSET(INDIRECT($B203),0,3)=0,\"\",IF(INDEX('Data Input Sheet'!$B$7:$S$116,MATCH($B203,'Data Input Sheet'!$B$7:$B$116,0),MATCH(J$137,'Data Input Sheet'!$B$6:$S$6,0))=\"\",\"\",INDEX('Data Input Sheet'!$B$7:$S$116,MATCH($B203,'Data Input Sheet'!$B$7:$B$116,0),MATCH(J$137,'Data Input Sheet'!$B$6:$S$6,0))))","v":""},{"$f":"IF(OFFSET(INDIRECT($B203),0,3)=0,\"\",IF(INDEX('Data Input Sheet'!$B$7:$S$116,MATCH($B203,'Data Input Sheet'!$B$7:$B$116,0),MATCH(K$137,'Data Input Sheet'!$B$6:$S$6,0))=\"\",\"\",INDEX('Data Input Sheet'!$B$7:$S$116,MATCH($B203,'Data Input Sheet'!$B$7:$B$116,0),MATCH(K$137,'Data Input Sheet'!$B$6:$S$6,0))))","v":""},{"$f":"IF(OFFSET(INDIRECT($B203),0,3)=0,\"\",IF(INDEX('Data Input Sheet'!$B$7:$S$116,MATCH($B203,'Data Input Sheet'!$B$7:$B$116,0),MATCH(L$137,'Data Input Sheet'!$B$6:$S$6,0))=\"\",\"\",INDEX('Data Input Sheet'!$B$7:$S$116,MATCH($B203,'Data Input Sheet'!$B$7:$B$116,0),MATCH(L$137,'Data Input Sheet'!$B$6:$S$6,0))))","v":""}]
["Restoration Cost per Event","input59",{"$f":"IF(OFFSET(INDIRECT($B204),0,3)=0,\"\",IF(INDEX('Data Input Sheet'!$B$7:$S$116,MATCH($B204,'Data Input Sheet'!$B$7:$B$116,0),MATCH(C$137,'Data Input Sheet'!$B$6:$S$6,0))=\"\",\"\",INDEX('Data Input Sheet'!$B$7:$S$116,MATCH($B204,'Data Input Sheet'!$B$7:$B$116,0),MATCH(C$137,'Data Input Sheet'!$B$6:$S$6,0))))","v":""},{"$f":"IF(OFFSET(INDIRECT($B204),0,3)=0,\"\",IF(INDEX('Data Input Sheet'!$B$7:$S$116,MATCH($B204,'Data Input Sheet'!$B$7:$B$116,0),MATCH(D$137,'Data Input Sheet'!$B$6:$S$6,0))=\"\",\"\",INDEX('Data Input Sheet'!$B$7:$S$116,MATCH($B204,'Data Input Sheet'!$B$7:$B$116,0),MATCH(D$137,'Data Input Sheet'!$B$6:$S$6,0))))","v":""},{"$f":"IF(OFFSET(INDIRECT($B204),0,3)=0,\"\",IF(INDEX('Data Input Sheet'!$B$7:$S$116,MATCH($B204,'Data Input Sheet'!$B$7:$B$116,0),MATCH(E$137,'Data Input Sheet'!$B$6:$S$6,0))=\"\",\"\",INDEX('Data Input Sheet'!$B$7:$S$116,MATCH($B204,'Data Input Sheet'!$B$7:$B$116,0),MATCH(E$137,'Data Input Sheet'!$B$6:$S$6,0))))","v":""},{"$f":"IF(OFFSET(INDIRECT($B204),0,3)=0,\"\",IF(INDEX('Data Input Sheet'!$B$7:$S$116,MATCH($B204,'Data Input Sheet'!$B$7:$B$116,0),MATCH(F$137,'Data Input Sheet'!$B$6:$S$6,0))=\"\",\"\",INDEX('Data Input Sheet'!$B$7:$S$116,MATCH($B204,'Data Input Sheet'!$B$7:$B$116,0),MATCH(F$137,'Data Input Sheet'!$B$6:$S$6,0))))","v":""},{"$f":"IF(OFFSET(INDIRECT($B204),0,3)=0,\"\",IF(INDEX('Data Input Sheet'!$B$7:$S$116,MATCH($B204,'Data Input Sheet'!$B$7:$B$116,0),MATCH(G$137,'Data Input Sheet'!$B$6:$S$6,0))=\"\",\"\",INDEX('Data Input Sheet'!$B$7:$S$116,MATCH($B204,'Data Input Sheet'!$B$7:$B$116,0),MATCH(G$137,'Data Input Sheet'!$B$6:$S$6,0))))","v":""},{"$f":"IF(OFFSET(INDIRECT($B204),0,3)=0,\"\",IF(INDEX('Data Input Sheet'!$B$7:$S$116,MATCH($B204,'Data Input Sheet'!$B$7:$B$116,0),MATCH(H$137,'Data Input Sheet'!$B$6:$S$6,0))=\"\",\"\",INDEX('Data Input Sheet'!$B$7:$S$116,MATCH($B204,'Data Input Sheet'!$B$7:$B$116,0),MATCH(H$137,'Data Input Sheet'!$B$6:$S$6,0))))","v":""},{"$f":"IF(OFFSET(INDIRECT($B204),0,3)=0,\"\",IF(INDEX('Data Input Sheet'!$B$7:$S$116,MATCH($B204,'Data Input Sheet'!$B$7:$B$116,0),MATCH(I$137,'Data Input Sheet'!$B$6:$S$6,0))=\"\",\"\",INDEX('Data Input Sheet'!$B$7:$S$116,MATCH($B204,'Data Input Sheet'!$B$7:$B$116,0),MATCH(I$137,'Data Input Sheet'!$B$6:$S$6,0))))","v":""},{"$f":"IF(OFFSET(INDIRECT($B204),0,3)=0,\"\",IF(INDEX('Data Input Sheet'!$B$7:$S$116,MATCH($B204,'Data Input Sheet'!$B$7:$B$116,0),MATCH(J$137,'Data Input Sheet'!$B$6:$S$6,0))=\"\",\"\",INDEX('Data Input Sheet'!$B$7:$S$116,MATCH($B204,'Data Input Sheet'!$B$7:$B$116,0),MATCH(J$137,'Data Input Sheet'!$B$6:$S$6,0))))","v":""},{"$f":"IF(OFFSET(INDIRECT($B204),0,3)=0,\"\",IF(INDEX('Data Input Sheet'!$B$7:$S$116,MATCH($B204,'Data Input Sheet'!$B$7:$B$116,0),MATCH(K$137,'Data Input Sheet'!$B$6:$S$6,0))=\"\",\"\",INDEX('Data Input Sheet'!$B$7:$S$116,MATCH($B204,'Data Input Sheet'!$B$7:$B$116,0),MATCH(K$137,'Data Input Sheet'!$B$6:$S$6,0))))","v":""},{"$f":"IF(OFFSET(INDIRECT($B204),0,3)=0,\"\",IF(INDEX('Data Input Sheet'!$B$7:$S$116,MATCH($B204,'Data Input Sheet'!$B$7:$B$116,0),MATCH(L$137,'Data Input Sheet'!$B$6:$S$6,0))=\"\",\"\",INDEX('Data Input Sheet'!$B$7:$S$116,MATCH($B204,'Data Input Sheet'!$B$7:$B$116,0),MATCH(L$137,'Data Input Sheet'!$B$6:$S$6,0))))","v":""}]
["MAIFI (System)","input60",{"$f":"IF(OFFSET(INDIRECT($B205),0,3)=0,\"\",IF(INDEX('Data Input Sheet'!$B$7:$S$116,MATCH($B205,'Data Input Sheet'!$B$7:$B$116,0),MATCH(C$137,'Data Input Sheet'!$B$6:$S$6,0))=\"\",\"\",INDEX('Data Input Sheet'!$B$7:$S$116,MATCH($B205,'Data Input Sheet'!$B$7:$B$116,0),MATCH(C$137,'Data Input Sheet'!$B$6:$S$6,0))))","v":""},{"$f":"IF(OFFSET(INDIRECT($B205),0,3)=0,\"\",IF(INDEX('Data Input Sheet'!$B$7:$S$116,MATCH($B205,'Data Input Sheet'!$B$7:$B$116,0),MATCH(D$137,'Data Input Sheet'!$B$6:$S$6,0))=\"\",\"\",INDEX('Data Input Sheet'!$B$7:$S$116,MATCH($B205,'Data Input Sheet'!$B$7:$B$116,0),MATCH(D$137,'Data Input Sheet'!$B$6:$S$6,0))))","v":""},{"$f":"IF(OFFSET(INDIRECT($B205),0,3)=0,\"\",IF(INDEX('Data Input Sheet'!$B$7:$S$116,MATCH($B205,'Data Input Sheet'!$B$7:$B$116,0),MATCH(E$137,'Data Input Sheet'!$B$6:$S$6,0))=\"\",\"\",INDEX('Data Input Sheet'!$B$7:$S$116,MATCH($B205,'Data Input Sheet'!$B$7:$B$116,0),MATCH(E$137,'Data Input Sheet'!$B$6:$S$6,0))))","v":""},{"$f":"IF(OFFSET(INDIRECT($B205),0,3)=0,\"\",IF(INDEX('Data Input Sheet'!$B$7:$S$116,MATCH($B205,'Data Input Sheet'!$B$7:$B$116,0),MATCH(F$137,'Data Input Sheet'!$B$6:$S$6,0))=\"\",\"\",INDEX('Data Input Sheet'!$B$7:$S$116,MATCH($B205,'Data Input Sheet'!$B$7:$B$116,0),MATCH(F$137,'Data Input Sheet'!$B$6:$S$6,0))))","v":""},{"$f":"IF(OFFSET(INDIRECT($B205),0,3)=0,\"\",IF(INDEX('Data Input Sheet'!$B$7:$S$116,MATCH($B205,'Data Input Sheet'!$B$7:$B$116,0),MATCH(G$137,'Data Input Sheet'!$B$6:$S$6,0))=\"\",\"\",INDEX('Data Input Sheet'!$B$7:$S$116,MATCH($B205,'Data Input Sheet'!$B$7:$B$116,0),MATCH(G$137,'Data Input Sheet'!$B$6:$S$6,0))))","v":""},{"$f":"IF(OFFSET(INDIRECT($B205),0,3)=0,\"\",IF(INDEX('Data Input Sheet'!$B$7:$S$116,MATCH($B205,'Data Input Sheet'!$B$7:$B$116,0),MATCH(H$137,'Data Input Sheet'!$B$6:$S$6,0))=\"\",\"\",INDEX('Data Input Sheet'!$B$7:$S$116,MATCH($B205,'Data Input Sheet'!$B$7:$B$116,0),MATCH(H$137,'Data Input Sheet'!$B$6:$S$6,0))))","v":""},{"$f":"IF(OFFSET(INDIRECT($B205),0,3)=0,\"\",IF(INDEX('Data Input Sheet'!$B$7:$S$116,MATCH($B205,'Data Input Sheet'!$B$7:$B$116,0),MATCH(I$137,'Data Input Sheet'!$B$6:$S$6,0))=\"\",\"\",INDEX('Data Input Sheet'!$B$7:$S$116,MATCH($B205,'Data Input Sheet'!$B$7:$B$116,0),MATCH(I$137,'Data Input Sheet'!$B$6:$S$6,0))))","v":""},{"$f":"IF(OFFSET(INDIRECT($B205),0,3)=0,\"\",IF(INDEX('Data Input Sheet'!$B$7:$S$116,MATCH($B205,'Data Input Sheet'!$B$7:$B$116,0),MATCH(J$137,'Data Input Sheet'!$B$6:$S$6,0))=\"\",\"\",INDEX('Data Input Sheet'!$B$7:$S$116,MATCH($B205,'Data Input Sheet'!$B$7:$B$116,0),MATCH(J$137,'Data Input Sheet'!$B$6:$S$6,0))))","v":""},{"$f":"IF(OFFSET(INDIRECT($B205),0,3)=0,\"\",IF(INDEX('Data Input Sheet'!$B$7:$S$116,MATCH($B205,'Data Input Sheet'!$B$7:$B$116,0),MATCH(K$137,'Data Input Sheet'!$B$6:$S$6,0))=\"\",\"\",INDEX('Data Input Sheet'!$B$7:$S$116,MATCH($B205,'Data Input Sheet'!$B$7:$B$116,0),MATCH(K$137,'Data Input Sheet'!$B$6:$S$6,0))))","v":""},{"$f":"IF(OFFSET(INDIRECT($B205),0,3)=0,\"\",IF(INDEX('Data Input Sheet'!$B$7:$S$116,MATCH($B205,'Data Input Sheet'!$B$7:$B$116,0),MATCH(L$137,'Data Input Sheet'!$B$6:$S$6,0))=\"\",\"\",INDEX('Data Input Sheet'!$B$7:$S$116,MATCH($B205,'Data Input Sheet'!$B$7:$B$116,0),MATCH(L$137,'Data Input Sheet'!$B$6:$S$6,0))))","v":""}]
["Value of Service - PQ","input62",{"$f":"IF(OFFSET(INDIRECT($B206),0,3)=0,\"\",IF(INDEX('Data Input Sheet'!$B$7:$S$116,MATCH($B206,'Data Input Sheet'!$B$7:$B$116,0),MATCH(C$137,'Data Input Sheet'!$B$6:$S$6,0))=\"\",\"\",INDEX('Data Input Sheet'!$B$7:$S$116,MATCH($B206,'Data Input Sheet'!$B$7:$B$116,0),MATCH(C$137,'Data Input Sheet'!$B$6:$S$6,0))))","v":""},{"$f":"IF(OFFSET(INDIRECT($B206),0,3)=0,\"\",IF(INDEX('Data Input Sheet'!$B$7:$S$116,MATCH($B206,'Data Input Sheet'!$B$7:$B$116,0),MATCH(D$137,'Data Input Sheet'!$B$6:$S$6,0))=\"\",\"\",INDEX('Data Input Sheet'!$B$7:$S$116,MATCH($B206,'Data Input Sheet'!$B$7:$B$116,0),MATCH(D$137,'Data Input Sheet'!$B$6:$S$6,0))))","v":""},{"$f":"IF(OFFSET(INDIRECT($B206),0,3)=0,\"\",IF(INDEX('Data Input Sheet'!$B$7:$S$116,MATCH($B206,'Data Input Sheet'!$B$7:$B$116,0),MATCH(E$137,'Data Input Sheet'!$B$6:$S$6,0))=\"\",\"\",INDEX('Data Input Sheet'!$B$7:$S$116,MATCH($B206,'Data Input Sheet'!$B$7:$B$116,0),MATCH(E$137,'Data Input Sheet'!$B$6:$S$6,0))))","v":""},{"$f":"IF(OFFSET(INDIRECT($B206),0,3)=0,\"\",IF(INDEX('Data Input Sheet'!$B$7:$S$116,MATCH($B206,'Data Input Sheet'!$B$7:$B$116,0),MATCH(F$137,'Data Input Sheet'!$B$6:$S$6,0))=\"\",\"\",INDEX('Data Input Sheet'!$B$7:$S$116,MATCH($B206,'Data Input Sheet'!$B$7:$B$116,0),MATCH(F$137,'Data Input Sheet'!$B$6:$S$6,0))))","v":""},{"$f":"IF(OFFSET(INDIRECT($B206),0,3)=0,\"\",IF(INDEX('Data Input Sheet'!$B$7:$S$116,MATCH($B206,'Data Input Sheet'!$B$7:$B$116,0),MATCH(G$137,'Data Input Sheet'!$B$6:$S$6,0))=\"\",\"\",INDEX('Data Input Sheet'!$B$7:$S$116,MATCH($B206,'Data Input Sheet'!$B$7:$B$116,0),MATCH(G$137,'Data Input Sheet'!$B$6:$S$6,0))))","v":""},{"$f":"IF(OFFSET(INDIRECT($B206),0,3)=0,\"\",IF(INDEX('Data Input Sheet'!$B$7:$S$116,MATCH($B206,'Data Input Sheet'!$B$7:$B$116,0),MATCH(H$137,'Data Input Sheet'!$B$6:$S$6,0))=\"\",\"\",INDEX('Data Input Sheet'!$B$7:$S$116,MATCH($B206,'Data Input Sheet'!$B$7:$B$116,0),MATCH(H$137,'Data Input Sheet'!$B$6:$S$6,0))))","v":""},{"$f":"IF(OFFSET(INDIRECT($B206),0,3)=0,\"\",IF(INDEX('Data Input Sheet'!$B$7:$S$116,MATCH($B206,'Data Input Sheet'!$B$7:$B$116,0),MATCH(I$137,'Data Input Sheet'!$B$6:$S$6,0))=\"\",\"\",INDEX('Data Input Sheet'!$B$7:$S$116,MATCH($B206,'Data Input Sheet'!$B$7:$B$116,0),MATCH(I$137,'Data Input Sheet'!$B$6:$S$6,0))))","v":""},{"$f":"IF(OFFSET(INDIRECT($B206),0,3)=0,\"\",IF(INDEX('Data Input Sheet'!$B$7:$S$116,MATCH($B206,'Data Input Sheet'!$B$7:$B$116,0),MATCH(J$137,'Data Input Sheet'!$B$6:$S$6,0))=\"\",\"\",INDEX('Data Input Sheet'!$B$7:$S$116,MATCH($B206,'Data Input Sheet'!$B$7:$B$116,0),MATCH(J$137,'Data Input Sheet'!$B$6:$S$6,0))))","v":""},{"$f":"IF(OFFSET(INDIRECT($B206),0,3)=0,\"\",IF(INDEX('Data Input Sheet'!$B$7:$S$116,MATCH($B206,'Data Input Sheet'!$B$7:$B$116,0),MATCH(K$137,'Data Input Sheet'!$B$6:$S$6,0))=\"\",\"\",INDEX('Data Input Sheet'!$B$7:$S$116,MATCH($B206,'Data Input Sheet'!$B$7:$B$116,0),MATCH(K$137,'Data Input Sheet'!$B$6:$S$6,0))))","v":""},{"$f":"IF(OFFSET(INDIRECT($B206),0,3)=0,\"\",IF(INDEX('Data Input Sheet'!$B$7:$S$116,MATCH($B206,'Data Input Sheet'!$B$7:$B$116,0),MATCH(L$137,'Data Input Sheet'!$B$6:$S$6,0))=\"\",\"\",INDEX('Data Input Sheet'!$B$7:$S$116,MATCH($B206,'Data Input Sheet'!$B$7:$B$116,0),MATCH(L$137,'Data Input Sheet'!$B$6:$S$6,0))))","v":""}]
["Number of High Impedance Faults Cleared","input63",{"$f":"IF(OFFSET(INDIRECT($B207),0,3)=0,\"\",IF(INDEX('Data Input Sheet'!$B$7:$S$116,MATCH($B207,'Data Input Sheet'!$B$7:$B$116,0),MATCH(C$137,'Data Input Sheet'!$B$6:$S$6,0))=\"\",\"\",INDEX('Data Input Sheet'!$B$7:$S$116,MATCH($B207,'Data Input Sheet'!$B$7:$B$116,0),MATCH(C$137,'Data Input Sheet'!$B$6:$S$6,0))))","v":""},{"$f":"IF(OFFSET(INDIRECT($B207),0,3)=0,\"\",IF(INDEX('Data Input Sheet'!$B$7:$S$116,MATCH($B207,'Data Input Sheet'!$B$7:$B$116,0),MATCH(D$137,'Data Input Sheet'!$B$6:$S$6,0))=\"\",\"\",INDEX('Data Input Sheet'!$B$7:$S$116,MATCH($B207,'Data Input Sheet'!$B$7:$B$116,0),MATCH(D$137,'Data Input Sheet'!$B$6:$S$6,0))))","v":""},{"$f":"IF(OFFSET(INDIRECT($B207),0,3)=0,\"\",IF(INDEX('Data Input Sheet'!$B$7:$S$116,MATCH($B207,'Data Input Sheet'!$B$7:$B$116,0),MATCH(E$137,'Data Input Sheet'!$B$6:$S$6,0))=\"\",\"\",INDEX('Data Input Sheet'!$B$7:$S$116,MATCH($B207,'Data Input Sheet'!$B$7:$B$116,0),MATCH(E$137,'Data Input Sheet'!$B$6:$S$6,0))))","v":""},{"$f":"IF(OFFSET(INDIRECT($B207),0,3)=0,\"\",IF(INDEX('Data Input Sheet'!$B$7:$S$116,MATCH($B207,'Data Input Sheet'!$B$7:$B$116,0),MATCH(F$137,'Data Input Sheet'!$B$6:$S$6,0))=\"\",\"\",INDEX('Data Input Sheet'!$B$7:$S$116,MATCH($B207,'Data Input Sheet'!$B$7:$B$116,0),MATCH(F$137,'Data Input Sheet'!$B$6:$S$6,0))))","v":""},{"$f":"IF(OFFSET(INDIRECT($B207),0,3)=0,\"\",IF(INDEX('Data Input Sheet'!$B$7:$S$116,MATCH($B207,'Data Input Sheet'!$B$7:$B$116,0),MATCH(G$137,'Data Input Sheet'!$B$6:$S$6,0))=\"\",\"\",INDEX('Data Input Sheet'!$B$7:$S$116,MATCH($B207,'Data Input Sheet'!$B$7:$B$116,0),MATCH(G$137,'Data Input Sheet'!$B$6:$S$6,0))))","v":""},{"$f":"IF(OFFSET(INDIRECT($B207),0,3)=0,\"\",IF(INDEX('Data Input Sheet'!$B$7:$S$116,MATCH($B207,'Data Input Sheet'!$B$7:$B$116,0),MATCH(H$137,'Data Input Sheet'!$B$6:$S$6,0))=\"\",\"\",INDEX('Data Input Sheet'!$B$7:$S$116,MATCH($B207,'Data Input Sheet'!$B$7:$B$116,0),MATCH(H$137,'Data Input Sheet'!$B$6:$S$6,0))))","v":""},{"$f":"IF(OFFSET(INDIRECT($B207),0,3)=0,\"\",IF(INDEX('Data Input Sheet'!$B$7:$S$116,MATCH($B207,'Data Input Sheet'!$B$7:$B$116,0),MATCH(I$137,'Data Input Sheet'!$B$6:$S$6,0))=\"\",\"\",INDEX('Data Input Sheet'!$B$7:$S$116,MATCH($B207,'Data Input Sheet'!$B$7:$B$116,0),MATCH(I$137,'Data Input Sheet'!$B$6:$S$6,0))))","v":""},{"$f":"IF(OFFSET(INDIRECT($B207),0,3)=0,\"\",IF(INDEX('Data Input Sheet'!$B$7:$S$116,MATCH($B207,'Data Input Sheet'!$B$7:$B$116,0),MATCH(J$137,'Data Input Sheet'!$B$6:$S$6,0))=\"\",\"\",INDEX('Data Input Sheet'!$B$7:$S$116,MATCH($B207,'Data Input Sheet'!$B$7:$B$116,0),MATCH(J$137,'Data Input Sheet'!$B$6:$S$6,0))))","v":""},{"$f":"IF(OFFSET(INDIRECT($B207),0,3)=0,\"\",IF(INDEX('Data Input Sheet'!$B$7:$S$116,MATCH($B207,'Data Input Sheet'!$B$7:$B$116,0),MATCH(K$137,'Data Input Sheet'!$B$6:$S$6,0))=\"\",\"\",INDEX('Data Input Sheet'!$B$7:$S$116,MATCH($B207,'Data Input Sheet'!$B$7:$B$116,0),MATCH(K$137,'Data Input Sheet'!$B$6:$S$6,0))))","v":""},{"$f":"IF(OFFSET(INDIRECT($B207),0,3)=0,\"\",IF(INDEX('Data Input Sheet'!$B$7:$S$116,MATCH($B207,'Data Input Sheet'!$B$7:$B$116,0),MATCH(L$137,'Data Input Sheet'!$B$6:$S$6,0))=\"\",\"\",INDEX('Data Input Sheet'!$B$7:$S$116,MATCH($B207,'Data Input Sheet'!$B$7:$B$116,0),MATCH(L$137,'Data Input Sheet'!$B$6:$S$6,0))))","v":""}]
["Value of Service - Sags & Swells","input64",{"$f":"IF(OFFSET(INDIRECT($B208),0,3)=0,\"\",IF(INDEX('Data Input Sheet'!$B$7:$S$116,MATCH($B208,'Data Input Sheet'!$B$7:$B$116,0),MATCH(C$137,'Data Input Sheet'!$B$6:$S$6,0))=\"\",\"\",INDEX('Data Input Sheet'!$B$7:$S$116,MATCH($B208,'Data Input Sheet'!$B$7:$B$116,0),MATCH(C$137,'Data Input Sheet'!$B$6:$S$6,0))))","v":""},{"$f":"IF(OFFSET(INDIRECT($B208),0,3)=0,\"\",IF(INDEX('Data Input Sheet'!$B$7:$S$116,MATCH($B208,'Data Input Sheet'!$B$7:$B$116,0),MATCH(D$137,'Data Input Sheet'!$B$6:$S$6,0))=\"\",\"\",INDEX('Data Input Sheet'!$B$7:$S$116,MATCH($B208,'Data Input Sheet'!$B$7:$B$116,0),MATCH(D$137,'Data Input Sheet'!$B$6:$S$6,0))))","v":""},{"$f":"IF(OFFSET(INDIRECT($B208),0,3)=0,\"\",IF(INDEX('Data Input Sheet'!$B$7:$S$116,MATCH($B208,'Data Input Sheet'!$B$7:$B$116,0),MATCH(E$137,'Data Input Sheet'!$B$6:$S$6,0))=\"\",\"\",INDEX('Data Input Sheet'!$B$7:$S$116,MATCH($B208,'Data Input Sheet'!$B$7:$B$116,0),MATCH(E$137,'Data Input Sheet'!$B$6:$S$6,0))))","v":""},{"$f":"IF(OFFSET(INDIRECT($B208),0,3)=0,\"\",IF(INDEX('Data Input Sheet'!$B$7:$S$116,MATCH($B208,'Data Input Sheet'!$B$7:$B$116,0),MATCH(F$137,'Data Input Sheet'!$B$6:$S$6,0))=\"\",\"\",INDEX('Data Input Sheet'!$B$7:$S$116,MATCH($B208,'Data Input Sheet'!$B$7:$B$116,0),MATCH(F$137,'Data Input Sheet'!$B$6:$S$6,0))))","v":""},{"$f":"IF(OFFSET(INDIRECT($B208),0,3)=0,\"\",IF(INDEX('Data Input Sheet'!$B$7:$S$116,MATCH($B208,'Data Input Sheet'!$B$7:$B$116,0),MATCH(G$137,'Data Input Sheet'!$B$6:$S$6,0))=\"\",\"\",INDEX('Data Input Sheet'!$B$7:$S$116,MATCH($B208,'Data Input Sheet'!$B$7:$B$116,0),MATCH(G$137,'Data Input Sheet'!$B$6:$S$6,0))))","v":""},{"$f":"IF(OFFSET(INDIRECT($B208),0,3)=0,\"\",IF(INDEX('Data Input Sheet'!$B$7:$S$116,MATCH($B208,'Data Input Sheet'!$B$7:$B$116,0),MATCH(H$137,'Data Input Sheet'!$B$6:$S$6,0))=\"\",\"\",INDEX('Data Input Sheet'!$B$7:$S$116,MATCH($B208,'Data Input Sheet'!$B$7:$B$116,0),MATCH(H$137,'Data Input Sheet'!$B$6:$S$6,0))))","v":""},{"$f":"IF(OFFSET(INDIRECT($B208),0,3)=0,\"\",IF(INDEX('Data Input Sheet'!$B$7:$S$116,MATCH($B208,'Data Input Sheet'!$B$7:$B$116,0),MATCH(I$137,'Data Input Sheet'!$B$6:$S$6,0))=\"\",\"\",INDEX('Data Input Sheet'!$B$7:$S$116,MATCH($B208,'Data Input Sheet'!$B$7:$B$116,0),MATCH(I$137,'Data Input Sheet'!$B$6:$S$6,0))))","v":""},{"$f":"IF(OFFSET(INDIRECT($B208),0,3)=0,\"\",IF(INDEX('Data Input Sheet'!$B$7:$S$116,MATCH($B208,'Data Input Sheet'!$B$7:$B$116,0),MATCH(J$137,'Data Input Sheet'!$B$6:$S$6,0))=\"\",\"\",INDEX('Data Input Sheet'!$B$7:$S$116,MATCH($B208,'Data Input Sheet'!$B$7:$B$116,0),MATCH(J$137,'Data Input Sheet'!$B$6:$S$6,0))))","v":""},{"$f":"IF(OFFSET(INDIRECT($B208),0,3)=0,\"\",IF(INDEX('Data Input Sheet'!$B$7:$S$116,MATCH($B208,'Data Input Sheet'!$B$7:$B$116,0),MATCH(K$137,'Data Input Sheet'!$B$6:$S$6,0))=\"\",\"\",INDEX('Data Input Sheet'!$B$7:$S$116,MATCH($B208,'Data Input Sheet'!$B$7:$B$116,0),MATCH(K$137,'Data Input Sheet'!$B$6:$S$6,0))))","v":""},{"$f":"IF(OFFSET(INDIRECT($B208),0,3)=0,\"\",IF(INDEX('Data Input Sheet'!$B$7:$S$116,MATCH($B208,'Data Input Sheet'!$B$7:$B$116,0),MATCH(L$137,'Data Input Sheet'!$B$6:$S$6,0))=\"\",\"\",INDEX('Data Input Sheet'!$B$7:$S$116,MATCH($B208,'Data Input Sheet'!$B$7:$B$116,0),MATCH(L$137,'Data Input Sheet'!$B$6:$S$6,0))))","v":""}]
["Truck Rolls","input65",{"$f":"IF(OFFSET(INDIRECT($B209),0,3)=0,\"\",IF(INDEX('Data Input Sheet'!$B$7:$S$116,MATCH($B209,'Data Input Sheet'!$B$7:$B$116,0),MATCH(C$137,'Data Input Sheet'!$B$6:$S$6,0))=\"\",\"\",INDEX('Data Input Sheet'!$B$7:$S$116,MATCH($B209,'Data Input Sheet'!$B$7:$B$116,0),MATCH(C$137,'Data Input Sheet'!$B$6:$S$6,0))))","v":""},{"$f":"IF(OFFSET(INDIRECT($B209),0,3)=0,\"\",IF(INDEX('Data Input Sheet'!$B$7:$S$116,MATCH($B209,'Data Input Sheet'!$B$7:$B$116,0),MATCH(D$137,'Data Input Sheet'!$B$6:$S$6,0))=\"\",\"\",INDEX('Data Input Sheet'!$B$7:$S$116,MATCH($B209,'Data Input Sheet'!$B$7:$B$116,0),MATCH(D$137,'Data Input Sheet'!$B$6:$S$6,0))))","v":""},{"$f":"IF(OFFSET(INDIRECT($B209),0,3)=0,\"\",IF(INDEX('Data Input Sheet'!$B$7:$S$116,MATCH($B209,'Data Input Sheet'!$B$7:$B$116,0),MATCH(E$137,'Data Input Sheet'!$B$6:$S$6,0))=\"\",\"\",INDEX('Data Input Sheet'!$B$7:$S$116,MATCH($B209,'Data Input Sheet'!$B$7:$B$116,0),MATCH(E$137,'Data Input Sheet'!$B$6:$S$6,0))))","v":""},{"$f":"IF(OFFSET(INDIRECT($B209),0,3)=0,\"\",IF(INDEX('Data Input Sheet'!$B$7:$S$116,MATCH($B209,'Data Input Sheet'!$B$7:$B$116,0),MATCH(F$137,'Data Input Sheet'!$B$6:$S$6,0))=\"\",\"\",INDEX('Data Input Sheet'!$B$7:$S$116,MATCH($B209,'Data Input Sheet'!$B$7:$B$116,0),MATCH(F$137,'Data Input Sheet'!$B$6:$S$6,0))))","v":""},{"$f":"IF(OFFSET(INDIRECT($B209),0,3)=0,\"\",IF(INDEX('Data Input Sheet'!$B$7:$S$116,MATCH($B209,'Data Input Sheet'!$B$7:$B$116,0),MATCH(G$137,'Data Input Sheet'!$B$6:$S$6,0))=\"\",\"\",INDEX('Data Input Sheet'!$B$7:$S$116,MATCH($B209,'Data Input Sheet'!$B$7:$B$116,0),MATCH(G$137,'Data Input Sheet'!$B$6:$S$6,0))))","v":""},{"$f":"IF(OFFSET(INDIRECT($B209),0,3)=0,\"\",IF(INDEX('Data Input Sheet'!$B$7:$S$116,MATCH($B209,'Data Input Sheet'!$B$7:$B$116,0),MATCH(H$137,'Data Input Sheet'!$B$6:$S$6,0))=\"\",\"\",INDEX('Data Input Sheet'!$B$7:$S$116,MATCH($B209,'Data Input Sheet'!$B$7:$B$116,0),MATCH(H$137,'Data Input Sheet'!$B$6:$S$6,0))))","v":""},{"$f":"IF(OFFSET(INDIRECT($B209),0,3)=0,\"\",IF(INDEX('Data Input Sheet'!$B$7:$S$116,MATCH($B209,'Data Input Sheet'!$B$7:$B$116,0),MATCH(I$137,'Data Input Sheet'!$B$6:$S$6,0))=\"\",\"\",INDEX('Data Input Sheet'!$B$7:$S$116,MATCH($B209,'Data Input Sheet'!$B$7:$B$116,0),MATCH(I$137,'Data Input Sheet'!$B$6:$S$6,0))))","v":""},{"$f":"IF(OFFSET(INDIRECT($B209),0,3)=0,\"\",IF(INDEX('Data Input Sheet'!$B$7:$S$116,MATCH($B209,'Data Input Sheet'!$B$7:$B$116,0),MATCH(J$137,'Data Input Sheet'!$B$6:$S$6,0))=\"\",\"\",INDEX('Data Input Sheet'!$B$7:$S$116,MATCH($B209,'Data Input Sheet'!$B$7:$B$116,0),MATCH(J$137,'Data Input Sheet'!$B$6:$S$6,0))))","v":""},{"$f":"IF(OFFSET(INDIRECT($B209),0,3)=0,\"\",IF(INDEX('Data Input Sheet'!$B$7:$S$116,MATCH($B209,'Data Input Sheet'!$B$7:$B$116,0),MATCH(K$137,'Data Input Sheet'!$B$6:$S$6,0))=\"\",\"\",INDEX('Data Input Sheet'!$B$7:$S$116,MATCH($B209,'Data Input Sheet'!$B$7:$B$116,0),MATCH(K$137,'Data Input Sheet'!$B$6:$S$6,0))))","v":""},{"$f":"IF(OFFSET(INDIRECT($B209),0,3)=0,\"\",IF(INDEX('Data Input Sheet'!$B$7:$S$116,MATCH($B209,'Data Input Sheet'!$B$7:$B$116,0),MATCH(L$137,'Data Input Sheet'!$B$6:$S$6,0))=\"\",\"\",INDEX('Data Input Sheet'!$B$7:$S$116,MATCH($B209,'Data Input Sheet'!$B$7:$B$116,0),MATCH(L$137,'Data Input Sheet'!$B$6:$S$6,0))))","v":""}]
["Average Miles Travelled per Truck Roll","input66",{"$f":"IF(OFFSET(INDIRECT($B210),0,3)=0,\"\",IF(INDEX('Data Input Sheet'!$B$7:$S$116,MATCH($B210,'Data Input Sheet'!$B$7:$B$116,0),MATCH(C$137,'Data Input Sheet'!$B$6:$S$6,0))=\"\",\"\",INDEX('Data Input Sheet'!$B$7:$S$116,MATCH($B210,'Data Input Sheet'!$B$7:$B$116,0),MATCH(C$137,'Data Input Sheet'!$B$6:$S$6,0))))","v":""},{"$f":"IF(OFFSET(INDIRECT($B210),0,3)=0,\"\",IF(INDEX('Data Input Sheet'!$B$7:$S$116,MATCH($B210,'Data Input Sheet'!$B$7:$B$116,0),MATCH(D$137,'Data Input Sheet'!$B$6:$S$6,0))=\"\",\"\",INDEX('Data Input Sheet'!$B$7:$S$116,MATCH($B210,'Data Input Sheet'!$B$7:$B$116,0),MATCH(D$137,'Data Input Sheet'!$B$6:$S$6,0))))","v":""},{"$f":"IF(OFFSET(INDIRECT($B210),0,3)=0,\"\",IF(INDEX('Data Input Sheet'!$B$7:$S$116,MATCH($B210,'Data Input Sheet'!$B$7:$B$116,0),MATCH(E$137,'Data Input Sheet'!$B$6:$S$6,0))=\"\",\"\",INDEX('Data Input Sheet'!$B$7:$S$116,MATCH($B210,'Data Input Sheet'!$B$7:$B$116,0),MATCH(E$137,'Data Input Sheet'!$B$6:$S$6,0))))","v":""},{"$f":"IF(OFFSET(INDIRECT($B210),0,3)=0,\"\",IF(INDEX('Data Input Sheet'!$B$7:$S$116,MATCH($B210,'Data Input Sheet'!$B$7:$B$116,0),MATCH(F$137,'Data Input Sheet'!$B$6:$S$6,0))=\"\",\"\",INDEX('Data Input Sheet'!$B$7:$S$116,MATCH($B210,'Data Input Sheet'!$B$7:$B$116,0),MATCH(F$137,'Data Input Sheet'!$B$6:$S$6,0))))","v":""},{"$f":"IF(OFFSET(INDIRECT($B210),0,3)=0,\"\",IF(INDEX('Data Input Sheet'!$B$7:$S$116,MATCH($B210,'Data Input Sheet'!$B$7:$B$116,0),MATCH(G$137,'Data Input Sheet'!$B$6:$S$6,0))=\"\",\"\",INDEX('Data Input Sheet'!$B$7:$S$116,MATCH($B210,'Data Input Sheet'!$B$7:$B$116,0),MATCH(G$137,'Data Input Sheet'!$B$6:$S$6,0))))","v":""},{"$f":"IF(OFFSET(INDIRECT($B210),0,3)=0,\"\",IF(INDEX('Data Input Sheet'!$B$7:$S$116,MATCH($B210,'Data Input Sheet'!$B$7:$B$116,0),MATCH(H$137,'Data Input Sheet'!$B$6:$S$6,0))=\"\",\"\",INDEX('Data Input Sheet'!$B$7:$S$116,MATCH($B210,'Data Input Sheet'!$B$7:$B$116,0),MATCH(H$137,'Data Input Sheet'!$B$6:$S$6,0))))","v":""},{"$f":"IF(OFFSET(INDIRECT($B210),0,3)=0,\"\",IF(INDEX('Data Input Sheet'!$B$7:$S$116,MATCH($B210,'Data Input Sheet'!$B$7:$B$116,0),MATCH(I$137,'Data Input Sheet'!$B$6:$S$6,0))=\"\",\"\",INDEX('Data Input Sheet'!$B$7:$S$116,MATCH($B210,'Data Input Sheet'!$B$7:$B$116,0),MATCH(I$137,'Data Input Sheet'!$B$6:$S$6,0))))","v":""},{"$f":"IF(OFFSET(INDIRECT($B210),0,3)=0,\"\",IF(INDEX('Data Input Sheet'!$B$7:$S$116,MATCH($B210,'Data Input Sheet'!$B$7:$B$116,0),MATCH(J$137,'Data Input Sheet'!$B$6:$S$6,0))=\"\",\"\",INDEX('Data Input Sheet'!$B$7:$S$116,MATCH($B210,'Data Input Sheet'!$B$7:$B$116,0),MATCH(J$137,'Data Input Sheet'!$B$6:$S$6,0))))","v":""},{"$f":"IF(OFFSET(INDIRECT($B210),0,3)=0,\"\",IF(INDEX('Data Input Sheet'!$B$7:$S$116,MATCH($B210,'Data Input Sheet'!$B$7:$B$116,0),MATCH(K$137,'Data Input Sheet'!$B$6:$S$6,0))=\"\",\"\",INDEX('Data Input Sheet'!$B$7:$S$116,MATCH($B210,'Data Input Sheet'!$B$7:$B$116,0),MATCH(K$137,'Data Input Sheet'!$B$6:$S$6,0))))","v":""},{"$f":"IF(OFFSET(INDIRECT($B210),0,3)=0,\"\",IF(INDEX('Data Input Sheet'!$B$7:$S$116,MATCH($B210,'Data Input Sheet'!$B$7:$B$116,0),MATCH(L$137,'Data Input Sheet'!$B$6:$S$6,0))=\"\",\"\",INDEX('Data Input Sheet'!$B$7:$S$116,MATCH($B210,'Data Input Sheet'!$B$7:$B$116,0),MATCH(L$137,'Data Input Sheet'!$B$6:$S$6,0))))","v":""}]
["Average Fuel Efficiency for Truck Roll Vehicle","input67",{"$f":"IF(OFFSET(INDIRECT($B211),0,3)=0,\"\",IF(INDEX('Data Input Sheet'!$B$7:$S$116,MATCH($B211,'Data Input Sheet'!$B$7:$B$116,0),MATCH(C$137,'Data Input Sheet'!$B$6:$S$6,0))=\"\",\"\",INDEX('Data Input Sheet'!$B$7:$S$116,MATCH($B211,'Data Input Sheet'!$B$7:$B$116,0),MATCH(C$137,'Data Input Sheet'!$B$6:$S$6,0))))","v":""},{"$f":"IF(OFFSET(INDIRECT($B211),0,3)=0,\"\",IF(INDEX('Data Input Sheet'!$B$7:$S$116,MATCH($B211,'Data Input Sheet'!$B$7:$B$116,0),MATCH(D$137,'Data Input Sheet'!$B$6:$S$6,0))=\"\",\"\",INDEX('Data Input Sheet'!$B$7:$S$116,MATCH($B211,'Data Input Sheet'!$B$7:$B$116,0),MATCH(D$137,'Data Input Sheet'!$B$6:$S$6,0))))","v":""},{"$f":"IF(OFFSET(INDIRECT($B211),0,3)=0,\"\",IF(INDEX('Data Input Sheet'!$B$7:$S$116,MATCH($B211,'Data Input Sheet'!$B$7:$B$116,0),MATCH(E$137,'Data Input Sheet'!$B$6:$S$6,0))=\"\",\"\",INDEX('Data Input Sheet'!$B$7:$S$116,MATCH($B211,'Data Input Sheet'!$B$7:$B$116,0),MATCH(E$137,'Data Input Sheet'!$B$6:$S$6,0))))","v":""},{"$f":"IF(OFFSET(INDIRECT($B211),0,3)=0,\"\",IF(INDEX('Data Input Sheet'!$B$7:$S$116,MATCH($B211,'Data Input Sheet'!$B$7:$B$116,0),MATCH(F$137,'Data Input Sheet'!$B$6:$S$6,0))=\"\",\"\",INDEX('Data Input Sheet'!$B$7:$S$116,MATCH($B211,'Data Input Sheet'!$B$7:$B$116,0),MATCH(F$137,'Data Input Sheet'!$B$6:$S$6,0))))","v":""},{"$f":"IF(OFFSET(INDIRECT($B211),0,3)=0,\"\",IF(INDEX('Data Input Sheet'!$B$7:$S$116,MATCH($B211,'Data Input Sheet'!$B$7:$B$116,0),MATCH(G$137,'Data Input Sheet'!$B$6:$S$6,0))=\"\",\"\",INDEX('Data Input Sheet'!$B$7:$S$116,MATCH($B211,'Data Input Sheet'!$B$7:$B$116,0),MATCH(G$137,'Data Input Sheet'!$B$6:$S$6,0))))","v":""},{"$f":"IF(OFFSET(INDIRECT($B211),0,3)=0,\"\",IF(INDEX('Data Input Sheet'!$B$7:$S$116,MATCH($B211,'Data Input Sheet'!$B$7:$B$116,0),MATCH(H$137,'Data Input Sheet'!$B$6:$S$6,0))=\"\",\"\",INDEX('Data Input Sheet'!$B$7:$S$116,MATCH($B211,'Data Input Sheet'!$B$7:$B$116,0),MATCH(H$137,'Data Input Sheet'!$B$6:$S$6,0))))","v":""},{"$f":"IF(OFFSET(INDIRECT($B211),0,3)=0,\"\",IF(INDEX('Data Input Sheet'!$B$7:$S$116,MATCH($B211,'Data Input Sheet'!$B$7:$B$116,0),MATCH(I$137,'Data Input Sheet'!$B$6:$S$6,0))=\"\",\"\",INDEX('Data Input Sheet'!$B$7:$S$116,MATCH($B211,'Data Input Sheet'!$B$7:$B$116,0),MATCH(I$137,'Data Input Sheet'!$B$6:$S$6,0))))","v":""},{"$f":"IF(OFFSET(INDIRECT($B211),0,3)=0,\"\",IF(INDEX('Data Input Sheet'!$B$7:$S$116,MATCH($B211,'Data Input Sheet'!$B$7:$B$116,0),MATCH(J$137,'Data Input Sheet'!$B$6:$S$6,0))=\"\",\"\",INDEX('Data Input Sheet'!$B$7:$S$116,MATCH($B211,'Data Input Sheet'!$B$7:$B$116,0),MATCH(J$137,'Data Input Sheet'!$B$6:$S$6,0))))","v":""},{"$f":"IF(OFFSET(INDIRECT($B211),0,3)=0,\"\",IF(INDEX('Data Input Sheet'!$B$7:$S$116,MATCH($B211,'Data Input Sheet'!$B$7:$B$116,0),MATCH(K$137,'Data Input Sheet'!$B$6:$S$6,0))=\"\",\"\",INDEX('Data Input Sheet'!$B$7:$S$116,MATCH($B211,'Data Input Sheet'!$B$7:$B$116,0),MATCH(K$137,'Data Input Sheet'!$B$6:$S$6,0))))","v":""},{"$f":"IF(OFFSET(INDIRECT($B211),0,3)=0,\"\",IF(INDEX('Data Input Sheet'!$B$7:$S$116,MATCH($B211,'Data Input Sheet'!$B$7:$B$116,0),MATCH(L$137,'Data Input Sheet'!$B$6:$S$6,0))=\"\",\"\",INDEX('Data Input Sheet'!$B$7:$S$116,MATCH($B211,'Data Input Sheet'!$B$7:$B$116,0),MATCH(L$137,'Data Input Sheet'!$B$6:$S$6,0))))","v":""}]
["Number of Feeder Switching or Maintenance Operations Completed","input84",{"$f":"IF(OFFSET(INDIRECT($B212),0,3)=0,\"\",IF(INDEX('Data Input Sheet'!$B$7:$S$116,MATCH($B212,'Data Input Sheet'!$B$7:$B$116,0),MATCH(C$137,'Data Input Sheet'!$B$6:$S$6,0))=\"\",\"\",INDEX('Data Input Sheet'!$B$7:$S$116,MATCH($B212,'Data Input Sheet'!$B$7:$B$116,0),MATCH(C$137,'Data Input Sheet'!$B$6:$S$6,0))))","v":""},{"$f":"IF(OFFSET(INDIRECT($B212),0,3)=0,\"\",IF(INDEX('Data Input Sheet'!$B$7:$S$116,MATCH($B212,'Data Input Sheet'!$B$7:$B$116,0),MATCH(D$137,'Data Input Sheet'!$B$6:$S$6,0))=\"\",\"\",INDEX('Data Input Sheet'!$B$7:$S$116,MATCH($B212,'Data Input Sheet'!$B$7:$B$116,0),MATCH(D$137,'Data Input Sheet'!$B$6:$S$6,0))))","v":""},{"$f":"IF(OFFSET(INDIRECT($B212),0,3)=0,\"\",IF(INDEX('Data Input Sheet'!$B$7:$S$116,MATCH($B212,'Data Input Sheet'!$B$7:$B$116,0),MATCH(E$137,'Data Input Sheet'!$B$6:$S$6,0))=\"\",\"\",INDEX('Data Input Sheet'!$B$7:$S$116,MATCH($B212,'Data Input Sheet'!$B$7:$B$116,0),MATCH(E$137,'Data Input Sheet'!$B$6:$S$6,0))))","v":""},{"$f":"IF(OFFSET(INDIRECT($B212),0,3)=0,\"\",IF(INDEX('Data Input Sheet'!$B$7:$S$116,MATCH($B212,'Data Input Sheet'!$B$7:$B$116,0),MATCH(F$137,'Data Input Sheet'!$B$6:$S$6,0))=\"\",\"\",INDEX('Data Input Sheet'!$B$7:$S$116,MATCH($B212,'Data Input Sheet'!$B$7:$B$116,0),MATCH(F$137,'Data Input Sheet'!$B$6:$S$6,0))))","v":""},{"$f":"IF(OFFSET(INDIRECT($B212),0,3)=0,\"\",IF(INDEX('Data Input Sheet'!$B$7:$S$116,MATCH($B212,'Data Input Sheet'!$B$7:$B$116,0),MATCH(G$137,'Data Input Sheet'!$B$6:$S$6,0))=\"\",\"\",INDEX('Data Input Sheet'!$B$7:$S$116,MATCH($B212,'Data Input Sheet'!$B$7:$B$116,0),MATCH(G$137,'Data Input Sheet'!$B$6:$S$6,0))))","v":""},{"$f":"IF(OFFSET(INDIRECT($B212),0,3)=0,\"\",IF(INDEX('Data Input Sheet'!$B$7:$S$116,MATCH($B212,'Data Input Sheet'!$B$7:$B$116,0),MATCH(H$137,'Data Input Sheet'!$B$6:$S$6,0))=\"\",\"\",INDEX('Data Input Sheet'!$B$7:$S$116,MATCH($B212,'Data Input Sheet'!$B$7:$B$116,0),MATCH(H$137,'Data Input Sheet'!$B$6:$S$6,0))))","v":""},{"$f":"IF(OFFSET(INDIRECT($B212),0,3)=0,\"\",IF(INDEX('Data Input Sheet'!$B$7:$S$116,MATCH($B212,'Data Input Sheet'!$B$7:$B$116,0),MATCH(I$137,'Data Input Sheet'!$B$6:$S$6,0))=\"\",\"\",INDEX('Data Input Sheet'!$B$7:$S$116,MATCH($B212,'Data Input Sheet'!$B$7:$B$116,0),MATCH(I$137,'Data Input Sheet'!$B$6:$S$6,0))))","v":""},{"$f":"IF(OFFSET(INDIRECT($B212),0,3)=0,\"\",IF(INDEX('Data Input Sheet'!$B$7:$S$116,MATCH($B212,'Data Input Sheet'!$B$7:$B$116,0),MATCH(J$137,'Data Input Sheet'!$B$6:$S$6,0))=\"\",\"\",INDEX('Data Input Sheet'!$B$7:$S$116,MATCH($B212,'Data Input Sheet'!$B$7:$B$116,0),MATCH(J$137,'Data Input Sheet'!$B$6:$S$6,0))))","v":""},{"$f":"IF(OFFSET(INDIRECT($B212),0,3)=0,\"\",IF(INDEX('Data Input Sheet'!$B$7:$S$116,MATCH($B212,'Data Input Sheet'!$B$7:$B$116,0),MATCH(K$137,'Data Input Sheet'!$B$6:$S$6,0))=\"\",\"\",INDEX('Data Input Sheet'!$B$7:$S$116,MATCH($B212,'Data Input Sheet'!$B$7:$B$116,0),MATCH(K$137,'Data Input Sheet'!$B$6:$S$6,0))))","v":""},{"$f":"IF(OFFSET(INDIRECT($B212),0,3)=0,\"\",IF(INDEX('Data Input Sheet'!$B$7:$S$116,MATCH($B212,'Data Input Sheet'!$B$7:$B$116,0),MATCH(L$137,'Data Input Sheet'!$B$6:$S$6,0))=\"\",\"\",INDEX('Data Input Sheet'!$B$7:$S$116,MATCH($B212,'Data Input Sheet'!$B$7:$B$116,0),MATCH(L$137,'Data Input Sheet'!$B$6:$S$6,0))))","v":""}]
["Average Miles Traveled per Switching or Maintenance Operation","input85",{"$f":"IF(OFFSET(INDIRECT($B213),0,3)=0,\"\",IF(INDEX('Data Input Sheet'!$B$7:$S$116,MATCH($B213,'Data Input Sheet'!$B$7:$B$116,0),MATCH(C$137,'Data Input Sheet'!$B$6:$S$6,0))=\"\",\"\",INDEX('Data Input Sheet'!$B$7:$S$116,MATCH($B213,'Data Input Sheet'!$B$7:$B$116,0),MATCH(C$137,'Data Input Sheet'!$B$6:$S$6,0))))","v":""},{"$f":"IF(OFFSET(INDIRECT($B213),0,3)=0,\"\",IF(INDEX('Data Input Sheet'!$B$7:$S$116,MATCH($B213,'Data Input Sheet'!$B$7:$B$116,0),MATCH(D$137,'Data Input Sheet'!$B$6:$S$6,0))=\"\",\"\",INDEX('Data Input Sheet'!$B$7:$S$116,MATCH($B213,'Data Input Sheet'!$B$7:$B$116,0),MATCH(D$137,'Data Input Sheet'!$B$6:$S$6,0))))","v":""},{"$f":"IF(OFFSET(INDIRECT($B213),0,3)=0,\"\",IF(INDEX('Data Input Sheet'!$B$7:$S$116,MATCH($B213,'Data Input Sheet'!$B$7:$B$116,0),MATCH(E$137,'Data Input Sheet'!$B$6:$S$6,0))=\"\",\"\",INDEX('Data Input Sheet'!$B$7:$S$116,MATCH($B213,'Data Input Sheet'!$B$7:$B$116,0),MATCH(E$137,'Data Input Sheet'!$B$6:$S$6,0))))","v":""},{"$f":"IF(OFFSET(INDIRECT($B213),0,3)=0,\"\",IF(INDEX('Data Input Sheet'!$B$7:$S$116,MATCH($B213,'Data Input Sheet'!$B$7:$B$116,0),MATCH(F$137,'Data Input Sheet'!$B$6:$S$6,0))=\"\",\"\",INDEX('Data Input Sheet'!$B$7:$S$116,MATCH($B213,'Data Input Sheet'!$B$7:$B$116,0),MATCH(F$137,'Data Input Sheet'!$B$6:$S$6,0))))","v":""},{"$f":"IF(OFFSET(INDIRECT($B213),0,3)=0,\"\",IF(INDEX('Data Input Sheet'!$B$7:$S$116,MATCH($B213,'Data Input Sheet'!$B$7:$B$116,0),MATCH(G$137,'Data Input Sheet'!$B$6:$S$6,0))=\"\",\"\",INDEX('Data Input Sheet'!$B$7:$S$116,MATCH($B213,'Data Input Sheet'!$B$7:$B$116,0),MATCH(G$137,'Data Input Sheet'!$B$6:$S$6,0))))","v":""},{"$f":"IF(OFFSET(INDIRECT($B213),0,3)=0,\"\",IF(INDEX('Data Input Sheet'!$B$7:$S$116,MATCH($B213,'Data Input Sheet'!$B$7:$B$116,0),MATCH(H$137,'Data Input Sheet'!$B$6:$S$6,0))=\"\",\"\",INDEX('Data Input Sheet'!$B$7:$S$116,MATCH($B213,'Data Input Sheet'!$B$7:$B$116,0),MATCH(H$137,'Data Input Sheet'!$B$6:$S$6,0))))","v":""},{"$f":"IF(OFFSET(INDIRECT($B213),0,3)=0,\"\",IF(INDEX('Data Input Sheet'!$B$7:$S$116,MATCH($B213,'Data Input Sheet'!$B$7:$B$116,0),MATCH(I$137,'Data Input Sheet'!$B$6:$S$6,0))=\"\",\"\",INDEX('Data Input Sheet'!$B$7:$S$116,MATCH($B213,'Data Input Sheet'!$B$7:$B$116,0),MATCH(I$137,'Data Input Sheet'!$B$6:$S$6,0))))","v":""},{"$f":"IF(OFFSET(INDIRECT($B213),0,3)=0,\"\",IF(INDEX('Data Input Sheet'!$B$7:$S$116,MATCH($B213,'Data Input Sheet'!$B$7:$B$116,0),MATCH(J$137,'Data Input Sheet'!$B$6:$S$6,0))=\"\",\"\",INDEX('Data Input Sheet'!$B$7:$S$116,MATCH($B213,'Data Input Sheet'!$B$7:$B$116,0),MATCH(J$137,'Data Input Sheet'!$B$6:$S$6,0))))","v":""},{"$f":"IF(OFFSET(INDIRECT($B213),0,3)=0,\"\",IF(INDEX('Data Input Sheet'!$B$7:$S$116,MATCH($B213,'Data Input Sheet'!$B$7:$B$116,0),MATCH(K$137,'Data Input Sheet'!$B$6:$S$6,0))=\"\",\"\",INDEX('Data Input Sheet'!$B$7:$S$116,MATCH($B213,'Data Input Sheet'!$B$7:$B$116,0),MATCH(K$137,'Data Input Sheet'!$B$6:$S$6,0))))","v":""},{"$f":"IF(OFFSET(INDIRECT($B213),0,3)=0,\"\",IF(INDEX('Data Input Sheet'!$B$7:$S$116,MATCH($B213,'Data Input Sheet'!$B$7:$B$116,0),MATCH(L$137,'Data Input Sheet'!$B$6:$S$6,0))=\"\",\"\",INDEX('Data Input Sheet'!$B$7:$S$116,MATCH($B213,'Data Input Sheet'!$B$7:$B$116,0),MATCH(L$137,'Data Input Sheet'!$B$6:$S$6,0))))","v":""}]
["Average Fuel Efficiency for Feeder Service Vehicle","input86",{"$f":"IF(OFFSET(INDIRECT($B214),0,3)=0,\"\",IF(INDEX('Data Input Sheet'!$B$7:$S$116,MATCH($B214,'Data Input Sheet'!$B$7:$B$116,0),MATCH(C$137,'Data Input Sheet'!$B$6:$S$6,0))=\"\",\"\",INDEX('Data Input Sheet'!$B$7:$S$116,MATCH($B214,'Data Input Sheet'!$B$7:$B$116,0),MATCH(C$137,'Data Input Sheet'!$B$6:$S$6,0))))","v":""},{"$f":"IF(OFFSET(INDIRECT($B214),0,3)=0,\"\",IF(INDEX('Data Input Sheet'!$B$7:$S$116,MATCH($B214,'Data Input Sheet'!$B$7:$B$116,0),MATCH(D$137,'Data Input Sheet'!$B$6:$S$6,0))=\"\",\"\",INDEX('Data Input Sheet'!$B$7:$S$116,MATCH($B214,'Data Input Sheet'!$B$7:$B$116,0),MATCH(D$137,'Data Input Sheet'!$B$6:$S$6,0))))","v":""},{"$f":"IF(OFFSET(INDIRECT($B214),0,3)=0,\"\",IF(INDEX('Data Input Sheet'!$B$7:$S$116,MATCH($B214,'Data Input Sheet'!$B$7:$B$116,0),MATCH(E$137,'Data Input Sheet'!$B$6:$S$6,0))=\"\",\"\",INDEX('Data Input Sheet'!$B$7:$S$116,MATCH($B214,'Data Input Sheet'!$B$7:$B$116,0),MATCH(E$137,'Data Input Sheet'!$B$6:$S$6,0))))","v":""},{"$f":"IF(OFFSET(INDIRECT($B214),0,3)=0,\"\",IF(INDEX('Data Input Sheet'!$B$7:$S$116,MATCH($B214,'Data Input Sheet'!$B$7:$B$116,0),MATCH(F$137,'Data Input Sheet'!$B$6:$S$6,0))=\"\",\"\",INDEX('Data Input Sheet'!$B$7:$S$116,MATCH($B214,'Data Input Sheet'!$B$7:$B$116,0),MATCH(F$137,'Data Input Sheet'!$B$6:$S$6,0))))","v":""},{"$f":"IF(OFFSET(INDIRECT($B214),0,3)=0,\"\",IF(INDEX('Data Input Sheet'!$B$7:$S$116,MATCH($B214,'Data Input Sheet'!$B$7:$B$116,0),MATCH(G$137,'Data Input Sheet'!$B$6:$S$6,0))=\"\",\"\",INDEX('Data Input Sheet'!$B$7:$S$116,MATCH($B214,'Data Input Sheet'!$B$7:$B$116,0),MATCH(G$137,'Data Input Sheet'!$B$6:$S$6,0))))","v":""},{"$f":"IF(OFFSET(INDIRECT($B214),0,3)=0,\"\",IF(INDEX('Data Input Sheet'!$B$7:$S$116,MATCH($B214,'Data Input Sheet'!$B$7:$B$116,0),MATCH(H$137,'Data Input Sheet'!$B$6:$S$6,0))=\"\",\"\",INDEX('Data Input Sheet'!$B$7:$S$116,MATCH($B214,'Data Input Sheet'!$B$7:$B$116,0),MATCH(H$137,'Data Input Sheet'!$B$6:$S$6,0))))","v":""},{"$f":"IF(OFFSET(INDIRECT($B214),0,3)=0,\"\",IF(INDEX('Data Input Sheet'!$B$7:$S$116,MATCH($B214,'Data Input Sheet'!$B$7:$B$116,0),MATCH(I$137,'Data Input Sheet'!$B$6:$S$6,0))=\"\",\"\",INDEX('Data Input Sheet'!$B$7:$S$116,MATCH($B214,'Data Input Sheet'!$B$7:$B$116,0),MATCH(I$137,'Data Input Sheet'!$B$6:$S$6,0))))","v":""},{"$f":"IF(OFFSET(INDIRECT($B214),0,3)=0,\"\",IF(INDEX('Data Input Sheet'!$B$7:$S$116,MATCH($B214,'Data Input Sheet'!$B$7:$B$116,0),MATCH(J$137,'Data Input Sheet'!$B$6:$S$6,0))=\"\",\"\",INDEX('Data Input Sheet'!$B$7:$S$116,MATCH($B214,'Data Input Sheet'!$B$7:$B$116,0),MATCH(J$137,'Data Input Sheet'!$B$6:$S$6,0))))","v":""},{"$f":"IF(OFFSET(INDIRECT($B214),0,3)=0,\"\",IF(INDEX('Data Input Sheet'!$B$7:$S$116,MATCH($B214,'Data Input Sheet'!$B$7:$B$116,0),MATCH(K$137,'Data Input Sheet'!$B$6:$S$6,0))=\"\",\"\",INDEX('Data Input Sheet'!$B$7:$S$116,MATCH($B214,'Data Input Sheet'!$B$7:$B$116,0),MATCH(K$137,'Data Input Sheet'!$B$6:$S$6,0))))","v":""},{"$f":"IF(OFFSET(INDIRECT($B214),0,3)=0,\"\",IF(INDEX('Data Input Sheet'!$B$7:$S$116,MATCH($B214,'Data Input Sheet'!$B$7:$B$116,0),MATCH(L$137,'Data Input Sheet'!$B$6:$S$6,0))=\"\",\"\",INDEX('Data Input Sheet'!$B$7:$S$116,MATCH($B214,'Data Input Sheet'!$B$7:$B$116,0),MATCH(L$137,'Data Input Sheet'!$B$6:$S$6,0))))","v":""}]
["Number of Diagnosis /Notification Operations Completed","input87",{"$f":"IF(OFFSET(INDIRECT($B215),0,3)=0,\"\",IF(INDEX('Data Input Sheet'!$B$7:$S$116,MATCH($B215,'Data Input Sheet'!$B$7:$B$116,0),MATCH(C$137,'Data Input Sheet'!$B$6:$S$6,0))=\"\",\"\",INDEX('Data Input Sheet'!$B$7:$S$116,MATCH($B215,'Data Input Sheet'!$B$7:$B$116,0),MATCH(C$137,'Data Input Sheet'!$B$6:$S$6,0))))","v":""},{"$f":"IF(OFFSET(INDIRECT($B215),0,3)=0,\"\",IF(INDEX('Data Input Sheet'!$B$7:$S$116,MATCH($B215,'Data Input Sheet'!$B$7:$B$116,0),MATCH(D$137,'Data Input Sheet'!$B$6:$S$6,0))=\"\",\"\",INDEX('Data Input Sheet'!$B$7:$S$116,MATCH($B215,'Data Input Sheet'!$B$7:$B$116,0),MATCH(D$137,'Data Input Sheet'!$B$6:$S$6,0))))","v":""},{"$f":"IF(OFFSET(INDIRECT($B215),0,3)=0,\"\",IF(INDEX('Data Input Sheet'!$B$7:$S$116,MATCH($B215,'Data Input Sheet'!$B$7:$B$116,0),MATCH(E$137,'Data Input Sheet'!$B$6:$S$6,0))=\"\",\"\",INDEX('Data Input Sheet'!$B$7:$S$116,MATCH($B215,'Data Input Sheet'!$B$7:$B$116,0),MATCH(E$137,'Data Input Sheet'!$B$6:$S$6,0))))","v":""},{"$f":"IF(OFFSET(INDIRECT($B215),0,3)=0,\"\",IF(INDEX('Data Input Sheet'!$B$7:$S$116,MATCH($B215,'Data Input Sheet'!$B$7:$B$116,0),MATCH(F$137,'Data Input Sheet'!$B$6:$S$6,0))=\"\",\"\",INDEX('Data Input Sheet'!$B$7:$S$116,MATCH($B215,'Data Input Sheet'!$B$7:$B$116,0),MATCH(F$137,'Data Input Sheet'!$B$6:$S$6,0))))","v":""},{"$f":"IF(OFFSET(INDIRECT($B215),0,3)=0,\"\",IF(INDEX('Data Input Sheet'!$B$7:$S$116,MATCH($B215,'Data Input Sheet'!$B$7:$B$116,0),MATCH(G$137,'Data Input Sheet'!$B$6:$S$6,0))=\"\",\"\",INDEX('Data Input Sheet'!$B$7:$S$116,MATCH($B215,'Data Input Sheet'!$B$7:$B$116,0),MATCH(G$137,'Data Input Sheet'!$B$6:$S$6,0))))","v":""},{"$f":"IF(OFFSET(INDIRECT($B215),0,3)=0,\"\",IF(INDEX('Data Input Sheet'!$B$7:$S$116,MATCH($B215,'Data Input Sheet'!$B$7:$B$116,0),MATCH(H$137,'Data Input Sheet'!$B$6:$S$6,0))=\"\",\"\",INDEX('Data Input Sheet'!$B$7:$S$116,MATCH($B215,'Data Input Sheet'!$B$7:$B$116,0),MATCH(H$137,'Data Input Sheet'!$B$6:$S$6,0))))","v":""},{"$f":"IF(OFFSET(INDIRECT($B215),0,3)=0,\"\",IF(INDEX('Data Input Sheet'!$B$7:$S$116,MATCH($B215,'Data Input Sheet'!$B$7:$B$116,0),MATCH(I$137,'Data Input Sheet'!$B$6:$S$6,0))=\"\",\"\",INDEX('Data Input Sheet'!$B$7:$S$116,MATCH($B215,'Data Input Sheet'!$B$7:$B$116,0),MATCH(I$137,'Data Input Sheet'!$B$6:$S$6,0))))","v":""},{"$f":"IF(OFFSET(INDIRECT($B215),0,3)=0,\"\",IF(INDEX('Data Input Sheet'!$B$7:$S$116,MATCH($B215,'Data Input Sheet'!$B$7:$B$116,0),MATCH(J$137,'Data Input Sheet'!$B$6:$S$6,0))=\"\",\"\",INDEX('Data Input Sheet'!$B$7:$S$116,MATCH($B215,'Data Input Sheet'!$B$7:$B$116,0),MATCH(J$137,'Data Input Sheet'!$B$6:$S$6,0))))","v":""},{"$f":"IF(OFFSET(INDIRECT($B215),0,3)=0,\"\",IF(INDEX('Data Input Sheet'!$B$7:$S$116,MATCH($B215,'Data Input Sheet'!$B$7:$B$116,0),MATCH(K$137,'Data Input Sheet'!$B$6:$S$6,0))=\"\",\"\",INDEX('Data Input Sheet'!$B$7:$S$116,MATCH($B215,'Data Input Sheet'!$B$7:$B$116,0),MATCH(K$137,'Data Input Sheet'!$B$6:$S$6,0))))","v":""},{"$f":"IF(OFFSET(INDIRECT($B215),0,3)=0,\"\",IF(INDEX('Data Input Sheet'!$B$7:$S$116,MATCH($B215,'Data Input Sheet'!$B$7:$B$116,0),MATCH(L$137,'Data Input Sheet'!$B$6:$S$6,0))=\"\",\"\",INDEX('Data Input Sheet'!$B$7:$S$116,MATCH($B215,'Data Input Sheet'!$B$7:$B$116,0),MATCH(L$137,'Data Input Sheet'!$B$6:$S$6,0))))","v":""}]
["Average Miles Traveled per Diagnosis /Notification Operation","input88",{"$f":"IF(OFFSET(INDIRECT($B216),0,3)=0,\"\",IF(INDEX('Data Input Sheet'!$B$7:$S$116,MATCH($B216,'Data Input Sheet'!$B$7:$B$116,0),MATCH(C$137,'Data Input Sheet'!$B$6:$S$6,0))=\"\",\"\",INDEX('Data Input Sheet'!$B$7:$S$116,MATCH($B216,'Data Input Sheet'!$B$7:$B$116,0),MATCH(C$137,'Data Input Sheet'!$B$6:$S$6,0))))","v":""},{"$f":"IF(OFFSET(INDIRECT($B216),0,3)=0,\"\",IF(INDEX('Data Input Sheet'!$B$7:$S$116,MATCH($B216,'Data Input Sheet'!$B$7:$B$116,0),MATCH(D$137,'Data Input Sheet'!$B$6:$S$6,0))=\"\",\"\",INDEX('Data Input Sheet'!$B$7:$S$116,MATCH($B216,'Data Input Sheet'!$B$7:$B$116,0),MATCH(D$137,'Data Input Sheet'!$B$6:$S$6,0))))","v":""},{"$f":"IF(OFFSET(INDIRECT($B216),0,3)=0,\"\",IF(INDEX('Data Input Sheet'!$B$7:$S$116,MATCH($B216,'Data Input Sheet'!$B$7:$B$116,0),MATCH(E$137,'Data Input Sheet'!$B$6:$S$6,0))=\"\",\"\",INDEX('Data Input Sheet'!$B$7:$S$116,MATCH($B216,'Data Input Sheet'!$B$7:$B$116,0),MATCH(E$137,'Data Input Sheet'!$B$6:$S$6,0))))","v":""},{"$f":"IF(OFFSET(INDIRECT($B216),0,3)=0,\"\",IF(INDEX('Data Input Sheet'!$B$7:$S$116,MATCH($B216,'Data Input Sheet'!$B$7:$B$116,0),MATCH(F$137,'Data Input Sheet'!$B$6:$S$6,0))=\"\",\"\",INDEX('Data Input Sheet'!$B$7:$S$116,MATCH($B216,'Data Input Sheet'!$B$7:$B$116,0),MATCH(F$137,'Data Input Sheet'!$B$6:$S$6,0))))","v":""},{"$f":"IF(OFFSET(INDIRECT($B216),0,3)=0,\"\",IF(INDEX('Data Input Sheet'!$B$7:$S$116,MATCH($B216,'Data Input Sheet'!$B$7:$B$116,0),MATCH(G$137,'Data Input Sheet'!$B$6:$S$6,0))=\"\",\"\",INDEX('Data Input Sheet'!$B$7:$S$116,MATCH($B216,'Data Input Sheet'!$B$7:$B$116,0),MATCH(G$137,'Data Input Sheet'!$B$6:$S$6,0))))","v":""},{"$f":"IF(OFFSET(INDIRECT($B216),0,3)=0,\"\",IF(INDEX('Data Input Sheet'!$B$7:$S$116,MATCH($B216,'Data Input Sheet'!$B$7:$B$116,0),MATCH(H$137,'Data Input Sheet'!$B$6:$S$6,0))=\"\",\"\",INDEX('Data Input Sheet'!$B$7:$S$116,MATCH($B216,'Data Input Sheet'!$B$7:$B$116,0),MATCH(H$137,'Data Input Sheet'!$B$6:$S$6,0))))","v":""},{"$f":"IF(OFFSET(INDIRECT($B216),0,3)=0,\"\",IF(INDEX('Data Input Sheet'!$B$7:$S$116,MATCH($B216,'Data Input Sheet'!$B$7:$B$116,0),MATCH(I$137,'Data Input Sheet'!$B$6:$S$6,0))=\"\",\"\",INDEX('Data Input Sheet'!$B$7:$S$116,MATCH($B216,'Data Input Sheet'!$B$7:$B$116,0),MATCH(I$137,'Data Input Sheet'!$B$6:$S$6,0))))","v":""},{"$f":"IF(OFFSET(INDIRECT($B216),0,3)=0,\"\",IF(INDEX('Data Input Sheet'!$B$7:$S$116,MATCH($B216,'Data Input Sheet'!$B$7:$B$116,0),MATCH(J$137,'Data Input Sheet'!$B$6:$S$6,0))=\"\",\"\",INDEX('Data Input Sheet'!$B$7:$S$116,MATCH($B216,'Data Input Sheet'!$B$7:$B$116,0),MATCH(J$137,'Data Input Sheet'!$B$6:$S$6,0))))","v":""},{"$f":"IF(OFFSET(INDIRECT($B216),0,3)=0,\"\",IF(INDEX('Data Input Sheet'!$B$7:$S$116,MATCH($B216,'Data Input Sheet'!$B$7:$B$116,0),MATCH(K$137,'Data Input Sheet'!$B$6:$S$6,0))=\"\",\"\",INDEX('Data Input Sheet'!$B$7:$S$116,MATCH($B216,'Data Input Sheet'!$B$7:$B$116,0),MATCH(K$137,'Data Input Sheet'!$B$6:$S$6,0))))","v":""},{"$f":"IF(OFFSET(INDIRECT($B216),0,3)=0,\"\",IF(INDEX('Data Input Sheet'!$B$7:$S$116,MATCH($B216,'Data Input Sheet'!$B$7:$B$116,0),MATCH(L$137,'Data Input Sheet'!$B$6:$S$6,0))=\"\",\"\",INDEX('Data Input Sheet'!$B$7:$S$116,MATCH($B216,'Data Input Sheet'!$B$7:$B$116,0),MATCH(L$137,'Data Input Sheet'!$B$6:$S$6,0))))","v":""}]
["Average Fuel Efficiency for Diagnosis /Notification Service Vehicle","input89",{"$f":"IF(OFFSET(INDIRECT($B217),0,3)=0,\"\",IF(INDEX('Data Input Sheet'!$B$7:$S$116,MATCH($B217,'Data Input Sheet'!$B$7:$B$116,0),MATCH(C$137,'Data Input Sheet'!$B$6:$S$6,0))=\"\",\"\",INDEX('Data Input Sheet'!$B$7:$S$116,MATCH($B217,'Data Input Sheet'!$B$7:$B$116,0),MATCH(C$137,'Data Input Sheet'!$B$6:$S$6,0))))","v":""},{"$f":"IF(OFFSET(INDIRECT($B217),0,3)=0,\"\",IF(INDEX('Data Input Sheet'!$B$7:$S$116,MATCH($B217,'Data Input Sheet'!$B$7:$B$116,0),MATCH(D$137,'Data Input Sheet'!$B$6:$S$6,0))=\"\",\"\",INDEX('Data Input Sheet'!$B$7:$S$116,MATCH($B217,'Data Input Sheet'!$B$7:$B$116,0),MATCH(D$137,'Data Input Sheet'!$B$6:$S$6,0))))","v":""},{"$f":"IF(OFFSET(INDIRECT($B217),0,3)=0,\"\",IF(INDEX('Data Input Sheet'!$B$7:$S$116,MATCH($B217,'Data Input Sheet'!$B$7:$B$116,0),MATCH(E$137,'Data Input Sheet'!$B$6:$S$6,0))=\"\",\"\",INDEX('Data Input Sheet'!$B$7:$S$116,MATCH($B217,'Data Input Sheet'!$B$7:$B$116,0),MATCH(E$137,'Data Input Sheet'!$B$6:$S$6,0))))","v":""},{"$f":"IF(OFFSET(INDIRECT($B217),0,3)=0,\"\",IF(INDEX('Data Input Sheet'!$B$7:$S$116,MATCH($B217,'Data Input Sheet'!$B$7:$B$116,0),MATCH(F$137,'Data Input Sheet'!$B$6:$S$6,0))=\"\",\"\",INDEX('Data Input Sheet'!$B$7:$S$116,MATCH($B217,'Data Input Sheet'!$B$7:$B$116,0),MATCH(F$137,'Data Input Sheet'!$B$6:$S$6,0))))","v":""},{"$f":"IF(OFFSET(INDIRECT($B217),0,3)=0,\"\",IF(INDEX('Data Input Sheet'!$B$7:$S$116,MATCH($B217,'Data Input Sheet'!$B$7:$B$116,0),MATCH(G$137,'Data Input Sheet'!$B$6:$S$6,0))=\"\",\"\",INDEX('Data Input Sheet'!$B$7:$S$116,MATCH($B217,'Data Input Sheet'!$B$7:$B$116,0),MATCH(G$137,'Data Input Sheet'!$B$6:$S$6,0))))","v":""},{"$f":"IF(OFFSET(INDIRECT($B217),0,3)=0,\"\",IF(INDEX('Data Input Sheet'!$B$7:$S$116,MATCH($B217,'Data Input Sheet'!$B$7:$B$116,0),MATCH(H$137,'Data Input Sheet'!$B$6:$S$6,0))=\"\",\"\",INDEX('Data Input Sheet'!$B$7:$S$116,MATCH($B217,'Data Input Sheet'!$B$7:$B$116,0),MATCH(H$137,'Data Input Sheet'!$B$6:$S$6,0))))","v":""},{"$f":"IF(OFFSET(INDIRECT($B217),0,3)=0,\"\",IF(INDEX('Data Input Sheet'!$B$7:$S$116,MATCH($B217,'Data Input Sheet'!$B$7:$B$116,0),MATCH(I$137,'Data Input Sheet'!$B$6:$S$6,0))=\"\",\"\",INDEX('Data Input Sheet'!$B$7:$S$116,MATCH($B217,'Data Input Sheet'!$B$7:$B$116,0),MATCH(I$137,'Data Input Sheet'!$B$6:$S$6,0))))","v":""},{"$f":"IF(OFFSET(INDIRECT($B217),0,3)=0,\"\",IF(INDEX('Data Input Sheet'!$B$7:$S$116,MATCH($B217,'Data Input Sheet'!$B$7:$B$116,0),MATCH(J$137,'Data Input Sheet'!$B$6:$S$6,0))=\"\",\"\",INDEX('Data Input Sheet'!$B$7:$S$116,MATCH($B217,'Data Input Sheet'!$B$7:$B$116,0),MATCH(J$137,'Data Input Sheet'!$B$6:$S$6,0))))","v":""},{"$f":"IF(OFFSET(INDIRECT($B217),0,3)=0,\"\",IF(INDEX('Data Input Sheet'!$B$7:$S$116,MATCH($B217,'Data Input Sheet'!$B$7:$B$116,0),MATCH(K$137,'Data Input Sheet'!$B$6:$S$6,0))=\"\",\"\",INDEX('Data Input Sheet'!$B$7:$S$116,MATCH($B217,'Data Input Sheet'!$B$7:$B$116,0),MATCH(K$137,'Data Input Sheet'!$B$6:$S$6,0))))","v":""},{"$f":"IF(OFFSET(INDIRECT($B217),0,3)=0,\"\",IF(INDEX('Data Input Sheet'!$B$7:$S$116,MATCH($B217,'Data Input Sheet'!$B$7:$B$116,0),MATCH(L$137,'Data Input Sheet'!$B$6:$S$6,0))=\"\",\"\",INDEX('Data Input Sheet'!$B$7:$S$116,MATCH($B217,'Data Input Sheet'!$B$7:$B$116,0),MATCH(L$137,'Data Input Sheet'!$B$6:$S$6,0))))","v":""}]
["Number of Meter Reading Operations","input90",{"$f":"IF(OFFSET(INDIRECT($B218),0,3)=0,\"\",IF(INDEX('Data Input Sheet'!$B$7:$S$116,MATCH($B218,'Data Input Sheet'!$B$7:$B$116,0),MATCH(C$137,'Data Input Sheet'!$B$6:$S$6,0))=\"\",\"\",INDEX('Data Input Sheet'!$B$7:$S$116,MATCH($B218,'Data Input Sheet'!$B$7:$B$116,0),MATCH(C$137,'Data Input Sheet'!$B$6:$S$6,0))))","v":""},{"$f":"IF(OFFSET(INDIRECT($B218),0,3)=0,\"\",IF(INDEX('Data Input Sheet'!$B$7:$S$116,MATCH($B218,'Data Input Sheet'!$B$7:$B$116,0),MATCH(D$137,'Data Input Sheet'!$B$6:$S$6,0))=\"\",\"\",INDEX('Data Input Sheet'!$B$7:$S$116,MATCH($B218,'Data Input Sheet'!$B$7:$B$116,0),MATCH(D$137,'Data Input Sheet'!$B$6:$S$6,0))))","v":""},{"$f":"IF(OFFSET(INDIRECT($B218),0,3)=0,\"\",IF(INDEX('Data Input Sheet'!$B$7:$S$116,MATCH($B218,'Data Input Sheet'!$B$7:$B$116,0),MATCH(E$137,'Data Input Sheet'!$B$6:$S$6,0))=\"\",\"\",INDEX('Data Input Sheet'!$B$7:$S$116,MATCH($B218,'Data Input Sheet'!$B$7:$B$116,0),MATCH(E$137,'Data Input Sheet'!$B$6:$S$6,0))))","v":""},{"$f":"IF(OFFSET(INDIRECT($B218),0,3)=0,\"\",IF(INDEX('Data Input Sheet'!$B$7:$S$116,MATCH($B218,'Data Input Sheet'!$B$7:$B$116,0),MATCH(F$137,'Data Input Sheet'!$B$6:$S$6,0))=\"\",\"\",INDEX('Data Input Sheet'!$B$7:$S$116,MATCH($B218,'Data Input Sheet'!$B$7:$B$116,0),MATCH(F$137,'Data Input Sheet'!$B$6:$S$6,0))))","v":""},{"$f":"IF(OFFSET(INDIRECT($B218),0,3)=0,\"\",IF(INDEX('Data Input Sheet'!$B$7:$S$116,MATCH($B218,'Data Input Sheet'!$B$7:$B$116,0),MATCH(G$137,'Data Input Sheet'!$B$6:$S$6,0))=\"\",\"\",INDEX('Data Input Sheet'!$B$7:$S$116,MATCH($B218,'Data Input Sheet'!$B$7:$B$116,0),MATCH(G$137,'Data Input Sheet'!$B$6:$S$6,0))))","v":""},{"$f":"IF(OFFSET(INDIRECT($B218),0,3)=0,\"\",IF(INDEX('Data Input Sheet'!$B$7:$S$116,MATCH($B218,'Data Input Sheet'!$B$7:$B$116,0),MATCH(H$137,'Data Input Sheet'!$B$6:$S$6,0))=\"\",\"\",INDEX('Data Input Sheet'!$B$7:$S$116,MATCH($B218,'Data Input Sheet'!$B$7:$B$116,0),MATCH(H$137,'Data Input Sheet'!$B$6:$S$6,0))))","v":""},{"$f":"IF(OFFSET(INDIRECT($B218),0,3)=0,\"\",IF(INDEX('Data Input Sheet'!$B$7:$S$116,MATCH($B218,'Data Input Sheet'!$B$7:$B$116,0),MATCH(I$137,'Data Input Sheet'!$B$6:$S$6,0))=\"\",\"\",INDEX('Data Input Sheet'!$B$7:$S$116,MATCH($B218,'Data Input Sheet'!$B$7:$B$116,0),MATCH(I$137,'Data Input Sheet'!$B$6:$S$6,0))))","v":""},{"$f":"IF(OFFSET(INDIRECT($B218),0,3)=0,\"\",IF(INDEX('Data Input Sheet'!$B$7:$S$116,MATCH($B218,'Data Input Sheet'!$B$7:$B$116,0),MATCH(J$137,'Data Input Sheet'!$B$6:$S$6,0))=\"\",\"\",INDEX('Data Input Sheet'!$B$7:$S$116,MATCH($B218,'Data Input Sheet'!$B$7:$B$116,0),MATCH(J$137,'Data Input Sheet'!$B$6:$S$6,0))))","v":""},{"$f":"IF(OFFSET(INDIRECT($B218),0,3)=0,\"\",IF(INDEX('Data Input Sheet'!$B$7:$S$116,MATCH($B218,'Data Input Sheet'!$B$7:$B$116,0),MATCH(K$137,'Data Input Sheet'!$B$6:$S$6,0))=\"\",\"\",INDEX('Data Input Sheet'!$B$7:$S$116,MATCH($B218,'Data Input Sheet'!$B$7:$B$116,0),MATCH(K$137,'Data Input Sheet'!$B$6:$S$6,0))))","v":""},{"$f":"IF(OFFSET(INDIRECT($B218),0,3)=0,\"\",IF(INDEX('Data Input Sheet'!$B$7:$S$116,MATCH($B218,'Data Input Sheet'!$B$7:$B$116,0),MATCH(L$137,'Data Input Sheet'!$B$6:$S$6,0))=\"\",\"\",INDEX('Data Input Sheet'!$B$7:$S$116,MATCH($B218,'Data Input Sheet'!$B$7:$B$116,0),MATCH(L$137,'Data Input Sheet'!$B$6:$S$6,0))))","v":""}]
["Average Miles Traveled per meter read","input91",{"$f":"IF(OFFSET(INDIRECT($B219),0,3)=0,\"\",IF(INDEX('Data Input Sheet'!$B$7:$S$116,MATCH($B219,'Data Input Sheet'!$B$7:$B$116,0),MATCH(C$137,'Data Input Sheet'!$B$6:$S$6,0))=\"\",\"\",INDEX('Data Input Sheet'!$B$7:$S$116,MATCH($B219,'Data Input Sheet'!$B$7:$B$116,0),MATCH(C$137,'Data Input Sheet'!$B$6:$S$6,0))))","v":""},{"$f":"IF(OFFSET(INDIRECT($B219),0,3)=0,\"\",IF(INDEX('Data Input Sheet'!$B$7:$S$116,MATCH($B219,'Data Input Sheet'!$B$7:$B$116,0),MATCH(D$137,'Data Input Sheet'!$B$6:$S$6,0))=\"\",\"\",INDEX('Data Input Sheet'!$B$7:$S$116,MATCH($B219,'Data Input Sheet'!$B$7:$B$116,0),MATCH(D$137,'Data Input Sheet'!$B$6:$S$6,0))))","v":""},{"$f":"IF(OFFSET(INDIRECT($B219),0,3)=0,\"\",IF(INDEX('Data Input Sheet'!$B$7:$S$116,MATCH($B219,'Data Input Sheet'!$B$7:$B$116,0),MATCH(E$137,'Data Input Sheet'!$B$6:$S$6,0))=\"\",\"\",INDEX('Data Input Sheet'!$B$7:$S$116,MATCH($B219,'Data Input Sheet'!$B$7:$B$116,0),MATCH(E$137,'Data Input Sheet'!$B$6:$S$6,0))))","v":""},{"$f":"IF(OFFSET(INDIRECT($B219),0,3)=0,\"\",IF(INDEX('Data Input Sheet'!$B$7:$S$116,MATCH($B219,'Data Input Sheet'!$B$7:$B$116,0),MATCH(F$137,'Data Input Sheet'!$B$6:$S$6,0))=\"\",\"\",INDEX('Data Input Sheet'!$B$7:$S$116,MATCH($B219,'Data Input Sheet'!$B$7:$B$116,0),MATCH(F$137,'Data Input Sheet'!$B$6:$S$6,0))))","v":""},{"$f":"IF(OFFSET(INDIRECT($B219),0,3)=0,\"\",IF(INDEX('Data Input Sheet'!$B$7:$S$116,MATCH($B219,'Data Input Sheet'!$B$7:$B$116,0),MATCH(G$137,'Data Input Sheet'!$B$6:$S$6,0))=\"\",\"\",INDEX('Data Input Sheet'!$B$7:$S$116,MATCH($B219,'Data Input Sheet'!$B$7:$B$116,0),MATCH(G$137,'Data Input Sheet'!$B$6:$S$6,0))))","v":""},{"$f":"IF(OFFSET(INDIRECT($B219),0,3)=0,\"\",IF(INDEX('Data Input Sheet'!$B$7:$S$116,MATCH($B219,'Data Input Sheet'!$B$7:$B$116,0),MATCH(H$137,'Data Input Sheet'!$B$6:$S$6,0))=\"\",\"\",INDEX('Data Input Sheet'!$B$7:$S$116,MATCH($B219,'Data Input Sheet'!$B$7:$B$116,0),MATCH(H$137,'Data Input Sheet'!$B$6:$S$6,0))))","v":""},{"$f":"IF(OFFSET(INDIRECT($B219),0,3)=0,\"\",IF(INDEX('Data Input Sheet'!$B$7:$S$116,MATCH($B219,'Data Input Sheet'!$B$7:$B$116,0),MATCH(I$137,'Data Input Sheet'!$B$6:$S$6,0))=\"\",\"\",INDEX('Data Input Sheet'!$B$7:$S$116,MATCH($B219,'Data Input Sheet'!$B$7:$B$116,0),MATCH(I$137,'Data Input Sheet'!$B$6:$S$6,0))))","v":""},{"$f":"IF(OFFSET(INDIRECT($B219),0,3)=0,\"\",IF(INDEX('Data Input Sheet'!$B$7:$S$116,MATCH($B219,'Data Input Sheet'!$B$7:$B$116,0),MATCH(J$137,'Data Input Sheet'!$B$6:$S$6,0))=\"\",\"\",INDEX('Data Input Sheet'!$B$7:$S$116,MATCH($B219,'Data Input Sheet'!$B$7:$B$116,0),MATCH(J$137,'Data Input Sheet'!$B$6:$S$6,0))))","v":""},{"$f":"IF(OFFSET(INDIRECT($B219),0,3)=0,\"\",IF(INDEX('Data Input Sheet'!$B$7:$S$116,MATCH($B219,'Data Input Sheet'!$B$7:$B$116,0),MATCH(K$137,'Data Input Sheet'!$B$6:$S$6,0))=\"\",\"\",INDEX('Data Input Sheet'!$B$7:$S$116,MATCH($B219,'Data Input Sheet'!$B$7:$B$116,0),MATCH(K$137,'Data Input Sheet'!$B$6:$S$6,0))))","v":""},{"$f":"IF(OFFSET(INDIRECT($B219),0,3)=0,\"\",IF(INDEX('Data Input Sheet'!$B$7:$S$116,MATCH($B219,'Data Input Sheet'!$B$7:$B$116,0),MATCH(L$137,'Data Input Sheet'!$B$6:$S$6,0))=\"\",\"\",INDEX('Data Input Sheet'!$B$7:$S$116,MATCH($B219,'Data Input Sheet'!$B$7:$B$116,0),MATCH(L$137,'Data Input Sheet'!$B$6:$S$6,0))))","v":""}]
["Average Fuel Efficiency for Real-Time Load Measurement/Management Service Vehicle","input92",{"$f":"IF(OFFSET(INDIRECT($B220),0,3)=0,\"\",IF(INDEX('Data Input Sheet'!$B$7:$S$116,MATCH($B220,'Data Input Sheet'!$B$7:$B$116,0),MATCH(C$137,'Data Input Sheet'!$B$6:$S$6,0))=\"\",\"\",INDEX('Data Input Sheet'!$B$7:$S$116,MATCH($B220,'Data Input Sheet'!$B$7:$B$116,0),MATCH(C$137,'Data Input Sheet'!$B$6:$S$6,0))))","v":""},{"$f":"IF(OFFSET(INDIRECT($B220),0,3)=0,\"\",IF(INDEX('Data Input Sheet'!$B$7:$S$116,MATCH($B220,'Data Input Sheet'!$B$7:$B$116,0),MATCH(D$137,'Data Input Sheet'!$B$6:$S$6,0))=\"\",\"\",INDEX('Data Input Sheet'!$B$7:$S$116,MATCH($B220,'Data Input Sheet'!$B$7:$B$116,0),MATCH(D$137,'Data Input Sheet'!$B$6:$S$6,0))))","v":""},{"$f":"IF(OFFSET(INDIRECT($B220),0,3)=0,\"\",IF(INDEX('Data Input Sheet'!$B$7:$S$116,MATCH($B220,'Data Input Sheet'!$B$7:$B$116,0),MATCH(E$137,'Data Input Sheet'!$B$6:$S$6,0))=\"\",\"\",INDEX('Data Input Sheet'!$B$7:$S$116,MATCH($B220,'Data Input Sheet'!$B$7:$B$116,0),MATCH(E$137,'Data Input Sheet'!$B$6:$S$6,0))))","v":""},{"$f":"IF(OFFSET(INDIRECT($B220),0,3)=0,\"\",IF(INDEX('Data Input Sheet'!$B$7:$S$116,MATCH($B220,'Data Input Sheet'!$B$7:$B$116,0),MATCH(F$137,'Data Input Sheet'!$B$6:$S$6,0))=\"\",\"\",INDEX('Data Input Sheet'!$B$7:$S$116,MATCH($B220,'Data Input Sheet'!$B$7:$B$116,0),MATCH(F$137,'Data Input Sheet'!$B$6:$S$6,0))))","v":""},{"$f":"IF(OFFSET(INDIRECT($B220),0,3)=0,\"\",IF(INDEX('Data Input Sheet'!$B$7:$S$116,MATCH($B220,'Data Input Sheet'!$B$7:$B$116,0),MATCH(G$137,'Data Input Sheet'!$B$6:$S$6,0))=\"\",\"\",INDEX('Data Input Sheet'!$B$7:$S$116,MATCH($B220,'Data Input Sheet'!$B$7:$B$116,0),MATCH(G$137,'Data Input Sheet'!$B$6:$S$6,0))))","v":""},{"$f":"IF(OFFSET(INDIRECT($B220),0,3)=0,\"\",IF(INDEX('Data Input Sheet'!$B$7:$S$116,MATCH($B220,'Data Input Sheet'!$B$7:$B$116,0),MATCH(H$137,'Data Input Sheet'!$B$6:$S$6,0))=\"\",\"\",INDEX('Data Input Sheet'!$B$7:$S$116,MATCH($B220,'Data Input Sheet'!$B$7:$B$116,0),MATCH(H$137,'Data Input Sheet'!$B$6:$S$6,0))))","v":""},{"$f":"IF(OFFSET(INDIRECT($B220),0,3)=0,\"\",IF(INDEX('Data Input Sheet'!$B$7:$S$116,MATCH($B220,'Data Input Sheet'!$B$7:$B$116,0),MATCH(I$137,'Data Input Sheet'!$B$6:$S$6,0))=\"\",\"\",INDEX('Data Input Sheet'!$B$7:$S$116,MATCH($B220,'Data Input Sheet'!$B$7:$B$116,0),MATCH(I$137,'Data Input Sheet'!$B$6:$S$6,0))))","v":""},{"$f":"IF(OFFSET(INDIRECT($B220),0,3)=0,\"\",IF(INDEX('Data Input Sheet'!$B$7:$S$116,MATCH($B220,'Data Input Sheet'!$B$7:$B$116,0),MATCH(J$137,'Data Input Sheet'!$B$6:$S$6,0))=\"\",\"\",INDEX('Data Input Sheet'!$B$7:$S$116,MATCH($B220,'Data Input Sheet'!$B$7:$B$116,0),MATCH(J$137,'Data Input Sheet'!$B$6:$S$6,0))))","v":""},{"$f":"IF(OFFSET(INDIRECT($B220),0,3)=0,\"\",IF(INDEX('Data Input Sheet'!$B$7:$S$116,MATCH($B220,'Data Input Sheet'!$B$7:$B$116,0),MATCH(K$137,'Data Input Sheet'!$B$6:$S$6,0))=\"\",\"\",INDEX('Data Input Sheet'!$B$7:$S$116,MATCH($B220,'Data Input Sheet'!$B$7:$B$116,0),MATCH(K$137,'Data Input Sheet'!$B$6:$S$6,0))))","v":""},{"$f":"IF(OFFSET(INDIRECT($B220),0,3)=0,\"\",IF(INDEX('Data Input Sheet'!$B$7:$S$116,MATCH($B220,'Data Input Sheet'!$B$7:$B$116,0),MATCH(L$137,'Data Input Sheet'!$B$6:$S$6,0))=\"\",\"\",INDEX('Data Input Sheet'!$B$7:$S$116,MATCH($B220,'Data Input Sheet'!$B$7:$B$116,0),MATCH(L$137,'Data Input Sheet'!$B$6:$S$6,0))))","v":""}]
["kWh of Electricity Consumed by PEVs","input93",{"$f":"IF(OFFSET(INDIRECT($B221),0,3)=0,\"\",IF(INDEX('Data Input Sheet'!$B$7:$S$116,MATCH($B221,'Data Input Sheet'!$B$7:$B$116,0),MATCH(C$137,'Data Input Sheet'!$B$6:$S$6,0))=\"\",\"\",INDEX('Data Input Sheet'!$B$7:$S$116,MATCH($B221,'Data Input Sheet'!$B$7:$B$116,0),MATCH(C$137,'Data Input Sheet'!$B$6:$S$6,0))))","v":""},{"$f":"IF(OFFSET(INDIRECT($B221),0,3)=0,\"\",IF(INDEX('Data Input Sheet'!$B$7:$S$116,MATCH($B221,'Data Input Sheet'!$B$7:$B$116,0),MATCH(D$137,'Data Input Sheet'!$B$6:$S$6,0))=\"\",\"\",INDEX('Data Input Sheet'!$B$7:$S$116,MATCH($B221,'Data Input Sheet'!$B$7:$B$116,0),MATCH(D$137,'Data Input Sheet'!$B$6:$S$6,0))))","v":""},{"$f":"IF(OFFSET(INDIRECT($B221),0,3)=0,\"\",IF(INDEX('Data Input Sheet'!$B$7:$S$116,MATCH($B221,'Data Input Sheet'!$B$7:$B$116,0),MATCH(E$137,'Data Input Sheet'!$B$6:$S$6,0))=\"\",\"\",INDEX('Data Input Sheet'!$B$7:$S$116,MATCH($B221,'Data Input Sheet'!$B$7:$B$116,0),MATCH(E$137,'Data Input Sheet'!$B$6:$S$6,0))))","v":""},{"$f":"IF(OFFSET(INDIRECT($B221),0,3)=0,\"\",IF(INDEX('Data Input Sheet'!$B$7:$S$116,MATCH($B221,'Data Input Sheet'!$B$7:$B$116,0),MATCH(F$137,'Data Input Sheet'!$B$6:$S$6,0))=\"\",\"\",INDEX('Data Input Sheet'!$B$7:$S$116,MATCH($B221,'Data Input Sheet'!$B$7:$B$116,0),MATCH(F$137,'Data Input Sheet'!$B$6:$S$6,0))))","v":""},{"$f":"IF(OFFSET(INDIRECT($B221),0,3)=0,\"\",IF(INDEX('Data Input Sheet'!$B$7:$S$116,MATCH($B221,'Data Input Sheet'!$B$7:$B$116,0),MATCH(G$137,'Data Input Sheet'!$B$6:$S$6,0))=\"\",\"\",INDEX('Data Input Sheet'!$B$7:$S$116,MATCH($B221,'Data Input Sheet'!$B$7:$B$116,0),MATCH(G$137,'Data Input Sheet'!$B$6:$S$6,0))))","v":""},{"$f":"IF(OFFSET(INDIRECT($B221),0,3)=0,\"\",IF(INDEX('Data Input Sheet'!$B$7:$S$116,MATCH($B221,'Data Input Sheet'!$B$7:$B$116,0),MATCH(H$137,'Data Input Sheet'!$B$6:$S$6,0))=\"\",\"\",INDEX('Data Input Sheet'!$B$7:$S$116,MATCH($B221,'Data Input Sheet'!$B$7:$B$116,0),MATCH(H$137,'Data Input Sheet'!$B$6:$S$6,0))))","v":""},{"$f":"IF(OFFSET(INDIRECT($B221),0,3)=0,\"\",IF(INDEX('Data Input Sheet'!$B$7:$S$116,MATCH($B221,'Data Input Sheet'!$B$7:$B$116,0),MATCH(I$137,'Data Input Sheet'!$B$6:$S$6,0))=\"\",\"\",INDEX('Data Input Sheet'!$B$7:$S$116,MATCH($B221,'Data Input Sheet'!$B$7:$B$116,0),MATCH(I$137,'Data Input Sheet'!$B$6:$S$6,0))))","v":""},{"$f":"IF(OFFSET(INDIRECT($B221),0,3)=0,\"\",IF(INDEX('Data Input Sheet'!$B$7:$S$116,MATCH($B221,'Data Input Sheet'!$B$7:$B$116,0),MATCH(J$137,'Data Input Sheet'!$B$6:$S$6,0))=\"\",\"\",INDEX('Data Input Sheet'!$B$7:$S$116,MATCH($B221,'Data Input Sheet'!$B$7:$B$116,0),MATCH(J$137,'Data Input Sheet'!$B$6:$S$6,0))))","v":""},{"$f":"IF(OFFSET(INDIRECT($B221),0,3)=0,\"\",IF(INDEX('Data Input Sheet'!$B$7:$S$116,MATCH($B221,'Data Input Sheet'!$B$7:$B$116,0),MATCH(K$137,'Data Input Sheet'!$B$6:$S$6,0))=\"\",\"\",INDEX('Data Input Sheet'!$B$7:$S$116,MATCH($B221,'Data Input Sheet'!$B$7:$B$116,0),MATCH(K$137,'Data Input Sheet'!$B$6:$S$6,0))))","v":""},{"$f":"IF(OFFSET(INDIRECT($B221),0,3)=0,\"\",IF(INDEX('Data Input Sheet'!$B$7:$S$116,MATCH($B221,'Data Input Sheet'!$B$7:$B$116,0),MATCH(L$137,'Data Input Sheet'!$B$6:$S$6,0))=\"\",\"\",INDEX('Data Input Sheet'!$B$7:$S$116,MATCH($B221,'Data Input Sheet'!$B$7:$B$116,0),MATCH(L$137,'Data Input Sheet'!$B$6:$S$6,0))))","v":""}]
["Electricity to Fuel Conversion Factor","input94",{"$f":"IF(OFFSET(INDIRECT($B222),0,3)=0,\"\",IF(INDEX('Data Input Sheet'!$B$7:$S$116,MATCH($B222,'Data Input Sheet'!$B$7:$B$116,0),MATCH(C$137,'Data Input Sheet'!$B$6:$S$6,0))=\"\",\"\",INDEX('Data Input Sheet'!$B$7:$S$116,MATCH($B222,'Data Input Sheet'!$B$7:$B$116,0),MATCH(C$137,'Data Input Sheet'!$B$6:$S$6,0))))","v":""},{"$f":"IF(OFFSET(INDIRECT($B222),0,3)=0,\"\",IF(INDEX('Data Input Sheet'!$B$7:$S$116,MATCH($B222,'Data Input Sheet'!$B$7:$B$116,0),MATCH(D$137,'Data Input Sheet'!$B$6:$S$6,0))=\"\",\"\",INDEX('Data Input Sheet'!$B$7:$S$116,MATCH($B222,'Data Input Sheet'!$B$7:$B$116,0),MATCH(D$137,'Data Input Sheet'!$B$6:$S$6,0))))","v":""},{"$f":"IF(OFFSET(INDIRECT($B222),0,3)=0,\"\",IF(INDEX('Data Input Sheet'!$B$7:$S$116,MATCH($B222,'Data Input Sheet'!$B$7:$B$116,0),MATCH(E$137,'Data Input Sheet'!$B$6:$S$6,0))=\"\",\"\",INDEX('Data Input Sheet'!$B$7:$S$116,MATCH($B222,'Data Input Sheet'!$B$7:$B$116,0),MATCH(E$137,'Data Input Sheet'!$B$6:$S$6,0))))","v":""},{"$f":"IF(OFFSET(INDIRECT($B222),0,3)=0,\"\",IF(INDEX('Data Input Sheet'!$B$7:$S$116,MATCH($B222,'Data Input Sheet'!$B$7:$B$116,0),MATCH(F$137,'Data Input Sheet'!$B$6:$S$6,0))=\"\",\"\",INDEX('Data Input Sheet'!$B$7:$S$116,MATCH($B222,'Data Input Sheet'!$B$7:$B$116,0),MATCH(F$137,'Data Input Sheet'!$B$6:$S$6,0))))","v":""},{"$f":"IF(OFFSET(INDIRECT($B222),0,3)=0,\"\",IF(INDEX('Data Input Sheet'!$B$7:$S$116,MATCH($B222,'Data Input Sheet'!$B$7:$B$116,0),MATCH(G$137,'Data Input Sheet'!$B$6:$S$6,0))=\"\",\"\",INDEX('Data Input Sheet'!$B$7:$S$116,MATCH($B222,'Data Input Sheet'!$B$7:$B$116,0),MATCH(G$137,'Data Input Sheet'!$B$6:$S$6,0))))","v":""},{"$f":"IF(OFFSET(INDIRECT($B222),0,3)=0,\"\",IF(INDEX('Data Input Sheet'!$B$7:$S$116,MATCH($B222,'Data Input Sheet'!$B$7:$B$116,0),MATCH(H$137,'Data Input Sheet'!$B$6:$S$6,0))=\"\",\"\",INDEX('Data Input Sheet'!$B$7:$S$116,MATCH($B222,'Data Input Sheet'!$B$7:$B$116,0),MATCH(H$137,'Data Input Sheet'!$B$6:$S$6,0))))","v":""},{"$f":"IF(OFFSET(INDIRECT($B222),0,3)=0,\"\",IF(INDEX('Data Input Sheet'!$B$7:$S$116,MATCH($B222,'Data Input Sheet'!$B$7:$B$116,0),MATCH(I$137,'Data Input Sheet'!$B$6:$S$6,0))=\"\",\"\",INDEX('Data Input Sheet'!$B$7:$S$116,MATCH($B222,'Data Input Sheet'!$B$7:$B$116,0),MATCH(I$137,'Data Input Sheet'!$B$6:$S$6,0))))","v":""},{"$f":"IF(OFFSET(INDIRECT($B222),0,3)=0,\"\",IF(INDEX('Data Input Sheet'!$B$7:$S$116,MATCH($B222,'Data Input Sheet'!$B$7:$B$116,0),MATCH(J$137,'Data Input Sheet'!$B$6:$S$6,0))=\"\",\"\",INDEX('Data Input Sheet'!$B$7:$S$116,MATCH($B222,'Data Input Sheet'!$B$7:$B$116,0),MATCH(J$137,'Data Input Sheet'!$B$6:$S$6,0))))","v":""},{"$f":"IF(OFFSET(INDIRECT($B222),0,3)=0,\"\",IF(INDEX('Data Input Sheet'!$B$7:$S$116,MATCH($B222,'Data Input Sheet'!$B$7:$B$116,0),MATCH(K$137,'Data Input Sheet'!$B$6:$S$6,0))=\"\",\"\",INDEX('Data Input Sheet'!$B$7:$S$116,MATCH($B222,'Data Input Sheet'!$B$7:$B$116,0),MATCH(K$137,'Data Input Sheet'!$B$6:$S$6,0))))","v":""},{"$f":"IF(OFFSET(INDIRECT($B222),0,3)=0,\"\",IF(INDEX('Data Input Sheet'!$B$7:$S$116,MATCH($B222,'Data Input Sheet'!$B$7:$B$116,0),MATCH(L$137,'Data Input Sheet'!$B$6:$S$6,0))=\"\",\"\",INDEX('Data Input Sheet'!$B$7:$S$116,MATCH($B222,'Data Input Sheet'!$B$7:$B$116,0),MATCH(L$137,'Data Input Sheet'!$B$6:$S$6,0))))","v":""}]
["CO2 Emissions per Gallon of Fuel","input68",{"$f":"IF(OFFSET(INDIRECT($B223),0,3)=0,\"\",IF(INDEX('Data Input Sheet'!$B$7:$S$116,MATCH($B223,'Data Input Sheet'!$B$7:$B$116,0),MATCH(C$137,'Data Input Sheet'!$B$6:$S$6,0))=\"\",\"\",INDEX('Data Input Sheet'!$B$7:$S$116,MATCH($B223,'Data Input Sheet'!$B$7:$B$116,0),MATCH(C$137,'Data Input Sheet'!$B$6:$S$6,0))))","v":""},{"$f":"IF(OFFSET(INDIRECT($B223),0,3)=0,\"\",IF(INDEX('Data Input Sheet'!$B$7:$S$116,MATCH($B223,'Data Input Sheet'!$B$7:$B$116,0),MATCH(D$137,'Data Input Sheet'!$B$6:$S$6,0))=\"\",\"\",INDEX('Data Input Sheet'!$B$7:$S$116,MATCH($B223,'Data Input Sheet'!$B$7:$B$116,0),MATCH(D$137,'Data Input Sheet'!$B$6:$S$6,0))))","v":""},{"$f":"IF(OFFSET(INDIRECT($B223),0,3)=0,\"\",IF(INDEX('Data Input Sheet'!$B$7:$S$116,MATCH($B223,'Data Input Sheet'!$B$7:$B$116,0),MATCH(E$137,'Data Input Sheet'!$B$6:$S$6,0))=\"\",\"\",INDEX('Data Input Sheet'!$B$7:$S$116,MATCH($B223,'Data Input Sheet'!$B$7:$B$116,0),MATCH(E$137,'Data Input Sheet'!$B$6:$S$6,0))))","v":""},{"$f":"IF(OFFSET(INDIRECT($B223),0,3)=0,\"\",IF(INDEX('Data Input Sheet'!$B$7:$S$116,MATCH($B223,'Data Input Sheet'!$B$7:$B$116,0),MATCH(F$137,'Data Input Sheet'!$B$6:$S$6,0))=\"\",\"\",INDEX('Data Input Sheet'!$B$7:$S$116,MATCH($B223,'Data Input Sheet'!$B$7:$B$116,0),MATCH(F$137,'Data Input Sheet'!$B$6:$S$6,0))))","v":""},{"$f":"IF(OFFSET(INDIRECT($B223),0,3)=0,\"\",IF(INDEX('Data Input Sheet'!$B$7:$S$116,MATCH($B223,'Data Input Sheet'!$B$7:$B$116,0),MATCH(G$137,'Data Input Sheet'!$B$6:$S$6,0))=\"\",\"\",INDEX('Data Input Sheet'!$B$7:$S$116,MATCH($B223,'Data Input Sheet'!$B$7:$B$116,0),MATCH(G$137,'Data Input Sheet'!$B$6:$S$6,0))))","v":""},{"$f":"IF(OFFSET(INDIRECT($B223),0,3)=0,\"\",IF(INDEX('Data Input Sheet'!$B$7:$S$116,MATCH($B223,'Data Input Sheet'!$B$7:$B$116,0),MATCH(H$137,'Data Input Sheet'!$B$6:$S$6,0))=\"\",\"\",INDEX('Data Input Sheet'!$B$7:$S$116,MATCH($B223,'Data Input Sheet'!$B$7:$B$116,0),MATCH(H$137,'Data Input Sheet'!$B$6:$S$6,0))))","v":""},{"$f":"IF(OFFSET(INDIRECT($B223),0,3)=0,\"\",IF(INDEX('Data Input Sheet'!$B$7:$S$116,MATCH($B223,'Data Input Sheet'!$B$7:$B$116,0),MATCH(I$137,'Data Input Sheet'!$B$6:$S$6,0))=\"\",\"\",INDEX('Data Input Sheet'!$B$7:$S$116,MATCH($B223,'Data Input Sheet'!$B$7:$B$116,0),MATCH(I$137,'Data Input Sheet'!$B$6:$S$6,0))))","v":""},{"$f":"IF(OFFSET(INDIRECT($B223),0,3)=0,\"\",IF(INDEX('Data Input Sheet'!$B$7:$S$116,MATCH($B223,'Data Input Sheet'!$B$7:$B$116,0),MATCH(J$137,'Data Input Sheet'!$B$6:$S$6,0))=\"\",\"\",INDEX('Data Input Sheet'!$B$7:$S$116,MATCH($B223,'Data Input Sheet'!$B$7:$B$116,0),MATCH(J$137,'Data Input Sheet'!$B$6:$S$6,0))))","v":""},{"$f":"IF(OFFSET(INDIRECT($B223),0,3)=0,\"\",IF(INDEX('Data Input Sheet'!$B$7:$S$116,MATCH($B223,'Data Input Sheet'!$B$7:$B$116,0),MATCH(K$137,'Data Input Sheet'!$B$6:$S$6,0))=\"\",\"\",INDEX('Data Input Sheet'!$B$7:$S$116,MATCH($B223,'Data Input Sheet'!$B$7:$B$116,0),MATCH(K$137,'Data Input Sheet'!$B$6:$S$6,0))))","v":""},{"$f":"IF(OFFSET(INDIRECT($B223),0,3)=0,\"\",IF(INDEX('Data Input Sheet'!$B$7:$S$116,MATCH($B223,'Data Input Sheet'!$B$7:$B$116,0),MATCH(L$137,'Data Input Sheet'!$B$6:$S$6,0))=\"\",\"\",INDEX('Data Input Sheet'!$B$7:$S$116,MATCH($B223,'Data Input Sheet'!$B$7:$B$116,0),MATCH(L$137,'Data Input Sheet'!$B$6:$S$6,0))))","v":""}]
["CO2 Emissions  ","input70",{"$f":"IF(OFFSET(INDIRECT($B224),0,3)=0,\"\",IF(INDEX('Data Input Sheet'!$B$7:$S$116,MATCH($B224,'Data Input Sheet'!$B$7:$B$116,0),MATCH(C$137,'Data Input Sheet'!$B$6:$S$6,0))=\"\",\"\",INDEX('Data Input Sheet'!$B$7:$S$116,MATCH($B224,'Data Input Sheet'!$B$7:$B$116,0),MATCH(C$137,'Data Input Sheet'!$B$6:$S$6,0))))","v":""},{"$f":"IF(OFFSET(INDIRECT($B224),0,3)=0,\"\",IF(INDEX('Data Input Sheet'!$B$7:$S$116,MATCH($B224,'Data Input Sheet'!$B$7:$B$116,0),MATCH(D$137,'Data Input Sheet'!$B$6:$S$6,0))=\"\",\"\",INDEX('Data Input Sheet'!$B$7:$S$116,MATCH($B224,'Data Input Sheet'!$B$7:$B$116,0),MATCH(D$137,'Data Input Sheet'!$B$6:$S$6,0))))","v":""},{"$f":"IF(OFFSET(INDIRECT($B224),0,3)=0,\"\",IF(INDEX('Data Input Sheet'!$B$7:$S$116,MATCH($B224,'Data Input Sheet'!$B$7:$B$116,0),MATCH(E$137,'Data Input Sheet'!$B$6:$S$6,0))=\"\",\"\",INDEX('Data Input Sheet'!$B$7:$S$116,MATCH($B224,'Data Input Sheet'!$B$7:$B$116,0),MATCH(E$137,'Data Input Sheet'!$B$6:$S$6,0))))","v":""},{"$f":"IF(OFFSET(INDIRECT($B224),0,3)=0,\"\",IF(INDEX('Data Input Sheet'!$B$7:$S$116,MATCH($B224,'Data Input Sheet'!$B$7:$B$116,0),MATCH(F$137,'Data Input Sheet'!$B$6:$S$6,0))=\"\",\"\",INDEX('Data Input Sheet'!$B$7:$S$116,MATCH($B224,'Data Input Sheet'!$B$7:$B$116,0),MATCH(F$137,'Data Input Sheet'!$B$6:$S$6,0))))","v":""},{"$f":"IF(OFFSET(INDIRECT($B224),0,3)=0,\"\",IF(INDEX('Data Input Sheet'!$B$7:$S$116,MATCH($B224,'Data Input Sheet'!$B$7:$B$116,0),MATCH(G$137,'Data Input Sheet'!$B$6:$S$6,0))=\"\",\"\",INDEX('Data Input Sheet'!$B$7:$S$116,MATCH($B224,'Data Input Sheet'!$B$7:$B$116,0),MATCH(G$137,'Data Input Sheet'!$B$6:$S$6,0))))","v":""},{"$f":"IF(OFFSET(INDIRECT($B224),0,3)=0,\"\",IF(INDEX('Data Input Sheet'!$B$7:$S$116,MATCH($B224,'Data Input Sheet'!$B$7:$B$116,0),MATCH(H$137,'Data Input Sheet'!$B$6:$S$6,0))=\"\",\"\",INDEX('Data Input Sheet'!$B$7:$S$116,MATCH($B224,'Data Input Sheet'!$B$7:$B$116,0),MATCH(H$137,'Data Input Sheet'!$B$6:$S$6,0))))","v":""},{"$f":"IF(OFFSET(INDIRECT($B224),0,3)=0,\"\",IF(INDEX('Data Input Sheet'!$B$7:$S$116,MATCH($B224,'Data Input Sheet'!$B$7:$B$116,0),MATCH(I$137,'Data Input Sheet'!$B$6:$S$6,0))=\"\",\"\",INDEX('Data Input Sheet'!$B$7:$S$116,MATCH($B224,'Data Input Sheet'!$B$7:$B$116,0),MATCH(I$137,'Data Input Sheet'!$B$6:$S$6,0))))","v":""},{"$f":"IF(OFFSET(INDIRECT($B224),0,3)=0,\"\",IF(INDEX('Data Input Sheet'!$B$7:$S$116,MATCH($B224,'Data Input Sheet'!$B$7:$B$116,0),MATCH(J$137,'Data Input Sheet'!$B$6:$S$6,0))=\"\",\"\",INDEX('Data Input Sheet'!$B$7:$S$116,MATCH($B224,'Data Input Sheet'!$B$7:$B$116,0),MATCH(J$137,'Data Input Sheet'!$B$6:$S$6,0))))","v":""},{"$f":"IF(OFFSET(INDIRECT($B224),0,3)=0,\"\",IF(INDEX('Data Input Sheet'!$B$7:$S$116,MATCH($B224,'Data Input Sheet'!$B$7:$B$116,0),MATCH(K$137,'Data Input Sheet'!$B$6:$S$6,0))=\"\",\"\",INDEX('Data Input Sheet'!$B$7:$S$116,MATCH($B224,'Data Input Sheet'!$B$7:$B$116,0),MATCH(K$137,'Data Input Sheet'!$B$6:$S$6,0))))","v":""},{"$f":"IF(OFFSET(INDIRECT($B224),0,3)=0,\"\",IF(INDEX('Data Input Sheet'!$B$7:$S$116,MATCH($B224,'Data Input Sheet'!$B$7:$B$116,0),MATCH(L$137,'Data Input Sheet'!$B$6:$S$6,0))=\"\",\"\",INDEX('Data Input Sheet'!$B$7:$S$116,MATCH($B224,'Data Input Sheet'!$B$7:$B$116,0),MATCH(L$137,'Data Input Sheet'!$B$6:$S$6,0))))","v":""}]
["Value of CO2","input71",{"$f":"IF(OFFSET(INDIRECT($B225),0,3)=0,\"\",IF(INDEX('Data Input Sheet'!$B$7:$S$116,MATCH($B225,'Data Input Sheet'!$B$7:$B$116,0),MATCH(C$137,'Data Input Sheet'!$B$6:$S$6,0))=\"\",\"\",INDEX('Data Input Sheet'!$B$7:$S$116,MATCH($B225,'Data Input Sheet'!$B$7:$B$116,0),MATCH(C$137,'Data Input Sheet'!$B$6:$S$6,0))))","v":""},{"$f":"IF(OFFSET(INDIRECT($B225),0,3)=0,\"\",IF(INDEX('Data Input Sheet'!$B$7:$S$116,MATCH($B225,'Data Input Sheet'!$B$7:$B$116,0),MATCH(D$137,'Data Input Sheet'!$B$6:$S$6,0))=\"\",\"\",INDEX('Data Input Sheet'!$B$7:$S$116,MATCH($B225,'Data Input Sheet'!$B$7:$B$116,0),MATCH(D$137,'Data Input Sheet'!$B$6:$S$6,0))))","v":""},{"$f":"IF(OFFSET(INDIRECT($B225),0,3)=0,\"\",IF(INDEX('Data Input Sheet'!$B$7:$S$116,MATCH($B225,'Data Input Sheet'!$B$7:$B$116,0),MATCH(E$137,'Data Input Sheet'!$B$6:$S$6,0))=\"\",\"\",INDEX('Data Input Sheet'!$B$7:$S$116,MATCH($B225,'Data Input Sheet'!$B$7:$B$116,0),MATCH(E$137,'Data Input Sheet'!$B$6:$S$6,0))))","v":""},{"$f":"IF(OFFSET(INDIRECT($B225),0,3)=0,\"\",IF(INDEX('Data Input Sheet'!$B$7:$S$116,MATCH($B225,'Data Input Sheet'!$B$7:$B$116,0),MATCH(F$137,'Data Input Sheet'!$B$6:$S$6,0))=\"\",\"\",INDEX('Data Input Sheet'!$B$7:$S$116,MATCH($B225,'Data Input Sheet'!$B$7:$B$116,0),MATCH(F$137,'Data Input Sheet'!$B$6:$S$6,0))))","v":""},{"$f":"IF(OFFSET(INDIRECT($B225),0,3)=0,\"\",IF(INDEX('Data Input Sheet'!$B$7:$S$116,MATCH($B225,'Data Input Sheet'!$B$7:$B$116,0),MATCH(G$137,'Data Input Sheet'!$B$6:$S$6,0))=\"\",\"\",INDEX('Data Input Sheet'!$B$7:$S$116,MATCH($B225,'Data Input Sheet'!$B$7:$B$116,0),MATCH(G$137,'Data Input Sheet'!$B$6:$S$6,0))))","v":""},{"$f":"IF(OFFSET(INDIRECT($B225),0,3)=0,\"\",IF(INDEX('Data Input Sheet'!$B$7:$S$116,MATCH($B225,'Data Input Sheet'!$B$7:$B$116,0),MATCH(H$137,'Data Input Sheet'!$B$6:$S$6,0))=\"\",\"\",INDEX('Data Input Sheet'!$B$7:$S$116,MATCH($B225,'Data Input Sheet'!$B$7:$B$116,0),MATCH(H$137,'Data Input Sheet'!$B$6:$S$6,0))))","v":""},{"$f":"IF(OFFSET(INDIRECT($B225),0,3)=0,\"\",IF(INDEX('Data Input Sheet'!$B$7:$S$116,MATCH($B225,'Data Input Sheet'!$B$7:$B$116,0),MATCH(I$137,'Data Input Sheet'!$B$6:$S$6,0))=\"\",\"\",INDEX('Data Input Sheet'!$B$7:$S$116,MATCH($B225,'Data Input Sheet'!$B$7:$B$116,0),MATCH(I$137,'Data Input Sheet'!$B$6:$S$6,0))))","v":""},{"$f":"IF(OFFSET(INDIRECT($B225),0,3)=0,\"\",IF(INDEX('Data Input Sheet'!$B$7:$S$116,MATCH($B225,'Data Input Sheet'!$B$7:$B$116,0),MATCH(J$137,'Data Input Sheet'!$B$6:$S$6,0))=\"\",\"\",INDEX('Data Input Sheet'!$B$7:$S$116,MATCH($B225,'Data Input Sheet'!$B$7:$B$116,0),MATCH(J$137,'Data Input Sheet'!$B$6:$S$6,0))))","v":""},{"$f":"IF(OFFSET(INDIRECT($B225),0,3)=0,\"\",IF(INDEX('Data Input Sheet'!$B$7:$S$116,MATCH($B225,'Data Input Sheet'!$B$7:$B$116,0),MATCH(K$137,'Data Input Sheet'!$B$6:$S$6,0))=\"\",\"\",INDEX('Data Input Sheet'!$B$7:$S$116,MATCH($B225,'Data Input Sheet'!$B$7:$B$116,0),MATCH(K$137,'Data Input Sheet'!$B$6:$S$6,0))))","v":""},{"$f":"IF(OFFSET(INDIRECT($B225),0,3)=0,\"\",IF(INDEX('Data Input Sheet'!$B$7:$S$116,MATCH($B225,'Data Input Sheet'!$B$7:$B$116,0),MATCH(L$137,'Data Input Sheet'!$B$6:$S$6,0))=\"\",\"\",INDEX('Data Input Sheet'!$B$7:$S$116,MATCH($B225,'Data Input Sheet'!$B$7:$B$116,0),MATCH(L$137,'Data Input Sheet'!$B$6:$S$6,0))))","v":""}]
["Sox Emissions per Gallon of Gas","input72",{"$f":"IF(OFFSET(INDIRECT($B226),0,3)=0,\"\",IF(INDEX('Data Input Sheet'!$B$7:$S$116,MATCH($B226,'Data Input Sheet'!$B$7:$B$116,0),MATCH(C$137,'Data Input Sheet'!$B$6:$S$6,0))=\"\",\"\",INDEX('Data Input Sheet'!$B$7:$S$116,MATCH($B226,'Data Input Sheet'!$B$7:$B$116,0),MATCH(C$137,'Data Input Sheet'!$B$6:$S$6,0))))","v":""},{"$f":"IF(OFFSET(INDIRECT($B226),0,3)=0,\"\",IF(INDEX('Data Input Sheet'!$B$7:$S$116,MATCH($B226,'Data Input Sheet'!$B$7:$B$116,0),MATCH(D$137,'Data Input Sheet'!$B$6:$S$6,0))=\"\",\"\",INDEX('Data Input Sheet'!$B$7:$S$116,MATCH($B226,'Data Input Sheet'!$B$7:$B$116,0),MATCH(D$137,'Data Input Sheet'!$B$6:$S$6,0))))","v":""},{"$f":"IF(OFFSET(INDIRECT($B226),0,3)=0,\"\",IF(INDEX('Data Input Sheet'!$B$7:$S$116,MATCH($B226,'Data Input Sheet'!$B$7:$B$116,0),MATCH(E$137,'Data Input Sheet'!$B$6:$S$6,0))=\"\",\"\",INDEX('Data Input Sheet'!$B$7:$S$116,MATCH($B226,'Data Input Sheet'!$B$7:$B$116,0),MATCH(E$137,'Data Input Sheet'!$B$6:$S$6,0))))","v":""},{"$f":"IF(OFFSET(INDIRECT($B226),0,3)=0,\"\",IF(INDEX('Data Input Sheet'!$B$7:$S$116,MATCH($B226,'Data Input Sheet'!$B$7:$B$116,0),MATCH(F$137,'Data Input Sheet'!$B$6:$S$6,0))=\"\",\"\",INDEX('Data Input Sheet'!$B$7:$S$116,MATCH($B226,'Data Input Sheet'!$B$7:$B$116,0),MATCH(F$137,'Data Input Sheet'!$B$6:$S$6,0))))","v":""},{"$f":"IF(OFFSET(INDIRECT($B226),0,3)=0,\"\",IF(INDEX('Data Input Sheet'!$B$7:$S$116,MATCH($B226,'Data Input Sheet'!$B$7:$B$116,0),MATCH(G$137,'Data Input Sheet'!$B$6:$S$6,0))=\"\",\"\",INDEX('Data Input Sheet'!$B$7:$S$116,MATCH($B226,'Data Input Sheet'!$B$7:$B$116,0),MATCH(G$137,'Data Input Sheet'!$B$6:$S$6,0))))","v":""},{"$f":"IF(OFFSET(INDIRECT($B226),0,3)=0,\"\",IF(INDEX('Data Input Sheet'!$B$7:$S$116,MATCH($B226,'Data Input Sheet'!$B$7:$B$116,0),MATCH(H$137,'Data Input Sheet'!$B$6:$S$6,0))=\"\",\"\",INDEX('Data Input Sheet'!$B$7:$S$116,MATCH($B226,'Data Input Sheet'!$B$7:$B$116,0),MATCH(H$137,'Data Input Sheet'!$B$6:$S$6,0))))","v":""},{"$f":"IF(OFFSET(INDIRECT($B226),0,3)=0,\"\",IF(INDEX('Data Input Sheet'!$B$7:$S$116,MATCH($B226,'Data Input Sheet'!$B$7:$B$116,0),MATCH(I$137,'Data Input Sheet'!$B$6:$S$6,0))=\"\",\"\",INDEX('Data Input Sheet'!$B$7:$S$116,MATCH($B226,'Data Input Sheet'!$B$7:$B$116,0),MATCH(I$137,'Data Input Sheet'!$B$6:$S$6,0))))","v":""},{"$f":"IF(OFFSET(INDIRECT($B226),0,3)=0,\"\",IF(INDEX('Data Input Sheet'!$B$7:$S$116,MATCH($B226,'Data Input Sheet'!$B$7:$B$116,0),MATCH(J$137,'Data Input Sheet'!$B$6:$S$6,0))=\"\",\"\",INDEX('Data Input Sheet'!$B$7:$S$116,MATCH($B226,'Data Input Sheet'!$B$7:$B$116,0),MATCH(J$137,'Data Input Sheet'!$B$6:$S$6,0))))","v":""},{"$f":"IF(OFFSET(INDIRECT($B226),0,3)=0,\"\",IF(INDEX('Data Input Sheet'!$B$7:$S$116,MATCH($B226,'Data Input Sheet'!$B$7:$B$116,0),MATCH(K$137,'Data Input Sheet'!$B$6:$S$6,0))=\"\",\"\",INDEX('Data Input Sheet'!$B$7:$S$116,MATCH($B226,'Data Input Sheet'!$B$7:$B$116,0),MATCH(K$137,'Data Input Sheet'!$B$6:$S$6,0))))","v":""},{"$f":"IF(OFFSET(INDIRECT($B226),0,3)=0,\"\",IF(INDEX('Data Input Sheet'!$B$7:$S$116,MATCH($B226,'Data Input Sheet'!$B$7:$B$116,0),MATCH(L$137,'Data Input Sheet'!$B$6:$S$6,0))=\"\",\"\",INDEX('Data Input Sheet'!$B$7:$S$116,MATCH($B226,'Data Input Sheet'!$B$7:$B$116,0),MATCH(L$137,'Data Input Sheet'!$B$6:$S$6,0))))","v":""}]
["NOx Emissions per Gallon of Gas","input73",{"$f":"IF(OFFSET(INDIRECT($B227),0,3)=0,\"\",IF(INDEX('Data Input Sheet'!$B$7:$S$116,MATCH($B227,'Data Input Sheet'!$B$7:$B$116,0),MATCH(C$137,'Data Input Sheet'!$B$6:$S$6,0))=\"\",\"\",INDEX('Data Input Sheet'!$B$7:$S$116,MATCH($B227,'Data Input Sheet'!$B$7:$B$116,0),MATCH(C$137,'Data Input Sheet'!$B$6:$S$6,0))))","v":""},{"$f":"IF(OFFSET(INDIRECT($B227),0,3)=0,\"\",IF(INDEX('Data Input Sheet'!$B$7:$S$116,MATCH($B227,'Data Input Sheet'!$B$7:$B$116,0),MATCH(D$137,'Data Input Sheet'!$B$6:$S$6,0))=\"\",\"\",INDEX('Data Input Sheet'!$B$7:$S$116,MATCH($B227,'Data Input Sheet'!$B$7:$B$116,0),MATCH(D$137,'Data Input Sheet'!$B$6:$S$6,0))))","v":""},{"$f":"IF(OFFSET(INDIRECT($B227),0,3)=0,\"\",IF(INDEX('Data Input Sheet'!$B$7:$S$116,MATCH($B227,'Data Input Sheet'!$B$7:$B$116,0),MATCH(E$137,'Data Input Sheet'!$B$6:$S$6,0))=\"\",\"\",INDEX('Data Input Sheet'!$B$7:$S$116,MATCH($B227,'Data Input Sheet'!$B$7:$B$116,0),MATCH(E$137,'Data Input Sheet'!$B$6:$S$6,0))))","v":""},{"$f":"IF(OFFSET(INDIRECT($B227),0,3)=0,\"\",IF(INDEX('Data Input Sheet'!$B$7:$S$116,MATCH($B227,'Data Input Sheet'!$B$7:$B$116,0),MATCH(F$137,'Data Input Sheet'!$B$6:$S$6,0))=\"\",\"\",INDEX('Data Input Sheet'!$B$7:$S$116,MATCH($B227,'Data Input Sheet'!$B$7:$B$116,0),MATCH(F$137,'Data Input Sheet'!$B$6:$S$6,0))))","v":""},{"$f":"IF(OFFSET(INDIRECT($B227),0,3)=0,\"\",IF(INDEX('Data Input Sheet'!$B$7:$S$116,MATCH($B227,'Data Input Sheet'!$B$7:$B$116,0),MATCH(G$137,'Data Input Sheet'!$B$6:$S$6,0))=\"\",\"\",INDEX('Data Input Sheet'!$B$7:$S$116,MATCH($B227,'Data Input Sheet'!$B$7:$B$116,0),MATCH(G$137,'Data Input Sheet'!$B$6:$S$6,0))))","v":""},{"$f":"IF(OFFSET(INDIRECT($B227),0,3)=0,\"\",IF(INDEX('Data Input Sheet'!$B$7:$S$116,MATCH($B227,'Data Input Sheet'!$B$7:$B$116,0),MATCH(H$137,'Data Input Sheet'!$B$6:$S$6,0))=\"\",\"\",INDEX('Data Input Sheet'!$B$7:$S$116,MATCH($B227,'Data Input Sheet'!$B$7:$B$116,0),MATCH(H$137,'Data Input Sheet'!$B$6:$S$6,0))))","v":""},{"$f":"IF(OFFSET(INDIRECT($B227),0,3)=0,\"\",IF(INDEX('Data Input Sheet'!$B$7:$S$116,MATCH($B227,'Data Input Sheet'!$B$7:$B$116,0),MATCH(I$137,'Data Input Sheet'!$B$6:$S$6,0))=\"\",\"\",INDEX('Data Input Sheet'!$B$7:$S$116,MATCH($B227,'Data Input Sheet'!$B$7:$B$116,0),MATCH(I$137,'Data Input Sheet'!$B$6:$S$6,0))))","v":""},{"$f":"IF(OFFSET(INDIRECT($B227),0,3)=0,\"\",IF(INDEX('Data Input Sheet'!$B$7:$S$116,MATCH($B227,'Data Input Sheet'!$B$7:$B$116,0),MATCH(J$137,'Data Input Sheet'!$B$6:$S$6,0))=\"\",\"\",INDEX('Data Input Sheet'!$B$7:$S$116,MATCH($B227,'Data Input Sheet'!$B$7:$B$116,0),MATCH(J$137,'Data Input Sheet'!$B$6:$S$6,0))))","v":""},{"$f":"IF(OFFSET(INDIRECT($B227),0,3)=0,\"\",IF(INDEX('Data Input Sheet'!$B$7:$S$116,MATCH($B227,'Data Input Sheet'!$B$7:$B$116,0),MATCH(K$137,'Data Input Sheet'!$B$6:$S$6,0))=\"\",\"\",INDEX('Data Input Sheet'!$B$7:$S$116,MATCH($B227,'Data Input Sheet'!$B$7:$B$116,0),MATCH(K$137,'Data Input Sheet'!$B$6:$S$6,0))))","v":""},{"$f":"IF(OFFSET(INDIRECT($B227),0,3)=0,\"\",IF(INDEX('Data Input Sheet'!$B$7:$S$116,MATCH($B227,'Data Input Sheet'!$B$7:$B$116,0),MATCH(L$137,'Data Input Sheet'!$B$6:$S$6,0))=\"\",\"\",INDEX('Data Input Sheet'!$B$7:$S$116,MATCH($B227,'Data Input Sheet'!$B$7:$B$116,0),MATCH(L$137,'Data Input Sheet'!$B$6:$S$6,0))))","v":""}]
["PM-2.5 per Gallon of Gas","input74",{"$f":"IF(OFFSET(INDIRECT($B228),0,3)=0,\"\",IF(INDEX('Data Input Sheet'!$B$7:$S$116,MATCH($B228,'Data Input Sheet'!$B$7:$B$116,0),MATCH(C$137,'Data Input Sheet'!$B$6:$S$6,0))=\"\",\"\",INDEX('Data Input Sheet'!$B$7:$S$116,MATCH($B228,'Data Input Sheet'!$B$7:$B$116,0),MATCH(C$137,'Data Input Sheet'!$B$6:$S$6,0))))","v":""},{"$f":"IF(OFFSET(INDIRECT($B228),0,3)=0,\"\",IF(INDEX('Data Input Sheet'!$B$7:$S$116,MATCH($B228,'Data Input Sheet'!$B$7:$B$116,0),MATCH(D$137,'Data Input Sheet'!$B$6:$S$6,0))=\"\",\"\",INDEX('Data Input Sheet'!$B$7:$S$116,MATCH($B228,'Data Input Sheet'!$B$7:$B$116,0),MATCH(D$137,'Data Input Sheet'!$B$6:$S$6,0))))","v":""},{"$f":"IF(OFFSET(INDIRECT($B228),0,3)=0,\"\",IF(INDEX('Data Input Sheet'!$B$7:$S$116,MATCH($B228,'Data Input Sheet'!$B$7:$B$116,0),MATCH(E$137,'Data Input Sheet'!$B$6:$S$6,0))=\"\",\"\",INDEX('Data Input Sheet'!$B$7:$S$116,MATCH($B228,'Data Input Sheet'!$B$7:$B$116,0),MATCH(E$137,'Data Input Sheet'!$B$6:$S$6,0))))","v":""},{"$f":"IF(OFFSET(INDIRECT($B228),0,3)=0,\"\",IF(INDEX('Data Input Sheet'!$B$7:$S$116,MATCH($B228,'Data Input Sheet'!$B$7:$B$116,0),MATCH(F$137,'Data Input Sheet'!$B$6:$S$6,0))=\"\",\"\",INDEX('Data Input Sheet'!$B$7:$S$116,MATCH($B228,'Data Input Sheet'!$B$7:$B$116,0),MATCH(F$137,'Data Input Sheet'!$B$6:$S$6,0))))","v":""},{"$f":"IF(OFFSET(INDIRECT($B228),0,3)=0,\"\",IF(INDEX('Data Input Sheet'!$B$7:$S$116,MATCH($B228,'Data Input Sheet'!$B$7:$B$116,0),MATCH(G$137,'Data Input Sheet'!$B$6:$S$6,0))=\"\",\"\",INDEX('Data Input Sheet'!$B$7:$S$116,MATCH($B228,'Data Input Sheet'!$B$7:$B$116,0),MATCH(G$137,'Data Input Sheet'!$B$6:$S$6,0))))","v":""},{"$f":"IF(OFFSET(INDIRECT($B228),0,3)=0,\"\",IF(INDEX('Data Input Sheet'!$B$7:$S$116,MATCH($B228,'Data Input Sheet'!$B$7:$B$116,0),MATCH(H$137,'Data Input Sheet'!$B$6:$S$6,0))=\"\",\"\",INDEX('Data Input Sheet'!$B$7:$S$116,MATCH($B228,'Data Input Sheet'!$B$7:$B$116,0),MATCH(H$137,'Data Input Sheet'!$B$6:$S$6,0))))","v":""},{"$f":"IF(OFFSET(INDIRECT($B228),0,3)=0,\"\",IF(INDEX('Data Input Sheet'!$B$7:$S$116,MATCH($B228,'Data Input Sheet'!$B$7:$B$116,0),MATCH(I$137,'Data Input Sheet'!$B$6:$S$6,0))=\"\",\"\",INDEX('Data Input Sheet'!$B$7:$S$116,MATCH($B228,'Data Input Sheet'!$B$7:$B$116,0),MATCH(I$137,'Data Input Sheet'!$B$6:$S$6,0))))","v":""},{"$f":"IF(OFFSET(INDIRECT($B228),0,3)=0,\"\",IF(INDEX('Data Input Sheet'!$B$7:$S$116,MATCH($B228,'Data Input Sheet'!$B$7:$B$116,0),MATCH(J$137,'Data Input Sheet'!$B$6:$S$6,0))=\"\",\"\",INDEX('Data Input Sheet'!$B$7:$S$116,MATCH($B228,'Data Input Sheet'!$B$7:$B$116,0),MATCH(J$137,'Data Input Sheet'!$B$6:$S$6,0))))","v":""},{"$f":"IF(OFFSET(INDIRECT($B228),0,3)=0,\"\",IF(INDEX('Data Input Sheet'!$B$7:$S$116,MATCH($B228,'Data Input Sheet'!$B$7:$B$116,0),MATCH(K$137,'Data Input Sheet'!$B$6:$S$6,0))=\"\",\"\",INDEX('Data Input Sheet'!$B$7:$S$116,MATCH($B228,'Data Input Sheet'!$B$7:$B$116,0),MATCH(K$137,'Data Input Sheet'!$B$6:$S$6,0))))","v":""},{"$f":"IF(OFFSET(INDIRECT($B228),0,3)=0,\"\",IF(INDEX('Data Input Sheet'!$B$7:$S$116,MATCH($B228,'Data Input Sheet'!$B$7:$B$116,0),MATCH(L$137,'Data Input Sheet'!$B$6:$S$6,0))=\"\",\"\",INDEX('Data Input Sheet'!$B$7:$S$116,MATCH($B228,'Data Input Sheet'!$B$7:$B$116,0),MATCH(L$137,'Data Input Sheet'!$B$6:$S$6,0))))","v":""}]
["SOx Emissions","input78",{"$f":"IF(OFFSET(INDIRECT($B229),0,3)=0,\"\",IF(INDEX('Data Input Sheet'!$B$7:$S$116,MATCH($B229,'Data Input Sheet'!$B$7:$B$116,0),MATCH(C$137,'Data Input Sheet'!$B$6:$S$6,0))=\"\",\"\",INDEX('Data Input Sheet'!$B$7:$S$116,MATCH($B229,'Data Input Sheet'!$B$7:$B$116,0),MATCH(C$137,'Data Input Sheet'!$B$6:$S$6,0))))","v":""},{"$f":"IF(OFFSET(INDIRECT($B229),0,3)=0,\"\",IF(INDEX('Data Input Sheet'!$B$7:$S$116,MATCH($B229,'Data Input Sheet'!$B$7:$B$116,0),MATCH(D$137,'Data Input Sheet'!$B$6:$S$6,0))=\"\",\"\",INDEX('Data Input Sheet'!$B$7:$S$116,MATCH($B229,'Data Input Sheet'!$B$7:$B$116,0),MATCH(D$137,'Data Input Sheet'!$B$6:$S$6,0))))","v":""},{"$f":"IF(OFFSET(INDIRECT($B229),0,3)=0,\"\",IF(INDEX('Data Input Sheet'!$B$7:$S$116,MATCH($B229,'Data Input Sheet'!$B$7:$B$116,0),MATCH(E$137,'Data Input Sheet'!$B$6:$S$6,0))=\"\",\"\",INDEX('Data Input Sheet'!$B$7:$S$116,MATCH($B229,'Data Input Sheet'!$B$7:$B$116,0),MATCH(E$137,'Data Input Sheet'!$B$6:$S$6,0))))","v":""},{"$f":"IF(OFFSET(INDIRECT($B229),0,3)=0,\"\",IF(INDEX('Data Input Sheet'!$B$7:$S$116,MATCH($B229,'Data Input Sheet'!$B$7:$B$116,0),MATCH(F$137,'Data Input Sheet'!$B$6:$S$6,0))=\"\",\"\",INDEX('Data Input Sheet'!$B$7:$S$116,MATCH($B229,'Data Input Sheet'!$B$7:$B$116,0),MATCH(F$137,'Data Input Sheet'!$B$6:$S$6,0))))","v":""},{"$f":"IF(OFFSET(INDIRECT($B229),0,3)=0,\"\",IF(INDEX('Data Input Sheet'!$B$7:$S$116,MATCH($B229,'Data Input Sheet'!$B$7:$B$116,0),MATCH(G$137,'Data Input Sheet'!$B$6:$S$6,0))=\"\",\"\",INDEX('Data Input Sheet'!$B$7:$S$116,MATCH($B229,'Data Input Sheet'!$B$7:$B$116,0),MATCH(G$137,'Data Input Sheet'!$B$6:$S$6,0))))","v":""},{"$f":"IF(OFFSET(INDIRECT($B229),0,3)=0,\"\",IF(INDEX('Data Input Sheet'!$B$7:$S$116,MATCH($B229,'Data Input Sheet'!$B$7:$B$116,0),MATCH(H$137,'Data Input Sheet'!$B$6:$S$6,0))=\"\",\"\",INDEX('Data Input Sheet'!$B$7:$S$116,MATCH($B229,'Data Input Sheet'!$B$7:$B$116,0),MATCH(H$137,'Data Input Sheet'!$B$6:$S$6,0))))","v":""},{"$f":"IF(OFFSET(INDIRECT($B229),0,3)=0,\"\",IF(INDEX('Data Input Sheet'!$B$7:$S$116,MATCH($B229,'Data Input Sheet'!$B$7:$B$116,0),MATCH(I$137,'Data Input Sheet'!$B$6:$S$6,0))=\"\",\"\",INDEX('Data Input Sheet'!$B$7:$S$116,MATCH($B229,'Data Input Sheet'!$B$7:$B$116,0),MATCH(I$137,'Data Input Sheet'!$B$6:$S$6,0))))","v":""},{"$f":"IF(OFFSET(INDIRECT($B229),0,3)=0,\"\",IF(INDEX('Data Input Sheet'!$B$7:$S$116,MATCH($B229,'Data Input Sheet'!$B$7:$B$116,0),MATCH(J$137,'Data Input Sheet'!$B$6:$S$6,0))=\"\",\"\",INDEX('Data Input Sheet'!$B$7:$S$116,MATCH($B229,'Data Input Sheet'!$B$7:$B$116,0),MATCH(J$137,'Data Input Sheet'!$B$6:$S$6,0))))","v":""},{"$f":"IF(OFFSET(INDIRECT($B229),0,3)=0,\"\",IF(INDEX('Data Input Sheet'!$B$7:$S$116,MATCH($B229,'Data Input Sheet'!$B$7:$B$116,0),MATCH(K$137,'Data Input Sheet'!$B$6:$S$6,0))=\"\",\"\",INDEX('Data Input Sheet'!$B$7:$S$116,MATCH($B229,'Data Input Sheet'!$B$7:$B$116,0),MATCH(K$137,'Data Input Sheet'!$B$6:$S$6,0))))","v":""},{"$f":"IF(OFFSET(INDIRECT($B229),0,3)=0,\"\",IF(INDEX('Data Input Sheet'!$B$7:$S$116,MATCH($B229,'Data Input Sheet'!$B$7:$B$116,0),MATCH(L$137,'Data Input Sheet'!$B$6:$S$6,0))=\"\",\"\",INDEX('Data Input Sheet'!$B$7:$S$116,MATCH($B229,'Data Input Sheet'!$B$7:$B$116,0),MATCH(L$137,'Data Input Sheet'!$B$6:$S$6,0))))","v":""}]
["NOx Emissions","input79",{"$f":"IF(OFFSET(INDIRECT($B230),0,3)=0,\"\",IF(INDEX('Data Input Sheet'!$B$7:$S$116,MATCH($B230,'Data Input Sheet'!$B$7:$B$116,0),MATCH(C$137,'Data Input Sheet'!$B$6:$S$6,0))=\"\",\"\",INDEX('Data Input Sheet'!$B$7:$S$116,MATCH($B230,'Data Input Sheet'!$B$7:$B$116,0),MATCH(C$137,'Data Input Sheet'!$B$6:$S$6,0))))","v":""},{"$f":"IF(OFFSET(INDIRECT($B230),0,3)=0,\"\",IF(INDEX('Data Input Sheet'!$B$7:$S$116,MATCH($B230,'Data Input Sheet'!$B$7:$B$116,0),MATCH(D$137,'Data Input Sheet'!$B$6:$S$6,0))=\"\",\"\",INDEX('Data Input Sheet'!$B$7:$S$116,MATCH($B230,'Data Input Sheet'!$B$7:$B$116,0),MATCH(D$137,'Data Input Sheet'!$B$6:$S$6,0))))","v":""},{"$f":"IF(OFFSET(INDIRECT($B230),0,3)=0,\"\",IF(INDEX('Data Input Sheet'!$B$7:$S$116,MATCH($B230,'Data Input Sheet'!$B$7:$B$116,0),MATCH(E$137,'Data Input Sheet'!$B$6:$S$6,0))=\"\",\"\",INDEX('Data Input Sheet'!$B$7:$S$116,MATCH($B230,'Data Input Sheet'!$B$7:$B$116,0),MATCH(E$137,'Data Input Sheet'!$B$6:$S$6,0))))","v":""},{"$f":"IF(OFFSET(INDIRECT($B230),0,3)=0,\"\",IF(INDEX('Data Input Sheet'!$B$7:$S$116,MATCH($B230,'Data Input Sheet'!$B$7:$B$116,0),MATCH(F$137,'Data Input Sheet'!$B$6:$S$6,0))=\"\",\"\",INDEX('Data Input Sheet'!$B$7:$S$116,MATCH($B230,'Data Input Sheet'!$B$7:$B$116,0),MATCH(F$137,'Data Input Sheet'!$B$6:$S$6,0))))","v":""},{"$f":"IF(OFFSET(INDIRECT($B230),0,3)=0,\"\",IF(INDEX('Data Input Sheet'!$B$7:$S$116,MATCH($B230,'Data Input Sheet'!$B$7:$B$116,0),MATCH(G$137,'Data Input Sheet'!$B$6:$S$6,0))=\"\",\"\",INDEX('Data Input Sheet'!$B$7:$S$116,MATCH($B230,'Data Input Sheet'!$B$7:$B$116,0),MATCH(G$137,'Data Input Sheet'!$B$6:$S$6,0))))","v":""},{"$f":"IF(OFFSET(INDIRECT($B230),0,3)=0,\"\",IF(INDEX('Data Input Sheet'!$B$7:$S$116,MATCH($B230,'Data Input Sheet'!$B$7:$B$116,0),MATCH(H$137,'Data Input Sheet'!$B$6:$S$6,0))=\"\",\"\",INDEX('Data Input Sheet'!$B$7:$S$116,MATCH($B230,'Data Input Sheet'!$B$7:$B$116,0),MATCH(H$137,'Data Input Sheet'!$B$6:$S$6,0))))","v":""},{"$f":"IF(OFFSET(INDIRECT($B230),0,3)=0,\"\",IF(INDEX('Data Input Sheet'!$B$7:$S$116,MATCH($B230,'Data Input Sheet'!$B$7:$B$116,0),MATCH(I$137,'Data Input Sheet'!$B$6:$S$6,0))=\"\",\"\",INDEX('Data Input Sheet'!$B$7:$S$116,MATCH($B230,'Data Input Sheet'!$B$7:$B$116,0),MATCH(I$137,'Data Input Sheet'!$B$6:$S$6,0))))","v":""},{"$f":"IF(OFFSET(INDIRECT($B230),0,3)=0,\"\",IF(INDEX('Data Input Sheet'!$B$7:$S$116,MATCH($B230,'Data Input Sheet'!$B$7:$B$116,0),MATCH(J$137,'Data Input Sheet'!$B$6:$S$6,0))=\"\",\"\",INDEX('Data Input Sheet'!$B$7:$S$116,MATCH($B230,'Data Input Sheet'!$B$7:$B$116,0),MATCH(J$137,'Data Input Sheet'!$B$6:$S$6,0))))","v":""},{"$f":"IF(OFFSET(INDIRECT($B230),0,3)=0,\"\",IF(INDEX('Data Input Sheet'!$B$7:$S$116,MATCH($B230,'Data Input Sheet'!$B$7:$B$116,0),MATCH(K$137,'Data Input Sheet'!$B$6:$S$6,0))=\"\",\"\",INDEX('Data Input Sheet'!$B$7:$S$116,MATCH($B230,'Data Input Sheet'!$B$7:$B$116,0),MATCH(K$137,'Data Input Sheet'!$B$6:$S$6,0))))","v":""},{"$f":"IF(OFFSET(INDIRECT($B230),0,3)=0,\"\",IF(INDEX('Data Input Sheet'!$B$7:$S$116,MATCH($B230,'Data Input Sheet'!$B$7:$B$116,0),MATCH(L$137,'Data Input Sheet'!$B$6:$S$6,0))=\"\",\"\",INDEX('Data Input Sheet'!$B$7:$S$116,MATCH($B230,'Data Input Sheet'!$B$7:$B$116,0),MATCH(L$137,'Data Input Sheet'!$B$6:$S$6,0))))","v":""}]
["PM-2.5 Emissions","input80",{"$f":"IF(OFFSET(INDIRECT($B231),0,3)=0,\"\",IF(INDEX('Data Input Sheet'!$B$7:$S$116,MATCH($B231,'Data Input Sheet'!$B$7:$B$116,0),MATCH(C$137,'Data Input Sheet'!$B$6:$S$6,0))=\"\",\"\",INDEX('Data Input Sheet'!$B$7:$S$116,MATCH($B231,'Data Input Sheet'!$B$7:$B$116,0),MATCH(C$137,'Data Input Sheet'!$B$6:$S$6,0))))","v":""},{"$f":"IF(OFFSET(INDIRECT($B231),0,3)=0,\"\",IF(INDEX('Data Input Sheet'!$B$7:$S$116,MATCH($B231,'Data Input Sheet'!$B$7:$B$116,0),MATCH(D$137,'Data Input Sheet'!$B$6:$S$6,0))=\"\",\"\",INDEX('Data Input Sheet'!$B$7:$S$116,MATCH($B231,'Data Input Sheet'!$B$7:$B$116,0),MATCH(D$137,'Data Input Sheet'!$B$6:$S$6,0))))","v":""},{"$f":"IF(OFFSET(INDIRECT($B231),0,3)=0,\"\",IF(INDEX('Data Input Sheet'!$B$7:$S$116,MATCH($B231,'Data Input Sheet'!$B$7:$B$116,0),MATCH(E$137,'Data Input Sheet'!$B$6:$S$6,0))=\"\",\"\",INDEX('Data Input Sheet'!$B$7:$S$116,MATCH($B231,'Data Input Sheet'!$B$7:$B$116,0),MATCH(E$137,'Data Input Sheet'!$B$6:$S$6,0))))","v":""},{"$f":"IF(OFFSET(INDIRECT($B231),0,3)=0,\"\",IF(INDEX('Data Input Sheet'!$B$7:$S$116,MATCH($B231,'Data Input Sheet'!$B$7:$B$116,0),MATCH(F$137,'Data Input Sheet'!$B$6:$S$6,0))=\"\",\"\",INDEX('Data Input Sheet'!$B$7:$S$116,MATCH($B231,'Data Input Sheet'!$B$7:$B$116,0),MATCH(F$137,'Data Input Sheet'!$B$6:$S$6,0))))","v":""},{"$f":"IF(OFFSET(INDIRECT($B231),0,3)=0,\"\",IF(INDEX('Data Input Sheet'!$B$7:$S$116,MATCH($B231,'Data Input Sheet'!$B$7:$B$116,0),MATCH(G$137,'Data Input Sheet'!$B$6:$S$6,0))=\"\",\"\",INDEX('Data Input Sheet'!$B$7:$S$116,MATCH($B231,'Data Input Sheet'!$B$7:$B$116,0),MATCH(G$137,'Data Input Sheet'!$B$6:$S$6,0))))","v":""},{"$f":"IF(OFFSET(INDIRECT($B231),0,3)=0,\"\",IF(INDEX('Data Input Sheet'!$B$7:$S$116,MATCH($B231,'Data Input Sheet'!$B$7:$B$116,0),MATCH(H$137,'Data Input Sheet'!$B$6:$S$6,0))=\"\",\"\",INDEX('Data Input Sheet'!$B$7:$S$116,MATCH($B231,'Data Input Sheet'!$B$7:$B$116,0),MATCH(H$137,'Data Input Sheet'!$B$6:$S$6,0))))","v":""},{"$f":"IF(OFFSET(INDIRECT($B231),0,3)=0,\"\",IF(INDEX('Data Input Sheet'!$B$7:$S$116,MATCH($B231,'Data Input Sheet'!$B$7:$B$116,0),MATCH(I$137,'Data Input Sheet'!$B$6:$S$6,0))=\"\",\"\",INDEX('Data Input Sheet'!$B$7:$S$116,MATCH($B231,'Data Input Sheet'!$B$7:$B$116,0),MATCH(I$137,'Data Input Sheet'!$B$6:$S$6,0))))","v":""},{"$f":"IF(OFFSET(INDIRECT($B231),0,3)=0,\"\",IF(INDEX('Data Input Sheet'!$B$7:$S$116,MATCH($B231,'Data Input Sheet'!$B$7:$B$116,0),MATCH(J$137,'Data Input Sheet'!$B$6:$S$6,0))=\"\",\"\",INDEX('Data Input Sheet'!$B$7:$S$116,MATCH($B231,'Data Input Sheet'!$B$7:$B$116,0),MATCH(J$137,'Data Input Sheet'!$B$6:$S$6,0))))","v":""},{"$f":"IF(OFFSET(INDIRECT($B231),0,3)=0,\"\",IF(INDEX('Data Input Sheet'!$B$7:$S$116,MATCH($B231,'Data Input Sheet'!$B$7:$B$116,0),MATCH(K$137,'Data Input Sheet'!$B$6:$S$6,0))=\"\",\"\",INDEX('Data Input Sheet'!$B$7:$S$116,MATCH($B231,'Data Input Sheet'!$B$7:$B$116,0),MATCH(K$137,'Data Input Sheet'!$B$6:$S$6,0))))","v":""},{"$f":"IF(OFFSET(INDIRECT($B231),0,3)=0,\"\",IF(INDEX('Data Input Sheet'!$B$7:$S$116,MATCH($B231,'Data Input Sheet'!$B$7:$B$116,0),MATCH(L$137,'Data Input Sheet'!$B$6:$S$6,0))=\"\",\"\",INDEX('Data Input Sheet'!$B$7:$S$116,MATCH($B231,'Data Input Sheet'!$B$7:$B$116,0),MATCH(L$137,'Data Input Sheet'!$B$6:$S$6,0))))","v":""}]
["Value of SOx","input81",{"$f":"IF(OFFSET(INDIRECT($B232),0,3)=0,\"\",IF(INDEX('Data Input Sheet'!$B$7:$S$116,MATCH($B232,'Data Input Sheet'!$B$7:$B$116,0),MATCH(C$137,'Data Input Sheet'!$B$6:$S$6,0))=\"\",\"\",INDEX('Data Input Sheet'!$B$7:$S$116,MATCH($B232,'Data Input Sheet'!$B$7:$B$116,0),MATCH(C$137,'Data Input Sheet'!$B$6:$S$6,0))))","v":""},{"$f":"IF(OFFSET(INDIRECT($B232),0,3)=0,\"\",IF(INDEX('Data Input Sheet'!$B$7:$S$116,MATCH($B232,'Data Input Sheet'!$B$7:$B$116,0),MATCH(D$137,'Data Input Sheet'!$B$6:$S$6,0))=\"\",\"\",INDEX('Data Input Sheet'!$B$7:$S$116,MATCH($B232,'Data Input Sheet'!$B$7:$B$116,0),MATCH(D$137,'Data Input Sheet'!$B$6:$S$6,0))))","v":""},{"$f":"IF(OFFSET(INDIRECT($B232),0,3)=0,\"\",IF(INDEX('Data Input Sheet'!$B$7:$S$116,MATCH($B232,'Data Input Sheet'!$B$7:$B$116,0),MATCH(E$137,'Data Input Sheet'!$B$6:$S$6,0))=\"\",\"\",INDEX('Data Input Sheet'!$B$7:$S$116,MATCH($B232,'Data Input Sheet'!$B$7:$B$116,0),MATCH(E$137,'Data Input Sheet'!$B$6:$S$6,0))))","v":""},{"$f":"IF(OFFSET(INDIRECT($B232),0,3)=0,\"\",IF(INDEX('Data Input Sheet'!$B$7:$S$116,MATCH($B232,'Data Input Sheet'!$B$7:$B$116,0),MATCH(F$137,'Data Input Sheet'!$B$6:$S$6,0))=\"\",\"\",INDEX('Data Input Sheet'!$B$7:$S$116,MATCH($B232,'Data Input Sheet'!$B$7:$B$116,0),MATCH(F$137,'Data Input Sheet'!$B$6:$S$6,0))))","v":""},{"$f":"IF(OFFSET(INDIRECT($B232),0,3)=0,\"\",IF(INDEX('Data Input Sheet'!$B$7:$S$116,MATCH($B232,'Data Input Sheet'!$B$7:$B$116,0),MATCH(G$137,'Data Input Sheet'!$B$6:$S$6,0))=\"\",\"\",INDEX('Data Input Sheet'!$B$7:$S$116,MATCH($B232,'Data Input Sheet'!$B$7:$B$116,0),MATCH(G$137,'Data Input Sheet'!$B$6:$S$6,0))))","v":""},{"$f":"IF(OFFSET(INDIRECT($B232),0,3)=0,\"\",IF(INDEX('Data Input Sheet'!$B$7:$S$116,MATCH($B232,'Data Input Sheet'!$B$7:$B$116,0),MATCH(H$137,'Data Input Sheet'!$B$6:$S$6,0))=\"\",\"\",INDEX('Data Input Sheet'!$B$7:$S$116,MATCH($B232,'Data Input Sheet'!$B$7:$B$116,0),MATCH(H$137,'Data Input Sheet'!$B$6:$S$6,0))))","v":""},{"$f":"IF(OFFSET(INDIRECT($B232),0,3)=0,\"\",IF(INDEX('Data Input Sheet'!$B$7:$S$116,MATCH($B232,'Data Input Sheet'!$B$7:$B$116,0),MATCH(I$137,'Data Input Sheet'!$B$6:$S$6,0))=\"\",\"\",INDEX('Data Input Sheet'!$B$7:$S$116,MATCH($B232,'Data Input Sheet'!$B$7:$B$116,0),MATCH(I$137,'Data Input Sheet'!$B$6:$S$6,0))))","v":""},{"$f":"IF(OFFSET(INDIRECT($B232),0,3)=0,\"\",IF(INDEX('Data Input Sheet'!$B$7:$S$116,MATCH($B232,'Data Input Sheet'!$B$7:$B$116,0),MATCH(J$137,'Data Input Sheet'!$B$6:$S$6,0))=\"\",\"\",INDEX('Data Input Sheet'!$B$7:$S$116,MATCH($B232,'Data Input Sheet'!$B$7:$B$116,0),MATCH(J$137,'Data Input Sheet'!$B$6:$S$6,0))))","v":""},{"$f":"IF(OFFSET(INDIRECT($B232),0,3)=0,\"\",IF(INDEX('Data Input Sheet'!$B$7:$S$116,MATCH($B232,'Data Input Sheet'!$B$7:$B$116,0),MATCH(K$137,'Data Input Sheet'!$B$6:$S$6,0))=\"\",\"\",INDEX('Data Input Sheet'!$B$7:$S$116,MATCH($B232,'Data Input Sheet'!$B$7:$B$116,0),MATCH(K$137,'Data Input Sheet'!$B$6:$S$6,0))))","v":""},{"$f":"IF(OFFSET(INDIRECT($B232),0,3)=0,\"\",IF(INDEX('Data Input Sheet'!$B$7:$S$116,MATCH($B232,'Data Input Sheet'!$B$7:$B$116,0),MATCH(L$137,'Data Input Sheet'!$B$6:$S$6,0))=\"\",\"\",INDEX('Data Input Sheet'!$B$7:$S$116,MATCH($B232,'Data Input Sheet'!$B$7:$B$116,0),MATCH(L$137,'Data Input Sheet'!$B$6:$S$6,0))))","v":""}]
["Value of NOx","input82",{"$f":"IF(OFFSET(INDIRECT($B233),0,3)=0,\"\",IF(INDEX('Data Input Sheet'!$B$7:$S$116,MATCH($B233,'Data Input Sheet'!$B$7:$B$116,0),MATCH(C$137,'Data Input Sheet'!$B$6:$S$6,0))=\"\",\"\",INDEX('Data Input Sheet'!$B$7:$S$116,MATCH($B233,'Data Input Sheet'!$B$7:$B$116,0),MATCH(C$137,'Data Input Sheet'!$B$6:$S$6,0))))","v":""},{"$f":"IF(OFFSET(INDIRECT($B233),0,3)=0,\"\",IF(INDEX('Data Input Sheet'!$B$7:$S$116,MATCH($B233,'Data Input Sheet'!$B$7:$B$116,0),MATCH(D$137,'Data Input Sheet'!$B$6:$S$6,0))=\"\",\"\",INDEX('Data Input Sheet'!$B$7:$S$116,MATCH($B233,'Data Input Sheet'!$B$7:$B$116,0),MATCH(D$137,'Data Input Sheet'!$B$6:$S$6,0))))","v":""},{"$f":"IF(OFFSET(INDIRECT($B233),0,3)=0,\"\",IF(INDEX('Data Input Sheet'!$B$7:$S$116,MATCH($B233,'Data Input Sheet'!$B$7:$B$116,0),MATCH(E$137,'Data Input Sheet'!$B$6:$S$6,0))=\"\",\"\",INDEX('Data Input Sheet'!$B$7:$S$116,MATCH($B233,'Data Input Sheet'!$B$7:$B$116,0),MATCH(E$137,'Data Input Sheet'!$B$6:$S$6,0))))","v":""},{"$f":"IF(OFFSET(INDIRECT($B233),0,3)=0,\"\",IF(INDEX('Data Input Sheet'!$B$7:$S$116,MATCH($B233,'Data Input Sheet'!$B$7:$B$116,0),MATCH(F$137,'Data Input Sheet'!$B$6:$S$6,0))=\"\",\"\",INDEX('Data Input Sheet'!$B$7:$S$116,MATCH($B233,'Data Input Sheet'!$B$7:$B$116,0),MATCH(F$137,'Data Input Sheet'!$B$6:$S$6,0))))","v":""},{"$f":"IF(OFFSET(INDIRECT($B233),0,3)=0,\"\",IF(INDEX('Data Input Sheet'!$B$7:$S$116,MATCH($B233,'Data Input Sheet'!$B$7:$B$116,0),MATCH(G$137,'Data Input Sheet'!$B$6:$S$6,0))=\"\",\"\",INDEX('Data Input Sheet'!$B$7:$S$116,MATCH($B233,'Data Input Sheet'!$B$7:$B$116,0),MATCH(G$137,'Data Input Sheet'!$B$6:$S$6,0))))","v":""},{"$f":"IF(OFFSET(INDIRECT($B233),0,3)=0,\"\",IF(INDEX('Data Input Sheet'!$B$7:$S$116,MATCH($B233,'Data Input Sheet'!$B$7:$B$116,0),MATCH(H$137,'Data Input Sheet'!$B$6:$S$6,0))=\"\",\"\",INDEX('Data Input Sheet'!$B$7:$S$116,MATCH($B233,'Data Input Sheet'!$B$7:$B$116,0),MATCH(H$137,'Data Input Sheet'!$B$6:$S$6,0))))","v":""},{"$f":"IF(OFFSET(INDIRECT($B233),0,3)=0,\"\",IF(INDEX('Data Input Sheet'!$B$7:$S$116,MATCH($B233,'Data Input Sheet'!$B$7:$B$116,0),MATCH(I$137,'Data Input Sheet'!$B$6:$S$6,0))=\"\",\"\",INDEX('Data Input Sheet'!$B$7:$S$116,MATCH($B233,'Data Input Sheet'!$B$7:$B$116,0),MATCH(I$137,'Data Input Sheet'!$B$6:$S$6,0))))","v":""},{"$f":"IF(OFFSET(INDIRECT($B233),0,3)=0,\"\",IF(INDEX('Data Input Sheet'!$B$7:$S$116,MATCH($B233,'Data Input Sheet'!$B$7:$B$116,0),MATCH(J$137,'Data Input Sheet'!$B$6:$S$6,0))=\"\",\"\",INDEX('Data Input Sheet'!$B$7:$S$116,MATCH($B233,'Data Input Sheet'!$B$7:$B$116,0),MATCH(J$137,'Data Input Sheet'!$B$6:$S$6,0))))","v":""},{"$f":"IF(OFFSET(INDIRECT($B233),0,3)=0,\"\",IF(INDEX('Data Input Sheet'!$B$7:$S$116,MATCH($B233,'Data Input Sheet'!$B$7:$B$116,0),MATCH(K$137,'Data Input Sheet'!$B$6:$S$6,0))=\"\",\"\",INDEX('Data Input Sheet'!$B$7:$S$116,MATCH($B233,'Data Input Sheet'!$B$7:$B$116,0),MATCH(K$137,'Data Input Sheet'!$B$6:$S$6,0))))","v":""},{"$f":"IF(OFFSET(INDIRECT($B233),0,3)=0,\"\",IF(INDEX('Data Input Sheet'!$B$7:$S$116,MATCH($B233,'Data Input Sheet'!$B$7:$B$116,0),MATCH(L$137,'Data Input Sheet'!$B$6:$S$6,0))=\"\",\"\",INDEX('Data Input Sheet'!$B$7:$S$116,MATCH($B233,'Data Input Sheet'!$B$7:$B$116,0),MATCH(L$137,'Data Input Sheet'!$B$6:$S$6,0))))","v":""}]
["Value of PM-2.5","input83",{"$f":"IF(OFFSET(INDIRECT($B234),0,3)=0,\"\",IF(INDEX('Data Input Sheet'!$B$7:$S$116,MATCH($B234,'Data Input Sheet'!$B$7:$B$116,0),MATCH(C$137,'Data Input Sheet'!$B$6:$S$6,0))=\"\",\"\",INDEX('Data Input Sheet'!$B$7:$S$116,MATCH($B234,'Data Input Sheet'!$B$7:$B$116,0),MATCH(C$137,'Data Input Sheet'!$B$6:$S$6,0))))","v":""},{"$f":"IF(OFFSET(INDIRECT($B234),0,3)=0,\"\",IF(INDEX('Data Input Sheet'!$B$7:$S$116,MATCH($B234,'Data Input Sheet'!$B$7:$B$116,0),MATCH(D$137,'Data Input Sheet'!$B$6:$S$6,0))=\"\",\"\",INDEX('Data Input Sheet'!$B$7:$S$116,MATCH($B234,'Data Input Sheet'!$B$7:$B$116,0),MATCH(D$137,'Data Input Sheet'!$B$6:$S$6,0))))","v":""},{"$f":"IF(OFFSET(INDIRECT($B234),0,3)=0,\"\",IF(INDEX('Data Input Sheet'!$B$7:$S$116,MATCH($B234,'Data Input Sheet'!$B$7:$B$116,0),MATCH(E$137,'Data Input Sheet'!$B$6:$S$6,0))=\"\",\"\",INDEX('Data Input Sheet'!$B$7:$S$116,MATCH($B234,'Data Input Sheet'!$B$7:$B$116,0),MATCH(E$137,'Data Input Sheet'!$B$6:$S$6,0))))","v":""},{"$f":"IF(OFFSET(INDIRECT($B234),0,3)=0,\"\",IF(INDEX('Data Input Sheet'!$B$7:$S$116,MATCH($B234,'Data Input Sheet'!$B$7:$B$116,0),MATCH(F$137,'Data Input Sheet'!$B$6:$S$6,0))=\"\",\"\",INDEX('Data Input Sheet'!$B$7:$S$116,MATCH($B234,'Data Input Sheet'!$B$7:$B$116,0),MATCH(F$137,'Data Input Sheet'!$B$6:$S$6,0))))","v":""},{"$f":"IF(OFFSET(INDIRECT($B234),0,3)=0,\"\",IF(INDEX('Data Input Sheet'!$B$7:$S$116,MATCH($B234,'Data Input Sheet'!$B$7:$B$116,0),MATCH(G$137,'Data Input Sheet'!$B$6:$S$6,0))=\"\",\"\",INDEX('Data Input Sheet'!$B$7:$S$116,MATCH($B234,'Data Input Sheet'!$B$7:$B$116,0),MATCH(G$137,'Data Input Sheet'!$B$6:$S$6,0))))","v":""},{"$f":"IF(OFFSET(INDIRECT($B234),0,3)=0,\"\",IF(INDEX('Data Input Sheet'!$B$7:$S$116,MATCH($B234,'Data Input Sheet'!$B$7:$B$116,0),MATCH(H$137,'Data Input Sheet'!$B$6:$S$6,0))=\"\",\"\",INDEX('Data Input Sheet'!$B$7:$S$116,MATCH($B234,'Data Input Sheet'!$B$7:$B$116,0),MATCH(H$137,'Data Input Sheet'!$B$6:$S$6,0))))","v":""},{"$f":"IF(OFFSET(INDIRECT($B234),0,3)=0,\"\",IF(INDEX('Data Input Sheet'!$B$7:$S$116,MATCH($B234,'Data Input Sheet'!$B$7:$B$116,0),MATCH(I$137,'Data Input Sheet'!$B$6:$S$6,0))=\"\",\"\",INDEX('Data Input Sheet'!$B$7:$S$116,MATCH($B234,'Data Input Sheet'!$B$7:$B$116,0),MATCH(I$137,'Data Input Sheet'!$B$6:$S$6,0))))","v":""},{"$f":"IF(OFFSET(INDIRECT($B234),0,3)=0,\"\",IF(INDEX('Data Input Sheet'!$B$7:$S$116,MATCH($B234,'Data Input Sheet'!$B$7:$B$116,0),MATCH(J$137,'Data Input Sheet'!$B$6:$S$6,0))=\"\",\"\",INDEX('Data Input Sheet'!$B$7:$S$116,MATCH($B234,'Data Input Sheet'!$B$7:$B$116,0),MATCH(J$137,'Data Input Sheet'!$B$6:$S$6,0))))","v":""},{"$f":"IF(OFFSET(INDIRECT($B234),0,3)=0,\"\",IF(INDEX('Data Input Sheet'!$B$7:$S$116,MATCH($B234,'Data Input Sheet'!$B$7:$B$116,0),MATCH(K$137,'Data Input Sheet'!$B$6:$S$6,0))=\"\",\"\",INDEX('Data Input Sheet'!$B$7:$S$116,MATCH($B234,'Data Input Sheet'!$B$7:$B$116,0),MATCH(K$137,'Data Input Sheet'!$B$6:$S$6,0))))","v":""},{"$f":"IF(OFFSET(INDIRECT($B234),0,3)=0,\"\",IF(INDEX('Data Input Sheet'!$B$7:$S$116,MATCH($B234,'Data Input Sheet'!$B$7:$B$116,0),MATCH(L$137,'Data Input Sheet'!$B$6:$S$6,0))=\"\",\"\",INDEX('Data Input Sheet'!$B$7:$S$116,MATCH($B234,'Data Input Sheet'!$B$7:$B$116,0),MATCH(L$137,'Data Input Sheet'!$B$6:$S$6,0))))","v":""}]
["Number of Wide-scale Blackouts","input95",{"$f":"IF(OFFSET(INDIRECT($B235),0,3)=0,\"\",IF(INDEX('Data Input Sheet'!$B$7:$S$116,MATCH($B235,'Data Input Sheet'!$B$7:$B$116,0),MATCH(C$137,'Data Input Sheet'!$B$6:$S$6,0))=\"\",\"\",INDEX('Data Input Sheet'!$B$7:$S$116,MATCH($B235,'Data Input Sheet'!$B$7:$B$116,0),MATCH(C$137,'Data Input Sheet'!$B$6:$S$6,0))))","v":""},{"$f":"IF(OFFSET(INDIRECT($B235),0,3)=0,\"\",IF(INDEX('Data Input Sheet'!$B$7:$S$116,MATCH($B235,'Data Input Sheet'!$B$7:$B$116,0),MATCH(D$137,'Data Input Sheet'!$B$6:$S$6,0))=\"\",\"\",INDEX('Data Input Sheet'!$B$7:$S$116,MATCH($B235,'Data Input Sheet'!$B$7:$B$116,0),MATCH(D$137,'Data Input Sheet'!$B$6:$S$6,0))))","v":""},{"$f":"IF(OFFSET(INDIRECT($B235),0,3)=0,\"\",IF(INDEX('Data Input Sheet'!$B$7:$S$116,MATCH($B235,'Data Input Sheet'!$B$7:$B$116,0),MATCH(E$137,'Data Input Sheet'!$B$6:$S$6,0))=\"\",\"\",INDEX('Data Input Sheet'!$B$7:$S$116,MATCH($B235,'Data Input Sheet'!$B$7:$B$116,0),MATCH(E$137,'Data Input Sheet'!$B$6:$S$6,0))))","v":""},{"$f":"IF(OFFSET(INDIRECT($B235),0,3)=0,\"\",IF(INDEX('Data Input Sheet'!$B$7:$S$116,MATCH($B235,'Data Input Sheet'!$B$7:$B$116,0),MATCH(F$137,'Data Input Sheet'!$B$6:$S$6,0))=\"\",\"\",INDEX('Data Input Sheet'!$B$7:$S$116,MATCH($B235,'Data Input Sheet'!$B$7:$B$116,0),MATCH(F$137,'Data Input Sheet'!$B$6:$S$6,0))))","v":""},{"$f":"IF(OFFSET(INDIRECT($B235),0,3)=0,\"\",IF(INDEX('Data Input Sheet'!$B$7:$S$116,MATCH($B235,'Data Input Sheet'!$B$7:$B$116,0),MATCH(G$137,'Data Input Sheet'!$B$6:$S$6,0))=\"\",\"\",INDEX('Data Input Sheet'!$B$7:$S$116,MATCH($B235,'Data Input Sheet'!$B$7:$B$116,0),MATCH(G$137,'Data Input Sheet'!$B$6:$S$6,0))))","v":""},{"$f":"IF(OFFSET(INDIRECT($B235),0,3)=0,\"\",IF(INDEX('Data Input Sheet'!$B$7:$S$116,MATCH($B235,'Data Input Sheet'!$B$7:$B$116,0),MATCH(H$137,'Data Input Sheet'!$B$6:$S$6,0))=\"\",\"\",INDEX('Data Input Sheet'!$B$7:$S$116,MATCH($B235,'Data Input Sheet'!$B$7:$B$116,0),MATCH(H$137,'Data Input Sheet'!$B$6:$S$6,0))))","v":""},{"$f":"IF(OFFSET(INDIRECT($B235),0,3)=0,\"\",IF(INDEX('Data Input Sheet'!$B$7:$S$116,MATCH($B235,'Data Input Sheet'!$B$7:$B$116,0),MATCH(I$137,'Data Input Sheet'!$B$6:$S$6,0))=\"\",\"\",INDEX('Data Input Sheet'!$B$7:$S$116,MATCH($B235,'Data Input Sheet'!$B$7:$B$116,0),MATCH(I$137,'Data Input Sheet'!$B$6:$S$6,0))))","v":""},{"$f":"IF(OFFSET(INDIRECT($B235),0,3)=0,\"\",IF(INDEX('Data Input Sheet'!$B$7:$S$116,MATCH($B235,'Data Input Sheet'!$B$7:$B$116,0),MATCH(J$137,'Data Input Sheet'!$B$6:$S$6,0))=\"\",\"\",INDEX('Data Input Sheet'!$B$7:$S$116,MATCH($B235,'Data Input Sheet'!$B$7:$B$116,0),MATCH(J$137,'Data Input Sheet'!$B$6:$S$6,0))))","v":""},{"$f":"IF(OFFSET(INDIRECT($B235),0,3)=0,\"\",IF(INDEX('Data Input Sheet'!$B$7:$S$116,MATCH($B235,'Data Input Sheet'!$B$7:$B$116,0),MATCH(K$137,'Data Input Sheet'!$B$6:$S$6,0))=\"\",\"\",INDEX('Data Input Sheet'!$B$7:$S$116,MATCH($B235,'Data Input Sheet'!$B$7:$B$116,0),MATCH(K$137,'Data Input Sheet'!$B$6:$S$6,0))))","v":""},{"$f":"IF(OFFSET(INDIRECT($B235),0,3)=0,\"\",IF(INDEX('Data Input Sheet'!$B$7:$S$116,MATCH($B235,'Data Input Sheet'!$B$7:$B$116,0),MATCH(L$137,'Data Input Sheet'!$B$6:$S$6,0))=\"\",\"\",INDEX('Data Input Sheet'!$B$7:$S$116,MATCH($B235,'Data Input Sheet'!$B$7:$B$116,0),MATCH(L$137,'Data Input Sheet'!$B$6:$S$6,0))))","v":""}]
["Estimated Cost of each Wide-scale Blackout","input96",{"$f":"IF(OFFSET(INDIRECT($B236),0,3)=0,\"\",IF(INDEX('Data Input Sheet'!$B$7:$S$116,MATCH($B236,'Data Input Sheet'!$B$7:$B$116,0),MATCH(C$137,'Data Input Sheet'!$B$6:$S$6,0))=\"\",\"\",INDEX('Data Input Sheet'!$B$7:$S$116,MATCH($B236,'Data Input Sheet'!$B$7:$B$116,0),MATCH(C$137,'Data Input Sheet'!$B$6:$S$6,0))))","v":""},{"$f":"IF(OFFSET(INDIRECT($B236),0,3)=0,\"\",IF(INDEX('Data Input Sheet'!$B$7:$S$116,MATCH($B236,'Data Input Sheet'!$B$7:$B$116,0),MATCH(D$137,'Data Input Sheet'!$B$6:$S$6,0))=\"\",\"\",INDEX('Data Input Sheet'!$B$7:$S$116,MATCH($B236,'Data Input Sheet'!$B$7:$B$116,0),MATCH(D$137,'Data Input Sheet'!$B$6:$S$6,0))))","v":""},{"$f":"IF(OFFSET(INDIRECT($B236),0,3)=0,\"\",IF(INDEX('Data Input Sheet'!$B$7:$S$116,MATCH($B236,'Data Input Sheet'!$B$7:$B$116,0),MATCH(E$137,'Data Input Sheet'!$B$6:$S$6,0))=\"\",\"\",INDEX('Data Input Sheet'!$B$7:$S$116,MATCH($B236,'Data Input Sheet'!$B$7:$B$116,0),MATCH(E$137,'Data Input Sheet'!$B$6:$S$6,0))))","v":""},{"$f":"IF(OFFSET(INDIRECT($B236),0,3)=0,\"\",IF(INDEX('Data Input Sheet'!$B$7:$S$116,MATCH($B236,'Data Input Sheet'!$B$7:$B$116,0),MATCH(F$137,'Data Input Sheet'!$B$6:$S$6,0))=\"\",\"\",INDEX('Data Input Sheet'!$B$7:$S$116,MATCH($B236,'Data Input Sheet'!$B$7:$B$116,0),MATCH(F$137,'Data Input Sheet'!$B$6:$S$6,0))))","v":""},{"$f":"IF(OFFSET(INDIRECT($B236),0,3)=0,\"\",IF(INDEX('Data Input Sheet'!$B$7:$S$116,MATCH($B236,'Data Input Sheet'!$B$7:$B$116,0),MATCH(G$137,'Data Input Sheet'!$B$6:$S$6,0))=\"\",\"\",INDEX('Data Input Sheet'!$B$7:$S$116,MATCH($B236,'Data Input Sheet'!$B$7:$B$116,0),MATCH(G$137,'Data Input Sheet'!$B$6:$S$6,0))))","v":""},{"$f":"IF(OFFSET(INDIRECT($B236),0,3)=0,\"\",IF(INDEX('Data Input Sheet'!$B$7:$S$116,MATCH($B236,'Data Input Sheet'!$B$7:$B$116,0),MATCH(H$137,'Data Input Sheet'!$B$6:$S$6,0))=\"\",\"\",INDEX('Data Input Sheet'!$B$7:$S$116,MATCH($B236,'Data Input Sheet'!$B$7:$B$116,0),MATCH(H$137,'Data Input Sheet'!$B$6:$S$6,0))))","v":""},{"$f":"IF(OFFSET(INDIRECT($B236),0,3)=0,\"\",IF(INDEX('Data Input Sheet'!$B$7:$S$116,MATCH($B236,'Data Input Sheet'!$B$7:$B$116,0),MATCH(I$137,'Data Input Sheet'!$B$6:$S$6,0))=\"\",\"\",INDEX('Data Input Sheet'!$B$7:$S$116,MATCH($B236,'Data Input Sheet'!$B$7:$B$116,0),MATCH(I$137,'Data Input Sheet'!$B$6:$S$6,0))))","v":""},{"$f":"IF(OFFSET(INDIRECT($B236),0,3)=0,\"\",IF(INDEX('Data Input Sheet'!$B$7:$S$116,MATCH($B236,'Data Input Sheet'!$B$7:$B$116,0),MATCH(J$137,'Data Input Sheet'!$B$6:$S$6,0))=\"\",\"\",INDEX('Data Input Sheet'!$B$7:$S$116,MATCH($B236,'Data Input Sheet'!$B$7:$B$116,0),MATCH(J$137,'Data Input Sheet'!$B$6:$S$6,0))))","v":""},{"$f":"IF(OFFSET(INDIRECT($B236),0,3)=0,\"\",IF(INDEX('Data Input Sheet'!$B$7:$S$116,MATCH($B236,'Data Input Sheet'!$B$7:$B$116,0),MATCH(K$137,'Data Input Sheet'!$B$6:$S$6,0))=\"\",\"\",INDEX('Data Input Sheet'!$B$7:$S$116,MATCH($B236,'Data Input Sheet'!$B$7:$B$116,0),MATCH(K$137,'Data Input Sheet'!$B$6:$S$6,0))))","v":""},{"$f":"IF(OFFSET(INDIRECT($B236),0,3)=0,\"\",IF(INDEX('Data Input Sheet'!$B$7:$S$116,MATCH($B236,'Data Input Sheet'!$B$7:$B$116,0),MATCH(L$137,'Data Input Sheet'!$B$6:$S$6,0))=\"\",\"\",INDEX('Data Input Sheet'!$B$7:$S$116,MATCH($B236,'Data Input Sheet'!$B$7:$B$116,0),MATCH(L$137,'Data Input Sheet'!$B$6:$S$6,0))))","v":""}]
[]
["Cost Data","Value",2010,2011,2012,2013,2014,2015]